## SolarVic Sept Battery list
Date Added | Reference # | HBS designation | Inverter Capacity (Var) | Useable capacity (kWh) | BESS manufacturer | BESS Model # | Battery System (BS) Manufacturer | Battery System (BS) Model # | Number of BESS/BS in system | Inverter manufacturer | Inverter model # | Smart controller/meter manufacturer | Smart controller/meter model # | Current sensor manufacturer | Current sensor model # | Other major component manufacturer | Other major component model # | Other major component manufacturer | Other major component model # | Battery Brand
2018-10-25 | HBS1007 | sonnen hybrid 9.53/5 | 4600 | 4.5 | sonnen | hybrid 9.53/5 |  |  | 1 | [10 empty] | sonnen
2018-10-25 | HBS1008 | sonnen hybrid 9.53/7.5 | 4600 | 6.8 | sonnen | hybrid 9.53/7.5 |  |  | 1 | [10 empty] | sonnen
2018-10-25 | HBS1009 | sonnen hybrid 9.53/10 | 4600 | 9 | sonnen | hybrid 9.53/10 |  |  | 1 | [10 empty] | sonnen
2018-10-25 | HBS1010 | sonnen hybrid 9.53/12.5 | 4600 | 11.3 | sonnen | hybrid 9.53/12.5 |  |  | 1 | [10 empty] | sonnen
2018-10-25 | HBS1011 | sonnen hybrid 9.53/15 | 4600 | 13.5 | sonnen | hybrid 9.53/15 |  |  | 1 | [10 empty] | sonnen
2018-11-13 | HBS1031 | Alpha-ESS Storion SMILE5 11.5 (SMILE5-INV + 2xSMILE5-BAT) | 4600 | 11 |  |  | Alpha-ESS | SMILE5-BAT | 2 | Alpha-ESS | SMILE5-INV | [8 empty] | Alpha-ESS
2018-11-13 | HBS1032 | Alpha-ESS Storion SMILE5 17.2 (SMILE5-INV + 3xSMILE5-BAT) | 4600 | 16.5 |  |  | Alpha-ESS | SMILE5-BAT | 3 | Alpha-ESS | SMILE5-INV | [8 empty] | Alpha-ESS
2018-11-13 | HBS1030 | Alpha-ESS Storion SMILE5 5.7 (SMILE5-INV + 1xSMILE5-BAT) | 4600 | 5.5 |  |  | Alpha-ESS | SMILE5-BAT | 1 | Alpha-ESS | SMILE5-INV | [8 empty] | Alpha-ESS
2018-11-13 | HBS1034 | Alpha-ESS Storion SMILEB3-GW 11.5 (GW3600S-BP inverter + 2xSMILE5-BAT) | 3680 | 11 |  |  | Alpha-ESS | SMILE5-BAT | 2 | GoodWe | GW3600S-BP | [8 empty] | Alpha-ESS
2018-11-13 | HBS1035 | Alpha-ESS Storion SMILEB3-GW 17.2 (GW3600S-BP inverter + 3xSMILE5-BAT) | 3680 | 16.5 |  |  | Alpha-ESS | SMILE5-BAT | 3 | GoodWe | GW3600S-BP | [8 empty] | Alpha-ESS
2018-11-13 | HBS1033 | Alpha-ESS Storion SMILEB3-GW 5.7 (GW3600S-BP inverter + 1xSMILE5-BAT) | 3680 | 5.5 |  |  | Alpha-ESS | SMILE5-BAT | 1 | GoodWe | GW3600S-BP | [8 empty] | Alpha-ESS
2018-11-13 | HBS1037 | Alpha-ESS Storion SMILEB3-SF 11.5 (ME3000SP inverter + 2xSMILE5-BAT) | 3000 | 11 |  |  | Alpha-ESS | SMILE5-BAT | 2 | Shenzhen SOFAR SOLAR Co Ltd | ME 3000SP | [8 empty] | Alpha-ESS
2018-11-13 | HBS1038 | Alpha-ESS Storion SMILEB3-SF 17.2 (ME3000SP inverter + 3xSMILE5-BAT) | 3000 | 16.5 |  |  | Alpha-ESS | SMILE5-BAT | 3 | Shenzhen SOFAR SOLAR Co Ltd | ME 3000SP | [8 empty] | Alpha-ESS
2018-11-13 | HBS1036 | Alpha-ESS Storion SMILEB3-SF 5.7 (ME3000SP inverter + 1xSMILE5-BAT) | 3000 | 5.5 |  |  | Alpha-ESS | SMILE5-BAT | 1 | Shenzhen SOFAR SOLAR Co Ltd | ME 3000SP | [8 empty] | Alpha-ESS
2018-11-13 | HBS1040 | Alpha-ESS Storion SMILEB5-GW 11.5 (GW5000S-BP inverter + 2xSMILE5-BAT) | 5000 | 11 |  |  | Alpha-ESS | SMILE5-BAT | 2 | GoodWe | GW5000S-BP | [8 empty] | Alpha-ESS
2018-11-13 | HBS1041 | Alpha-ESS Storion SMILEB5-GW 17.2 (GW5000S-BP inverter + 3xSMILE5-BAT) | 5000 | 16.5 |  |  | Alpha-ESS | SMILE5-BAT | 3 | GoodWe | GW5000S-BP | [8 empty] | Alpha-ESS
2018-11-13 | HBS1039 | Alpha-ESS Storion SMILEB5-GW 5.7 (GW5000S-BP inverter + 1xSMILE5-BAT) | 5000 | 5.5 |  |  | Alpha-ESS | SMILE5-BAT | 1 | GoodWe | GW5000S-BP | [8 empty] | Alpha-ESS
2018-11-30 | HBS1042 | Eguana Evolve 0513 | 5000 | 12.2 | Eguana Technologies Inc. | Evolve ACB05-LP |  |  | 1 | [10 empty] | Eguana Technologies Inc.
2018-12-17 | HBS1044 | LG Chem RESU3.3 w/ Sungrow SH5K-20 inverter | 5000 | 2.9 |  |  | LGChem | RESU3.3 | 1 | Sungrow | SH5K-20 | [8 empty] | LGChem
2018-12-17 | HBS1045 | LG Chem RESU6.5 w/ Sungrow SH5K-20 inverter | 5000 | 5.9 |  |  | LGChem | RESU6.5 | 1 | Sungrow | SH5K-20 | [8 empty] | LGChem
2018-12-17 | HBS1046 | LG Chem RESU10 w/ Sungrow SH5K-20 inverter | 5000 | 8.8 |  |  | LGChem | RESU10 | 1 | Sungrow | SH5K-20 | [8 empty] | LGChem
2018-12-17 | HBS1047 | LG Chem RESU6.5 (2 off) w/ Sungrow SH5K-20 inverter | 5000 | 11.8 |  |  | LGChem | RESU6.5 | 2 | Sungrow | SH5K-20 |  |  |  |  | LGChem | RESU Plus |  |  | LGChem
2018-12-17 | HBS1048 | LG Chem RESU6.5 + RESU10 w/ Sungrow SH5K-20 inverter | 5000 | 14.7 |  |  | LGChem | RESU6.5, RESU10 | 2 | Sungrow | SH5K-20 |  |  |  |  | LGChem | RESU Plus |  |  | LGChem
2018-12-17 | HBS1049 | LG Chem RESU10 (2 off) w/ Sungrow SH5K-20 inverter | 5000 | 17.6 |  |  | LGChem | RESU10 | 2 | Sungrow | SH5K-20 |  |  |  |  | LGChem | RESU Plus |  |  | LGChem
2018-12-17 | HBS1043 | Tesla Powerwall 2 AC wth Backup Gateway | 5000 | 13.5 | Tesla | Powerwall 2 |  |  | 1 | [6 empty] | Tesla | Backup Gateway |  |  | Tesla
2019-01-03 | HBS1057 | LG Chem RESU10H w/ SolarEdge SE5000-AUS inverter, SE meter | 4985 | 9.3 |  |  | LGChem | RESU10H-R | 1 | SolarEdge | SE5000-AUS20NNB2 | SolarEdge | SE-WND-3Y400-MB-K1 | SolarEdge | SE-ACT-0750 |  |  |  |  | LGChem
2019-01-03 | HBS1058 | LG Chem RESU10H (2 off) w/ SolarEdge SE5000-AUS inverter, SE meter | 6000 | 18.6 |  |  | LGChem | RESU10H-R, RESU10H-R Expansion | 2 | SolarEdge | SE5000-AUS20NNB2 | SolarEdge | SE-WND-3Y400-MB-K1 | SolarEdge | SE-ACT-0750 |  |  |  |  | LGChem
2019-01-08 | HBS1072 | LG Chem RESU10H w/ SolarEdge HD Wave AC Coupled SE5000H-AUS inverter, SESTI, SE meter | 4985 | 9.3 |  |  | LGChem | RESU10H-R | 1 | SolarEdge | SE5000H-AUSACNNU2 | SolarEdge | SE-WND-3Y400-MB-K1 | SolarEdge | SE-ACT-0750 | SolarEdge | SESTI-S4 Storage Interface |  |  | LGChem
2019-01-14 | HBS1075 | BYD B-Box Pro 13.8 (4 off) w/ Selectronic SPMC482-AU (3 off) inverter charger, Select.live | 7500 | 55.2 |  |  | BYD | BYD B-Box Pro 13.8 | 4 | Selectronic Australia Pty Ltd | SPMC482-AU | Selectronic Australia Pty Ltd | Select.live |  |  | Selectronic | SPMC482-AU | Selectronic | SPMC482-AU | BYD
2019-01-14 | HBS1076 | LG Chem RESU6.5 w/ Selectronic SPMC481-AU inverter charger, Select.live | 5000 | 5.9 |  |  | LGChem | RESU6.5 | 1 | Selectronic Australia Pty Ltd | SPMC481-AU | Selectronic Australia Pty Ltd | Select.live | [6 empty] | LGChem
2019-01-14 | HBS1077 | LG Chem RESU10 w/ Selectronic SPMC481-AU inverter charger, Select.live | 5000 | 8.8 |  |  | LGChem | RESU10 | 1 | Selectronic Australia Pty Ltd | SPMC481-AU | Selectronic Australia Pty Ltd | Select.live | [6 empty] | LGChem
2019-01-14 | HBS1078 | LG Chem RESU6.5 (2 off) w/ Selectronic SPMC481-AU inverter charger, Select.live | 5000 | 11.8 |  |  | LGChem | RESU6.5 | 2 | Selectronic Australia Pty Ltd | SPMC481-AU | Selectronic Australia Pty Ltd | Select.live | [6 empty] | LGChem
2019-01-14 | HBS1079 | LG Chem RESU10 (2 off) w/ Selectronic SPMC481-AU inverter charger, Select.live | 5000 | 17.6 |  |  | LGChem | RESU10 | 2 | Selectronic Australia Pty Ltd | SPMC481-AU | Selectronic Australia Pty Ltd | Select.live | [6 empty] | LGChem
2019-01-14 | HBS1080 | LG Chem RESU6.5 w/ Selectronic SPMC482-AU inverter charger, Select.live | 7500 | 5.9 |  |  | LGChem | RESU6.5 | 1 | Selectronic Australia Pty Ltd | SPMC482-AU | Selectronic Australia Pty Ltd | Select.live | [6 empty] | LGChem
2019-01-14 | HBS1081 | LG Chem RESU10 w/ Selectronic SPMC482-AU inverter charger, Select.live | 7500 | 8.8 |  |  | LGChem | RESU10 | 1 | Selectronic Australia Pty Ltd | SPMC482-AU | Selectronic Australia Pty Ltd | Select.live | [6 empty] | LGChem
2019-01-14 | HBS1082 | LG Chem RESU6.5 (2 off) w/ Selectronic SPMC482-AU inverter charger, Select.live | 7500 | 11.8 |  |  | LGChem | RESU6.5 | 2 | Selectronic Australia Pty Ltd | SPMC482-AU | Selectronic Australia Pty Ltd | Select.live | [6 empty] | LGChem
2019-01-14 | HBS1083 | LG Chem RESU10 (2 off) w/ Selectronic SPMC482-AU inverter charger, Select.live | 7500 | 17.6 |  |  | LGChem | RESU10 | 2 | Selectronic Australia Pty Ltd | SPMC482-AU | Selectronic Australia Pty Ltd | Select.live | [6 empty] | LGChem
2019-01-15 | HBS1118 | LG Chem RESU10H w/ SolarEdge HD Wave AC Coupled SE3000H-AUS inverter, SESTI, SE meter | 3000 | 9.3 |  |  | LGChem | RESU10H-R | 1 | SolarEdge | SE3000H-AUSACNNU2 | SolarEdge | SE-WND-3Y400-MB-K2 | SolarEdge | SE-ACT-0750 | SolarEdge | SESTI-S4 Storage Interface |  |  | LGChem
2019-01-15 | HBS1120 | LG Chem RESU10H w/ SolarEdge HD Wave SE3000H-AU0 inverter, SESTI, SE meter | 3000 | 9.3 |  |  | LGChem | RESU10H-R | 1 | SolarEdge | SE3000H-AU000NNU2 | SolarEdge | SE-WND-3Y400-MB-K1 | SolarEdge | SE-ACT-0750 | SolarEdge | SESTI-S4 Storage Interface |  |  | LGChem
2019-01-15 | HBS1121 | LG Chem RESU10H w/ SolarEdge HD Wave SE4000H-AU0 inverter, SESTI, SE meter | 4000 | 9.3 |  |  | LGChem | RESU10H-R | 1 | SolarEdge | SE4000H-AU000NNU2 | SolarEdge | SE-WND-3Y400-MB-K1 | SolarEdge | SE-ACT-0750 | SolarEdge | SESTI-S4 Storage Interface |  |  | LGChem
2019-01-15 | HBS1122 | LG Chem RESU10H w/ SolarEdge HD Wave SE6000H-AU0 inverter, SESTI, SE meter | 6000 | 9.3 |  |  | LGChem | RESU10H-R | 1 | SolarEdge | SE6000H-AU000NNU2 | SolarEdge | SE-WND-3Y400-MB-K1 | SolarEdge | SE-ACT-0750 | SolarEdge | SESTI-S4 Storage Interface |  |  | LGChem
2019-01-15 | HBS1123 | LG Chem RESU10H w/ SolarEdge HD Wave SE8000H-AU0 inverter, SESTI, SE meter | 8000 | 9.3 |  |  | LGChem | RESU10H-R | 1 | SolarEdge | SE8000H-AU000NNU2 | SolarEdge | SE-WND-3Y400-MB-K1 | SolarEdge | SE-ACT-0750 | SolarEdge | SESTI-S4 Storage Interface |  |  | LGChem
2019-01-15 | HBS1124 | LG Chem RESU10H w/ SolarEdge HD Wave SE10000H-AU0 inverter, SESTI, SE meter | 10000 | 9.3 |  |  | LGChem | RESU10H-R | 1 | SolarEdge | SE10000H-AU000NNU2 | SolarEdge | SE-WND-3Y400-MB-K1 | SolarEdge | SE-ACT-0750 | SolarEdge | SESTI-S4 Storage Interface |  |  | LGChem
2019-01-17 | HBS1126 | LG Chem RESU10H w/ SolarEdge HD Wave SE5000H-AU0 inverter, SESTI, SE meter | 4985 | 9.3 |  |  | LGChem | RESU10H-R | 1 | SolarEdge | SE5000H-AU000NNU2 | SolarEdge | SE-WND-3Y400-MB-K1 | SolarEdge | SE-ACT-0750 | SolarEdge | SESTI-S4 Storage Interface |  |  | LGChem
2019-01-18 | HBS1085 | LG Chem RESU3.3 w/ Goodwe GW5048-EM inverter | 5000 | 2.9 |  |  | LGChem | RESU3.3 | 1 | Goodwe | GW5048-EM | [8 empty] | LGChem
2019-01-18 | HBS1086 | LG Chem RESU3.3 w/ Goodwe GW3648-EM inverter | 3680 | 2.9 |  |  | LGChem | RESU3.3 | 1 | Goodwe | GW3648-EM | [8 empty] | LGChem
2019-01-18 | HBS1087 | LG Chem RESU3.3 w/ Goodwe GW3048-EM inverter | 3000 | 2.9 |  |  | LGChem | RESU3.3 | 1 | Goodwe | GW3048-EM | [8 empty] | LGChem
2019-01-18 | HBS1089 | LG Chem RESU6.5 w/ Goodwe GW5048-EM inverter | 5000 | 5.9 |  |  | LGChem | RESU6.5 | 1 | Goodwe | GW5048-EM | [8 empty] | LGChem
2019-01-18 | HBS1090 | LG Chem RESU6.5 w/ Goodwe GW3648-EM inverter | 3680 | 5.9 |  |  | LGChem | RESU6.5 | 1 | Goodwe | GW3648-EM | [8 empty] | LGChem
2019-01-18 | HBS1091 | LG Chem RESU6.5 w/ Goodwe GW3048-EM inverter | 3000 | 5.9 |  |  | LGChem | RESU6.5 | 1 | Goodwe | GW3048-EM | [8 empty] | LGChem
2019-01-18 | HBS1092 | LG Chem RESU6.5 w/ Goodwe GW3600S-BP inverter | 3680 | 5.9 |  |  | LGChem | RESU6.5 | 1 | Goodwe | GW3600S-BP | [8 empty] | LGChem
2019-01-18 | HBS1093 | LG Chem RESU6.5 w/ Goodwe GW5000S-BP inverter | 5000 | 5.9 |  |  | LGChem | RESU6.5 | 1 | Goodwe | GW5000S-BP | [8 empty] | LGChem
2019-01-18 | HBS1095 | LG Chem RESU10 w/ Goodwe GW5048-EM inverter | 5000 | 8.8 |  |  | LGChem | RESU10 | 1 | Goodwe | GW5048-EM | [8 empty] | LGChem
2019-01-18 | HBS1096 | LG Chem RESU10 w/ Goodwe GW3648-EM inverter | 3680 | 8.8 |  |  | LGChem | RESU10 | 1 | Goodwe | GW3648-EM | [8 empty] | LGChem
2019-01-18 | HBS1097 | LG Chem RESU10 w/ Goodwe GW3048-EM inverter | 3000 | 8.8 |  |  | LGChem | RESU10 | 1 | Goodwe | GW3048-EM | [8 empty] | LGChem
2019-01-18 | HBS1098 | LG Chem RESU10 w/ Goodwe GW3600S-BP inverter | 3680 | 8.8 |  |  | LGChem | RESU10 | 1 | Goodwe | GW3600S-BP | [8 empty] | LGChem
2019-01-18 | HBS1099 | LG Chem RESU10 w/ Goodwe GW5000S-BP inverter | 5000 | 8.8 |  |  | LGChem | RESU10 | 1 | Goodwe | GW5000S-BP | [8 empty] | LGChem
2019-01-18 | HBS1101 | LG Chem RESU6.5 (2 off) w/ Goodwe GW5048-EM inverter | 5000 | 11.8 |  |  | LGChem | RESU6.5 | 2 | Goodwe | GW5048-EM |  |  |  |  | LGChem | RESU Plus |  |  | LGChem
2019-01-18 | HBS1102 | LG Chem RESU6.5 (2 off) w/ Goodwe GW3648-EM inverter | 3680 | 11.8 |  |  | LGChem | RESU6.5 | 2 | Goodwe | GW3648-EM |  |  |  |  | LGChem | RESU Plus |  |  | LGChem
2019-01-18 | HBS1103 | LG Chem RESU6.5 (2 off) w/ Goodwe GW3048-EM inverter | 3000 | 11.8 |  |  | LGChem | RESU6.5 | 2 | Goodwe | GW3048-EM |  |  |  |  | LGChem | RESU Plus |  |  | LGChem
2019-01-18 | HBS1104 | LG Chem RESU6.5 (2 off) w/ Goodwe GW3600S-BP inverter | 3680 | 11.8 |  |  | LGChem | RESU6.5 | 2 | Goodwe | GW3600S-BP |  |  |  |  | LGChem | RESU Plus |  |  | LGChem
2019-01-18 | HBS1105 | LG Chem RESU6.5 (2 off) w/ Goodwe GW5000S-BP inverter | 5000 | 11.8 |  |  | LGChem | RESU6.5 | 2 | Goodwe | GW5000S-BP |  |  |  |  | LGChem | RESU Plus |  |  | LGChem
2019-01-18 | HBS1107 | LG Chem RESU6.5 + RESU10 w/ Goodwe GW5048-EM inverter | 5000 | 14.7 |  |  | LGChem | RESU6.5, RESU10 | 2 | Goodwe | GW5048-EM |  |  |  |  | LGChem | RESU Plus |  |  | LGChem
2019-01-18 | HBS1108 | LG Chem RESU6.5 + RESU10 w/ Goodwe GW3648-EM inverter | 3680 | 14.7 |  |  | LGChem | RESU6.5, RESU10 | 2 | Goodwe | GW3648-EM |  |  |  |  | LGChem | RESU Plus |  |  | LGChem
2019-01-18 | HBS1109 | LG Chem RESU6.5 + RESU10 w/ Goodwe GW3048-EM inverter | 3000 | 14.7 |  |  | LGChem | RESU6.5, RESU10 | 2 | Goodwe | GW3048-EM |  |  |  |  | LGChem | RESU Plus |  |  | LGChem
2019-01-18 | HBS1110 | LG Chem RESU6.5 + RESU10 w/ Goodwe GW3600S-BP inverter | 3680 | 14.7 |  |  | LGChem | RESU6.5, RESU10 | 2 | Goodwe | GW3600S-BP |  |  |  |  | LGChem | RESU Plus |  |  | LGChem
2019-01-18 | HBS1111 | LG Chem RESU6.5 + RESU10 w/ Goodwe GW5000S-BP inverter | 5000 | 14.7 |  |  | LGChem | RESU6.5, RESU10 | 2 | Goodwe | GW5000S-BP |  |  |  |  | LGChem | RESU Plus |  |  | LGChem
2019-01-18 | HBS1113 | LG Chem RESU10 (2 off) w/ Goodwe GW5048-EM inverter | 5000 | 17.6 |  |  | LGChem | RESU10 | 2 | Goodwe | GW5048-EM |  |  |  |  | LGChem | RESU Plus |  |  | LGChem
2019-01-18 | HBS1114 | LG Chem RESU10 (2 off) w/ Goodwe GW3648-EM inverter | 3680 | 17.6 |  |  | LGChem | RESU10 | 2 | Goodwe | GW3648-EM |  |  |  |  | LGChem | RESU Plus |  |  | LGChem
2019-01-18 | HBS1115 | LG Chem RESU10 (2 off) w/ Goodwe GW3048-EM inverter | 3000 | 17.6 |  |  | LGChem | RESU10 | 2 | Goodwe | GW3048-EM |  |  |  |  | LGChem | RESU Plus |  |  | LGChem
2019-01-18 | HBS1116 | LG Chem RESU10 (2 off) w/ Goodwe GW3600S-BP inverter | 3680 | 17.6 |  |  | LGChem | RESU10 | 2 | Goodwe | GW3600S-BP |  |  |  |  | LGChem | RESU Plus |  |  | LGChem
2019-01-18 | HBS1117 | LG Chem RESU10 (2 off) w/ Goodwe GW5000S-BP inverter | 5000 | 17.6 |  |  | LGChem | RESU10 | 2 | Goodwe | GW5000S-BP |  |  |  |  | LGChem | RESU Plus |  |  | LGChem
2019-01-22 | HBS1062 | Pylontech US2000 Plus (6 off) w/ Goodwe GW5048-EM inverter, SwitchDin 'smart controller' | 5000 | 13.2 |  |  | Pylontech | US2000 Plus | 6 | Goodwe | GW5048-EM | SwitchDin | Droplet |  |  | Pylontech | Battery cabinet |  |  | Pylontech
2019-01-22 | HBS1063 | Pylontech US2000 Plus (6 off) w/ Goodwe GW3048-EM inverter, SwitchDin 'smart controller' | 3000 | 13.2 |  |  | Pylontech | US2000 Plus | 6 | Goodwe | GW3048-EM | SwitchDin | Droplet |  |  | Pylontech | Battery cabinet |  |  | Pylontech
2019-01-22 | HBS1064 | Pylontech US2000 Plus (6 off) w/ Goodwe GW5000S-BP inverter (AC-coupled), SwitchDin 'smart controller' | 5000 | 13.2 |  |  | Pylontech | US2000 Plus | 6 | Goodwe | GW5000S-BP | SwitchDin | Droplet |  |  | Pylontech | Battery cabinet |  |  | Pylontech
2019-01-22 | HBS1065 | Pylontech US2000 Plus (6 off) w/ Goodwe GW3600S-BP inverter (AC-coupled), SwitchDin 'smart controller' | 3680 | 13.2 |  |  | Pylontech | US2000 Plus | 6 | Goodwe | GW3600S-BP | SwitchDin | Droplet |  |  | Pylontech | Battery cabinet |  |  | Pylontech
2019-01-22 | HBS1067 | Redback Smart Hybrid SH5000-Pylontech 4.8 (Pylontech US2000 Plus (2 off) w/ Redback SH5000 inverter, BE13200 enclosure, smart meter) | 5000 | 4.4 |  |  | Pylontech | US2000 Plus | 2 | Redback | SH5000 |  |  |  |  | Redback | BE13200 |  |  | Redback
2019-01-22 | HBS1068 | Redback Smart Hybrid SH5000-Pylontech 7.2 (Pylontech US2000 Plus (3 off) w/ Redback SH5000 inverter, BE13200 enclosure, smart meter) | 5000 | 6.6 |  |  | Pylontech | US2000 Plus | 3 | Redback | SH5000 |  |  |  |  | Redback | BE13200 |  |  | Redback
2019-01-22 | HBS1069 | Redback Smart Hybrid SH5000-Pylontech 9.6 (Pylontech US2000 Plus (4 off) w/ Redback SH5000 inverter, BE13200 enclosure, smart meter) | 5000 | 8.8 |  |  | Pylontech | US2000 Plus | 4 | Redback | SH5000 |  |  |  |  | Redback | BE13200 |  |  | Redback
2019-01-23 | HBS1128 | BYD B-Box Pro 13.8 w/ Selectronic SPMC481-AU inverter charger, Select.live | 5000 | 13.8 |  |  | BYD | BYD B-Box Pro 13.8 | 1 | Selectronic Australia Pty Ltd | SPMC481-AU | Selectronic Australia Pty Ltd | Select.live | [6 empty] | BYD
2019-01-23 | HBS1129 | BYD B-Box Pro 13.8 w/ Selectronic SPMC482-AU inverter charger, Select.live | 7500 | 13.8 |  |  | BYD | BYD B-Box Pro 13.8 | 1 | Selectronic Australia Pty Ltd | SPMC482-AU | Selectronic Australia Pty Ltd | Select.live | [6 empty] | BYD
2019-02-06 | HBS1131 | Solax Triple Power T-Bat H 4.5 w/ Solar X1-Hybrid-5.0, Reposit | 4999 | 4.1 |  |  | Triple Power | T-Bat H 4.5 | 1 | Solax Power | X1-Hybrid-5.0-N-I | Reposit | Reposit controller 2.0 series | [6 empty] | Solax
2019-02-06 | HBS1133 | Solax Triple Power T-Bat H 4.5 (2 off) w/ Solar X1-Hybrid-5.0, Reposit | 4999 | 8.2 |  |  | Triple Power | T-Bat H 4.5 | 2 | Solax Power | X1-Hybrid-5.0-N-I | Reposit | Reposit controller 2.0 series | [6 empty] | Solax
2019-02-06 | HBS1135 | Solax Triple Power T-Bat H 4.5 (3 off) w/ Solar X1-Hybrid-5.0, Reposit | 4999 | 12.3 |  |  | Triple Power | T-Bat H 4.5 | 3 | Solax Power | X1-Hybrid-5.0-N-I | Reposit | Reposit controller 2.0 series | [6 empty] | Solax
2019-02-06 | HBS1137 | Solax Triple Power T-Bat H 6.3 w/ Solar X1-Hybrid-5.0, Reposit | 4999 | 5.7 |  |  | Triple Power | T-Bat H 6.3 | 1 | Solax Power | X1-Hybrid-5.0-N-I | Reposit | Reposit controller 2.0 series | [6 empty] | Solax
2019-02-06 | HBS1139 | Solax Triple Power T-Bat H 6.3 (2 off) w/ Solar X1-Hybrid-5.0, Reposit | 4999 | 11.4 |  |  | Triple Power | T-Bat H 6.3 | 2 | Solax Power | X1-Hybrid-5.0-N-I | Reposit | Reposit controller 2.0 series | [6 empty] | Solax
2019-02-06 | HBS1141 | Solax Triple Power T-Bat H 6.3 (3 off) w/ Solar X1-Hybrid-5.0, Reposit | 4999 | 17.1 |  |  | Triple Power | T-Bat H 6.3 | 3 | Solax Power | X1-Hybrid-5.0-N-I | Reposit | Reposit controller 2.0 series | [6 empty] | Solax
2019-02-06 | HBS1143 | Solax Triple Power T-Bat H 4.5 (2 off) w/ Solar X3-Hybrid-10.0, Reposit | 10000 | 8.2 |  |  | Triple Power | T-Bat H 4.5 | 2 | Solax Power | X3-Hybrid-10.0-N-E | Reposit | Reposit controller 2.0 series | [6 empty] | Solax
2019-02-06 | HBS1145 | Solax Triple Power T-Bat H 4.5 (3 off) w/ Solar X3-Hybrid-10.0, Reposit | 10000 | 12.3 |  |  | Triple Power | T-Bat H 4.5 | 3 | Solax Power | X3-Hybrid-10.0-N-E | Reposit | Reposit controller 2.0 series | [6 empty] | Solax
2019-02-06 | HBS1147 | Solax Triple Power T-Bat H 4.5 (4 off) w/ Solar X3-Hybrid-10.0, Reposit | 10000 | 16.4 |  |  | Triple Power | T-Bat H 4.5 | 4 | Solax Power | X3-Hybrid-10.0-N-E | Reposit | Reposit controller 2.0 series | [6 empty] | Solax
2019-02-06 | HBS1149 | Solax Triple Power T-Bat H 4.5 (2 off) w/ Solar X3-Hybrid-8.0, Reposit | 8000 | 8.2 |  |  | Triple Power | T-Bat H 4.5 | 2 | Solax Power | X3-Hybrid-8.0-N-E | Reposit | Reposit controller 2.0 series | [6 empty] | Solax
2019-02-06 | HBS1151 | Solax Triple Power T-Bat H 4.5 (3 off) w/ Solar X3-Hybrid-8.0, Reposit | 8000 | 12.3 |  |  | Triple Power | T-Bat H 4.5 | 3 | Solax Power | X3-Hybrid-8.0-N-E | Reposit | Reposit controller 2.0 series | [6 empty] | Solax
2019-02-06 | HBS1153 | Solax Triple Power T-Bat H 4.5 (4 off) w/ Solar X3-Hybrid-8.0, Reposit | 8000 | 16.4 |  |  | Triple Power | T-Bat H 4.5 | 4 | Solax Power | X3-Hybrid-8.0-N-E | Reposit | Reposit controller 2.0 series | [6 empty] | Solax
2019-02-06 | HBS1155 | Solax Triple Power T-Bat H 4.5 (2 off) w/ Solar X3-Hybrid-6.0, Reposit | 6000 | 8.2 |  |  | Triple Power | T-Bat H 4.5 | 2 | Solax Power | X3-Hybrid-6.0-N-E | Reposit | Reposit controller 2.0 series | [6 empty] | Solax
2019-02-06 | HBS1157 | Solax Triple Power T-Bat H 4.5 (3 off) w/ Solar X3-Hybrid-6.0, Reposit | 6000 | 12.3 |  |  | Triple Power | T-Bat H 4.5 | 3 | Solax Power | X3-Hybrid-6.0-N-E | Reposit | Reposit controller 2.0 series | [6 empty] | Solax
2019-02-06 | HBS1159 | Solax Triple Power T-Bat H 4.5 (4 off) w/ Solar X3-Hybrid-6.0, Reposit | 6000 | 16.4 |  |  | Triple Power | T-Bat H 4.5 | 4 | Solax Power | X3-Hybrid-6.0-N-E | Reposit | Reposit controller 2.0 series | [6 empty] | Solax
2019-02-06 | HBS1161 | Solax Triple Power T-Bat H 4.5 (2 off) w/ Solar X3-Hybrid-5.0, Reposit | 5000 | 8.2 |  |  | Triple Power | T-Bat H 4.5 | 2 | Solax Power | X3-Hybrid-5.0-N-E | Reposit | Reposit controller 2.0 series | [6 empty] | Solax
2019-02-06 | HBS1163 | Solax Triple Power T-Bat H 4.5 (3 off) w/ Solar X3-Hybrid-5.0, Reposit | 5000 | 12.3 |  |  | Triple Power | T-Bat H 4.5 | 3 | Solax Power | X3-Hybrid-5.0-N-E | Reposit | Reposit controller 2.0 series | [6 empty] | Solax
2019-02-06 | HBS1165 | Solax Triple Power T-Bat H 4.5 (4 off) w/ Solar X3-Hybrid-5.0, Reposit | 5000 | 16.4 |  |  | Triple Power | T-Bat H 4.5 | 4 | Solax Power | X3-Hybrid-5.0-N-E | Reposit | Reposit controller 2.0 series | [6 empty] | Solax
2019-02-06 | HBS1167 | Solax Triple Power T-Bat H 6.3 (2 off) w/ Solar X3-Hybrid-10.0, Reposit | 10000 | 11.4 |  |  | Triple Power | T-Bat H 6.3 | 2 | Solax Power | X3-Hybrid-10.0-N-E | Reposit | Reposit controller 2.0 series | [6 empty] | Solax
2019-02-06 | HBS1169 | Solax Triple Power T-Bat H 6.3 (3 off) w/ Solar X3-Hybrid-10.0, Reposit | 10000 | 17.1 |  |  | Triple Power | T-Bat H 6.3 | 3 | Solax Power | X3-Hybrid-10.0-N-E | Reposit | Reposit controller 2.0 series | [6 empty] | Solax
2019-02-06 | HBS1171 | Solax Triple Power T-Bat H 6.3 (4 off) w/ Solar X3-Hybrid-10.0, Reposit | 10000 | 22.8 |  |  | Triple Power | T-Bat H 6.3 | 4 | Solax Power | X3-Hybrid-10.0-N-E | Reposit | Reposit controller 2.0 series | [6 empty] | Solax
2019-02-06 | HBS1173 | Solax Triple Power T-Bat H 6.3 (2 off) w/ Solar X3-Hybrid-8.0, Reposit | 8000 | 11.4 |  |  | Triple Power | T-Bat H 6.3 | 2 | Solax Power | X3-Hybrid-8.0-N-E | Reposit | Reposit controller 2.0 series | [6 empty] | Solax
2019-02-06 | HBS1175 | Solax Triple Power T-Bat H 6.3 (3 off) w/ Solar X3-Hybrid-8.0, Reposit | 8000 | 17.1 |  |  | Triple Power | T-Bat H 6.3 | 3 | Solax Power | X3-Hybrid-8.0-N-E | Reposit | Reposit controller 2.0 series | [6 empty] | Solax
2019-02-06 | HBS1177 | Solax Triple Power T-Bat H 6.3 (4 off) w/ Solar X3-Hybrid-8.0, Reposit | 8000 | 22.8 |  |  | Triple Power | T-Bat H 6.3 | 4 | Solax Power | X3-Hybrid-8.0-N-E | Reposit | Reposit controller 2.0 series | [6 empty] | Solax
2019-02-06 | HBS1179 | Solax Triple Power T-Bat H 6.3 (2 off) w/ Solar X3-Hybrid-6.0, Reposit | 6000 | 11.4 |  |  | Triple Power | T-Bat H 6.3 | 2 | Solax Power | X3-Hybrid-6.0-N-E | Reposit | Reposit controller 2.0 series | [6 empty] | Solax
2019-02-06 | HBS1181 | Solax Triple Power T-Bat H 6.3 (3 off) w/ Solar X3-Hybrid-6.0, Reposit | 6000 | 17.1 |  |  | Triple Power | T-Bat H 6.3 | 3 | Solax Power | X3-Hybrid-6.0-N-E | Reposit | Reposit controller 2.0 series | [6 empty] | Solax
2019-02-06 | HBS1183 | Solax Triple Power T-Bat H 6.3 (4 off) w/ Solar X3-Hybrid-6.0, Reposit | 6000 | 22.8 |  |  | Triple Power | T-Bat H 6.3 | 4 | Solax Power | X3-Hybrid-6.0-N-E | Reposit | Reposit controller 2.0 series | [6 empty] | Solax
2019-02-06 | HBS1185 | Solax Triple Power T-Bat H 6.3 (2 off) w/ Solar X3-Hybrid-5.0, Reposit | 5000 | 11.4 |  |  | Triple Power | T-Bat H 6.3 | 2 | Solax Power | X3-Hybrid-5.0-N-E | Reposit | Reposit controller 2.0 series | [6 empty] | Solax
2019-02-06 | HBS1187 | Solax Triple Power T-Bat H 6.3 (3 off) w/ Solar X3-Hybrid-5.0, Reposit | 5000 | 17.1 |  |  | Triple Power | T-Bat H 6.3 | 3 | Solax Power | X3-Hybrid-5.0-N-E | Reposit | Reposit controller 2.0 series | [6 empty] | Solax
2019-02-06 | HBS1189 | Solax Triple Power T-Bat H 6.3 (4 off) w/ Solar X3-Hybrid-5.0, Reposit | 5000 | 22.8 |  |  | Triple Power | T-Bat H 6.3 | 4 | Solax Power | X3-Hybrid-5.0-N-E | Reposit | Reposit controller 2.0 series | [6 empty] | Solax
2019-02-13 | HBS1202 | Pylontech US2000 Plus (6 off) w/ Goodwe GW5048-EM inverter | 5000 | 13.2 |  |  | Pylontech | US2000 Plus | 6 | Goodwe | GW5048-EM |  |  |  |  | Pylontech | Battery cabinet |  |  | Pylontech
2019-02-13 | HBS1203 | Pylontech US2000 Plus (6 off) w/ Goodwe GW3048-EM inverter | 3000 | 13.2 |  |  | Pylontech | US2000 Plus | 6 | Goodwe | GW3048-EM |  |  |  |  | Pylontech | Battery cabinet |  |  | Pylontech
2019-02-13 | HBS1204 | Pylontech US2000 Plus (6 off) w/ Goodwe GW5000S-BP inverter (AC-coupled) | 5000 | 13.2 |  |  | Pylontech | US2000 Plus | 6 | Goodwe | GW5000S-BP |  |  |  |  | Pylontech | Battery cabinet |  |  | Pylontech
2019-02-13 | HBS1205 | Pylontech US2000 Plus (6 off) w/ Goodwe GW3600S-BP inverter (AC-coupled) | 3680 | 13.2 |  |  | Pylontech | US2000 Plus | 6 | Goodwe | GW3600S-BP |  |  |  |  | Pylontech | Battery cabinet |  |  | Pylontech
2019-02-13 | HBS1207 | Pylontech US2000 Plus (6 off) w/ Goodwe GW3648-EM inverter | 3680 | 13.2 |  |  | Pylontech | US2000 Plus | 6 | Goodwe | GW3648-EM |  |  |  |  | Pylontech | Battery cabinet |  |  | Pylontech
2019-02-15 | HBS1208 | LG Chem RESU10H (2 off) w/ tandem SolarEdge SE5000-AUS and HD Wave SE3000H-AU0 inverters, SESTI, SE meter | 4985 | 17.6 |  |  | LGChem | RESU10H-R | 2 | SolarEdge | SE5000-AUS20NNB2 | SolarEdge | SE-WND-3Y400-MB-K1 | SolarEdge | SE-ACT-0750 | SolarEdge | SESTI-S4 Storage Interface | SolarEdge | SE3000H-AU000NNU2 | LGChem
2019-02-15 | HBS1209 | LG Chem RESU10H (2 off) w/ tandem SolarEdge SE5000-AUS and HD Wave SE4000H-AU0 inverters, SESTI, SE meter | 4985 | 17.6 |  |  | LGChem | RESU10H-R | 2 | SolarEdge | SE5000-AUS20NNB2 | SolarEdge | SE-WND-3Y400-MB-K1 | SolarEdge | SE-ACT-0750 | SolarEdge | SESTI-S4 Storage Interface | SolarEdge | SE4000H-AU000NNU2 | LGChem
2019-02-15 | HBS1210 | LG Chem RESU10H (2 off) w/ tandem SolarEdge SE5000-AUS and HD Wave SE5000H-AU0 inverters, SESTI, SE meter | 4985 | 17.6 |  |  | LGChem | RESU10H-R | 2 | SolarEdge | SE5000-AUS20NNB2 | SolarEdge | SE-WND-3Y400-MB-K1 | SolarEdge | SE-ACT-0750 | SolarEdge | SESTI-S4 Storage Interface | SolarEdge | SE5000H-AU000NNU2 | LGChem
2019-02-20 | HBS1211 | Pylontech US2000 Plus (5 off) w/ Goodwe GW5000S-BP inverter (AC-coupled) | 5000 | 11 |  |  | Pylontech | US2000 Plus | 5 | Goodwe | GW5000S-BP |  |  |  |  | Pylontech | Battery cabinet |  |  | Pylontech
2019-02-20 | HBS1212 | Pylontech US2000 Plus (4 off) w/ Goodwe GW5000S-BP inverter (AC-coupled) | 5000 | 8.8 |  |  | Pylontech | US2000 Plus | 4 | Goodwe | GW5000S-BP |  |  |  |  | Pylontech | Battery cabinet |  |  | Pylontech
2019-02-20 | HBS1213 | Pylontech US2000 Plus (3 off) w/ Goodwe GW5000S-BP inverter (AC-coupled) | 5000 | 6.6 |  |  | Pylontech | US2000 Plus | 3 | Goodwe | GW5000S-BP |  |  |  |  | Pylontech | Battery cabinet |  |  | Pylontech
2019-02-20 | HBS1214 | Pylontech US2000 Plus (2 off) w/ Goodwe GW5000S-BP inverter (AC-coupled) | 5000 | 4.4 |  |  | Pylontech | US2000 Plus | 2 | Goodwe | GW5000S-BP |  |  |  |  | Pylontech | Battery cabinet |  |  | Pylontech
2019-02-20 | HBS1215 | Pylontech US2000 Plus (1 off) w/ Goodwe GW5000S-BP inverter (AC-coupled) | 5000 | 2.2 |  |  | Pylontech | US2000 Plus | 1 | Goodwe | GW5000S-BP |  |  |  |  | Pylontech | Battery cabinet |  |  | Pylontech
2019-03-14 | HBS1257 | LG Chem RESU13 w/ Selectronic SPMC481-AU inverter charger, Select.live | 5000 | 12.4 |  |  | LGChem | RESU13 | 1 | Selectronic Australia Pty Ltd | SPMC481-AU | Selectronic Australia Pty Ltd | Select.live | [6 empty] | LGChem
2019-03-14 | HBS1258 | LG Chem RESU13 (2 off) w/ Selectronic SPMC481-AU inverter charger, Select.live | 5000 | 24.8 |  |  | LGChem | RESU13 | 2 | Selectronic Australia Pty Ltd | SPMC481-AU | Selectronic Australia Pty Ltd | Select.live |  |  | LGChem | RESU Plus |  |  | LGChem
2019-03-14 | HBS1259 | LG Chem RESU13 w/ Selectronic SPMC482-AU inverter charger, Select.live | 7500 | 12.4 |  |  | LGChem | RESU13 | 1 | Selectronic Australia Pty Ltd | SPMC482-AU | Selectronic Australia Pty Ltd | Select.live | [6 empty] | LGChem
2019-03-14 | HBS1260 | LG Chem RESU13 (2 off) w/ Selectronic SPMC482-AU inverter charger, Select.live | 7500 | 24.8 |  |  | LGChem | RESU13 | 2 | Selectronic Australia Pty Ltd | SPMC482-AU | Selectronic Australia Pty Ltd | Select.live |  |  | LGChem | RESU Plus |  |  | LGChem
2019-03-14 | HBS1261 | LG Chem RESU13 w/ Sungrow SH5K-20 inverter | 5000 | 12.4 |  |  | LGChem | RESU13 | 1 | Sungrow | SH5K-20 | [8 empty] | LGChem
2019-03-14 | HBS1262 | LG Chem RESU13 (2 off) w/ Sungrow SH5K-20 inverter | 5000 | 24.8 |  |  | LGChem | RESU13 | 2 | Sungrow | SH5K-20 |  |  |  |  | LGChem | RESU Plus |  |  | LGChem
2019-03-27 | HBS1269 | Alpha-ESS Smile-GW-3048-EM (GW3048-EM inverter + 1xSMILE5-BAT) | 3000 | 5.5 |  |  | Alpha-ESS | SMILE5-BAT | 1 | GoodWe | GW3048-EM | [8 empty] | Alpha-ESS
2019-03-27 | HBS1270 | Alpha-ESS Smile-GW-3048-EM (GW3048-EM inverter + 2xSMILE5-BAT) | 3000 | 11 |  |  | Alpha-ESS | SMILE5-BAT | 2 | GoodWe | GW3048-EM | [8 empty] | Alpha-ESS
2019-03-27 | HBS1271 | Alpha-ESS Smile-GW-3048-EM (GW3048-EM inverter + 3xSMILE5-BAT) | 3000 | 16.5 |  |  | Alpha-ESS | SMILE5-BAT | 3 | GoodWe | GW3048-EM | [8 empty] | Alpha-ESS
2019-03-27 | HBS1272 | Alpha-ESS Smile-GW-3648-EM (GW3648-EM inverter + 1xSMILE5-BAT) | 3680 | 5.5 |  |  | Alpha-ESS | SMILE5-BAT | 1 | GoodWe | GW3648-EM | [8 empty] | Alpha-ESS
2019-03-27 | HBS1273 | Alpha-ESS Smile-GW-3648-EM (GW3648-EM inverter + 2xSMILE5-BAT) | 3680 | 11 |  |  | Alpha-ESS | SMILE5-BAT | 2 | GoodWe | GW3648-EM | [8 empty] | Alpha-ESS
2019-03-27 | HBS1274 | Alpha-ESS Smile-GW-3648-EM (GW3648-EM inverter + 3xSMILE5-BAT) | 3680 | 16.5 |  |  | Alpha-ESS | SMILE5-BAT | 3 | GoodWe | GW3648-EM | [8 empty] | Alpha-ESS
2019-03-27 | HBS1263 | Alpha-ESS Smile-GW-5048-EM (GW5048-EM inverter + 1xSMILE5-BAT) | 5000 | 5.5 |  |  | Alpha-ESS | SMILE5-BAT | 1 | GoodWe | GW5048-EM | [8 empty] | Alpha-ESS
2019-03-27 | HBS1264 | Alpha-ESS Smile-GW-5048-EM (GW5048-EM inverter + 2xSMILE5-BAT) | 5000 | 11 |  |  | Alpha-ESS | SMILE5-BAT | 2 | GoodWe | GW5048-EM | [8 empty] | Alpha-ESS
2019-03-27 | HBS1265 | Alpha-ESS Smile-GW-5048-EM (GW5048-EM inverter + 3xSMILE5-BAT) | 5000 | 16.5 |  |  | Alpha-ESS | SMILE5-BAT | 3 | GoodWe | GW5048-EM | [8 empty] | Alpha-ESS
2019-03-29 | HBS1279 | Sungrow SBP4K8 w/ Sungrow SH5K-20 inverter | 5000 | 4.6 |  |  | Sungrow | SBP4K8 | 1 | Sungrow | SH5K-20 | [8 empty] | Sungrow
2019-03-29 | HBS1280 | Sungrow SBP4K8 (2 off) w/ Sungrow SH5K-20 inverter | 5000 | 9.2 |  |  | Sungrow | SBP4K8 | 2 | Sungrow | SH5K-20 | [8 empty] | Sungrow
2019-03-29 | HBS1281 | Sungrow SBP4K8 (3 off) w/ Sungrow SH5K-20 inverter | 5000 | 13.8 |  |  | Sungrow | SBP4K8 | 3 | Sungrow | SH5K-20 | [8 empty] | Sungrow
2019-04-12 | HBS1291 | LG Chem RESU13 w/ Goodwe GW5048-EM inverter | 5000 | 12.4 |  |  | LGChem | RESU13 | 1 | Goodwe | GW5048-EM | [8 empty] | LGChem
2019-04-12 | HBS1292 | LG Chem RESU13 w/ Goodwe GW3648-EM inverter | 3680 | 12.4 |  |  | LGChem | RESU13 | 1 | Goodwe | GW3648-EM | [8 empty] | LGChem
2019-04-12 | HBS1293 | LG Chem RESU13 w/ Goodwe GW3048-EM inverter | 3000 | 12.4 |  |  | LGChem | RESU13 | 1 | Goodwe | GW3048-EM | [8 empty] | LGChem
2019-04-12 | HBS1294 | LG Chem RESU13 w/ Goodwe GW3600S-BP inverter | 3680 | 12.4 |  |  | LGChem | RESU13 | 1 | Goodwe | GW3600S-BP | [8 empty] | LGChem
2019-04-12 | HBS1295 | LG Chem RESU13 w/ Goodwe GW5000S-BP inverter | 5000 | 12.4 |  |  | LGChem | RESU13 | 1 | Goodwe | GW5000S-BP | [8 empty] | LGChem
2019-05-14 | HBS1296 | Dyness B4850 w/ GoodWe GW5000S-BP inverter | 5000 | 2.2 |  |  | Dyness | B4850 | 1 | Goodwe | GW5000S-BP | [8 empty] | Dyness
2019-05-14 | HBS1297 | Dyness B4850 (2 off) w/ GoodWe GW5000S-BP inverter (AC coupled) | 5000 | 4.4 |  |  | Dyness | B4850 | 2 | Goodwe | GW5000S-BP | [8 empty] | Dyness
2019-05-14 | HBS1298 | Dyness B4850 (3 off) w/ GoodWe GW5000S-BP inverter (AC coupled) | 5000 | 6.6 |  |  | Dyness | B4850 | 3 | Goodwe | GW5000S-BP | [8 empty] | Dyness
2019-05-14 | HBS1299 | Dyness B4850 (4 off) w/ GoodWe GW5000S-BP inverter (AC coupled) | 5000 | 8.8 |  |  | Dyness | B4850 | 4 | Goodwe | GW5000S-BP | [8 empty] | Dyness
2019-05-14 | HBS1300 | Dyness B4850 (5 off) w/ GoodWe GW5000S-BP inverter (AC coupled) | 5000 | 11 |  |  | Dyness | B4850 | 5 | Goodwe | GW5000S-BP | [8 empty] | Dyness
2019-05-14 | HBS1301 | Dyness B4850 w/ GoodWe GW5048-EM inverter | 5000 | 2.2 |  |  | Dyness | B4850 | 1 | Goodwe | GW5048-EM | [8 empty] | Dyness
2019-05-14 | HBS1302 | Dyness B4850 (2 off) w/ GoodWe GW5048-EM inverter | 5000 | 4.4 |  |  | Dyness | B4850 | 2 | Goodwe | GW5048-EM | [8 empty] | Dyness
2019-05-14 | HBS1303 | Dyness B4850 (3 off) w/ GoodWe GW5048-EM inverter | 5000 | 6.6 |  |  | Dyness | B4850 | 3 | Goodwe | GW5048-EM | [8 empty] | Dyness
2019-05-14 | HBS1304 | Dyness B4850 (4 off) w/ GoodWe GW5048-EM inverter | 5000 | 8.8 |  |  | Dyness | B4850 | 4 | Goodwe | GW5048-EM | [8 empty] | Dyness
2019-05-14 | HBS1305 | Dyness B4850 (5 off) w/ GoodWe GW5048-EM inverter | 5000 | 11 |  |  | Dyness | B4850 | 5 | Goodwe | GW5048-EM | [8 empty] | Dyness
2019-05-14 | HBS1306 | Dyness PowerBox F-2.5 w/ GoodWe GW5000S-BP inverter (AC coupled) | 5000 | 2.2 |  |  | Dyness | PowerBox F-2.5 | 1 | Goodwe | GW5000S-BP | [8 empty] | Dyness
2019-05-14 | HBS1307 | Dyness PowerBox F-5 w/ GoodWe GW5000S-BP inverter (AC coupled) | 5000 | 4.3 |  |  | Dyness | PowerBox F-5 | 1 | Goodwe | GW5000S-BP | [8 empty] | Dyness
2019-05-14 | HBS1308 | Dyness PowerBox F-7.5 w/ GoodWe GW5000S-BP inverter (AC coupled) | 5000 | 6.5 |  |  | Dyness | PowerBox F-7.5 | 1 | Goodwe | GW5000S-BP | [8 empty] | Dyness
2019-05-14 | HBS1309 | Dyness PowerBox F-10 w/ GoodWe GW5000S-BP inverter (AC coupled) | 5000 | 8.6 |  |  | Dyness | PowerBox F-10 | 1 | Goodwe | GW5000S-BP | [8 empty] | Dyness
2019-05-14 | HBS1310 | Dyness PowerBox F-2.5 w/ GoodWe GW5048-EM inverter | 5000 | 2.2 |  |  | Dyness | PowerBox F-2.5 | 1 | Goodwe | GW5048-EM | [8 empty] | Dyness
2019-05-14 | HBS1311 | Dyness PowerBox F-5 w/ GoodWe GW5048-EM inverter | 5000 | 4.3 |  |  | Dyness | PowerBox F-5 | 1 | Goodwe | GW5048-EM | [8 empty] | Dyness
2019-05-14 | HBS1312 | Dyness PowerBox F-7.5 w/ GoodWe GW5048-EM inverter | 5000 | 6.5 |  |  | Dyness | PowerBox F-7.5 | 1 | Goodwe | GW5048-EM | [8 empty] | Dyness
2019-05-14 | HBS1313 | Dyness PowerBox F-10 w/ GoodWe GW5048-EM inverter | 5000 | 8.6 |  |  | Dyness | PowerBox F-10 | 1 | Goodwe | GW5048-EM | [8 empty] | Dyness
2019-05-14 | HBS1235 | SENEC.Home V2 Li 2.5 | 1000 | 2.5 | Deutsche Energieversorgung GmbH | SENEC.Home V2 Li 2.5 |  |  | 1 | [10 empty] | SENEC
2019-05-14 | HBS1236 | SENEC.Home V2 Li 5.0 | 2000 | 5 | Deutsche Energieversorgung GmbH | SENEC.Home V2 Li 5.0 |  |  | 1 | [10 empty] | SENEC
2019-05-14 | HBS1237 | SENEC.Home V2 Li 7.5 | 2250 | 7.5 | Deutsche Energieversorgung GmbH | SENEC.Home V2 Li 7.5 |  |  | 1 | [10 empty] | SENEC
2019-05-14 | HBS1238 | SENEC.Home V2 Li 10 | 2250 | 10 | Deutsche Energieversorgung GmbH | SENEC.Home V2 Li 10 |  |  | 1 | [10 empty] | SENEC
2019-07-04 | HBS1332 | Alpha-ESS eStore-GW5048-EM-10.3 (GW5048-EM inverter + 1xeSTORE-BAT-10.3) | 5000 | 9.3 |  |  | Alpha-ESS | eSTORE-BAT-10.3 | 1 | GoodWe | GW5048-EM | [8 empty] | Alpha-ESS
2019-07-04 | HBS1333 | Alpha-ESS eStore-GW5048-EM-20.6 (GW5048-EM inverter + 2xeSTORE-BAT-10.3) | 5000 | 18.6 |  |  | Alpha-ESS | eSTORE-BAT-10.3 | 2 | GoodWe | GW5048-EM | [8 empty] | Alpha-ESS
2019-07-04 | HBS1336 | Alpha-ESS eStore-GW5000S-BP-10.3 (GW5000S-BP inverter + 1xeSTORE-BAT-10.3) | 5000 | 9.3 |  |  | Alpha-ESS | eSTORE-BAT-10.3 | 1 | GoodWe | GW5000S-BP | [8 empty] | Alpha-ESS
2019-07-04 | HBS1337 | Alpha-ESS eStore-GW5000S-BP-20.6 (GW5000S-BP inverter + 2xeSTORE-BAT-10.3) | 5000 | 18.6 |  |  | Alpha-ESS | eSTORE-BAT-10.3 | 2 | GoodWe | GW5000S-BP | [8 empty] | Alpha-ESS
2019-07-09 | HBS1338 | Alpha-ESS Storion SMILE5 10.3 (SMILE5-INV + 1xSMILE-BAT-10.3P) | 4600 | 9.3 |  |  | Alpha-ESS | SMILE-BAT-10.3P | 1 | Alpha-ESS | SMILE5-INV | [8 empty] | Alpha-ESS
2019-07-09 | HBS1339 | Alpha-ESS Storion SMILE5 20.6 (SMILE5-INV + 2xSMILE-BAT-10.3P) | 4600 | 18.6 |  |  | Alpha-ESS | SMILE-BAT-10.3P | 2 | Alpha-ESS | SMILE5-INV |  |  |  |  | Alpha-ESS | 10.3P BAT Expansion Box |  |  | Alpha-ESS
2019-07-10 | HBS1343 | BYD B-Box L 3.5(Au) w/ GoodWe GW3048-EM inverter | 3000 | 3.5 |  |  | BYD | B-Box L 3.5(Au) | 1 | GoodWe | GW3048-EM | [8 empty] | BYD
2019-07-10 | HBS1344 | BYD B-Box L 3.5(Au) w/ GoodWe GW3648-EM inverter | 3680 | 3.5 |  |  | BYD | B-Box L 3.5(Au) | 1 | GoodWe | GW3648-EM | [8 empty] | BYD
2019-07-10 | HBS1345 | BYD B-Box L 3.5(Au) w/ GoodWe GW5048-EM inverter | 5000 | 3.5 |  |  | BYD | B-Box L 3.5(Au) | 1 | GoodWe | GW5048-EM | [8 empty] | BYD
2019-07-10 | HBS1346 | BYD B-Box L 3.5(Au) w/ GoodWe GW5000S-BP inverter | 5000 | 3.5 |  |  | BYD | B-Box L 3.5(Au) | 1 | GoodWe | GW5000S-BP | [8 empty] | BYD
2019-07-10 | HBS1348 | BYD B-Box L 7(Au) w/ GoodWe GW3048-EM inverter | 3000 | 7 |  |  | BYD | B-Box L 7(Au) | 1 | GoodWe | GW3048-EM | [8 empty] | BYD
2019-07-10 | HBS1349 | BYD B-Box L 7(Au) w/ GoodWe GW3648-EM inverter | 3680 | 7 |  |  | BYD | B-Box L 7(Au) | 1 | GoodWe | GW3648-EM | [8 empty] | BYD
2019-07-10 | HBS1350 | BYD B-Box L 7(Au) w/ GoodWe GW5048-EM inverter | 5000 | 7 |  |  | BYD | B-Box L 7(Au) | 1 | GoodWe | GW5048-EM | [8 empty] | BYD
2019-07-10 | HBS1351 | BYD B-Box L 7(Au) w/ GoodWe GW5000S-BP inverter | 5000 | 7 |  |  | BYD | B-Box L 7(Au) | 1 | GoodWe | GW5000S-BP | [8 empty] | BYD
2019-07-10 | HBS1353 | BYD B-Box L 10.5(Au) w/ GoodWe GW3048-EM inverter | 3000 | 10.5 |  |  | BYD | B-Box L 10.5(Au) | 1 | GoodWe | GW3048-EM | [8 empty] | BYD
2019-07-10 | HBS1354 | BYD B-Box L 10.5(Au) w/ GoodWe GW3648-EM inverter | 3680 | 10.5 |  |  | BYD | B-Box L 10.5(Au) | 1 | GoodWe | GW3648-EM | [8 empty] | BYD
2019-07-10 | HBS1355 | BYD B-Box L 10.5(Au) w/ GoodWe GW5048-EM inverter | 5000 | 10.5 |  |  | BYD | B-Box L 10.5(Au) | 1 | GoodWe | GW5048-EM | [8 empty] | BYD
2019-07-10 | HBS1356 | BYD B-Box L 10.5(Au) w/ GoodWe GW5000S-BP inverter | 5000 | 10.5 |  |  | BYD | B-Box L 10.5(Au) | 1 | GoodWe | GW5000S-BP | [8 empty] | BYD
2019-07-10 | HBS1358 | BYD B-Box L 14(Au) w/ GoodWe GW3048-EM inverter | 3000 | 14 |  |  | BYD | B-Box L 14(Au) | 1 | GoodWe | GW3048-EM | [8 empty] | BYD
2019-07-10 | HBS1359 | BYD B-Box L 14(Au) w/ GoodWe GW3648-EM inverter | 3680 | 14 |  |  | BYD | B-Box L 14(Au) | 1 | GoodWe | GW3648-EM | [8 empty] | BYD
2019-07-10 | HBS1360 | BYD B-Box L 14(Au) w/ GoodWe GW5048-EM inverter | 5000 | 14 |  |  | BYD | B-Box L 14(Au) | 1 | GoodWe | GW5048-EM | [8 empty] | BYD
2019-07-10 | HBS1361 | BYD B-Box L 14(Au) w/ GoodWe GW5000S-BP inverter | 5000 | 14 |  |  | BYD | B-Box L 14(Au) | 1 | GoodWe | GW5000S-BP | [8 empty] | BYD
2019-07-10 | HBS1362 | BYD B-Box L 3.5(Au) w/ Selectronic SPMC481-AU inverter charger, Select.live | 5000 | 3.5 |  |  | BYD | B-Box L 3.5(Au) | 1 | Selectronic Australia Pty Ltd | SPMC481-AU | Selectronic Australia Pty Ltd | Select.live | [6 empty] | BYD
2019-07-10 | HBS1363 | BYD B-Box L 3.5(Au) w/ Selectronic SPMC482-AU inverter charger, Select.live | 7500 | 3.5 |  |  | BYD | B-Box L 3.5(Au) | 1 | Selectronic Australia Pty Ltd | SPMC482-AU | Selectronic Australia Pty Ltd | Select.live | [6 empty] | BYD
2019-07-10 | HBS1364 | BYD B-Box L 7(Au) w/ Selectronic SPMC481-AU inverter charger, Select.live | 5000 | 7 |  |  | BYD | B-Box L 7(Au) | 1 | Selectronic Australia Pty Ltd | SPMC481-AU | Selectronic Australia Pty Ltd | Select.live | [6 empty] | BYD
2019-07-10 | HBS1365 | BYD B-Box L 7(Au) w/ Selectronic SPMC482-AU inverter charger, Select.live | 7500 | 7 |  |  | BYD | B-Box L 7(Au) | 1 | Selectronic Australia Pty Ltd | SPMC482-AU | Selectronic Australia Pty Ltd | Select.live | [6 empty] | BYD
2019-07-10 | HBS1366 | BYD B-Box L 10.5(Au) w/ Selectronic SPMC481-AU inverter charger, Select.live | 5000 | 10.5 |  |  | BYD | B-Box L 10.5(Au) | 1 | Selectronic Australia Pty Ltd | SPMC481-AU | Selectronic Australia Pty Ltd | Select.live | [6 empty] | BYD
2019-07-10 | HBS1367 | BYD B-Box L 10.5(Au) w/ Selectronic SPMC482-AU inverter charger, Select.live | 7500 | 10.5 |  |  | BYD | B-Box L 10.5(Au) | 1 | Selectronic Australia Pty Ltd | SPMC482-AU | Selectronic Australia Pty Ltd | Select.live | [6 empty] | BYD
2019-07-10 | HBS1368 | BYD B-Box L 14(Au) w/ Selectronic SPMC481-AU inverter charger, Select.live | 5000 | 14 |  |  | BYD | B-Box L 14(Au) | 1 | Selectronic Australia Pty Ltd | SPMC481-AU | Selectronic Australia Pty Ltd | Select.live | [6 empty] | BYD
2019-07-10 | HBS1369 | BYD B-Box L 14(Au) w/ Selectronic SPMC482-AU inverter charger, Select.live | 7500 | 14 |  |  | BYD | B-Box L 14(Au) | 1 | Selectronic Australia Pty Ltd | SPMC482-AU | Selectronic Australia Pty Ltd | Select.live | [6 empty] | BYD
2019-07-19 | HBS1382 | Alpha-ESS Storion-SMILE-B3 (HIVE) | 3000 | 2.8 | Alpha-ESS | Storion-SMILE-B3 |  |  | 1 | [10 empty] | Alpha-ESS
2019-07-19 | HBS1383 | Alpha-ESS Storion-SMILE-B3 (HIVE) (1xM4856-P battery expansion) | 3000 | 5.6 | Alpha-ESS | Storion-SMILE-B3 |  |  | 1 | [6 empty] | Alpha-ESS | Storion B3 Expansion Kit |  | M4856-P (1 off) | Alpha-ESS
2019-07-19 | HBS1384 | Alpha-ESS Storion-SMILE-B3 (HIVE) (2xM4856-P battery expansion) | 3000 | 8.4 | Alpha-ESS | Storion-SMILE-B3 |  |  | 1 | [6 empty] | Alpha-ESS | Storion B3 Expansion Kit |  | M4856-P (2 off) | Alpha-ESS
2019-07-19 | HBS1385 | Alpha-ESS Storion-SMILE-B3 (HIVE) (3xM4856-P battery expansion) | 3000 | 11.2 | Alpha-ESS | Storion-SMILE-B3 |  |  | 1 | [6 empty] | Alpha-ESS | Storion B3 Expansion Kit |  | M4856-P (3 off) | Alpha-ESS
2019-07-19 | HBS1386 | Alpha-ESS Storion-SMILE-B3 (HIVE) (4xM4856-P battery expansion) | 3000 | 14 | Alpha-ESS | Storion-SMILE-B3 |  |  | 1 | [6 empty] | Alpha-ESS | Storion B3 Expansion Kit |  | M4856-P (4 off) | Alpha-ESS
2019-07-19 | HBS1387 | Alpha-ESS Storion-SMILE-B3 (HIVE) (5xM4856-P battery expansion) | 3000 | 16.8 | Alpha-ESS | Storion-SMILE-B3 |  |  | 1 | [6 empty] | Alpha-ESS | Storion B3 Expansion Kit |  | M4856-P (5 off) | Alpha-ESS
2019-07-19 | HBS1388 | Alpha-ESS Storion-SMILE-B3 (Goanna) | 3000 | 2.8 | Alpha-ESS | Storion-SMILE-B3 |  |  | 1 | [10 empty] | Alpha-ESS
2019-07-19 | HBS1389 | Alpha-ESS Storion-SMILE-B3 (Goanna) (1xM4856-P battery expansion) | 3000 | 5.6 | Alpha-ESS | Storion-SMILE-B3 |  |  | 1 | [6 empty] | Alpha-ESS | Storion B3 Expansion Kit |  | M4856-P (1 off) | Alpha-ESS
2019-07-19 | HBS1390 | Alpha-ESS Storion-SMILE-B3 (Goanna) (2xM4856-P battery expansion) | 3000 | 8.4 | Alpha-ESS | Storion-SMILE-B3 |  |  | 1 | [6 empty] | Alpha-ESS | Storion B3 Expansion Kit |  | M4856-P (2 off) | Alpha-ESS
2019-07-19 | HBS1391 | Alpha-ESS Storion-SMILE-B3 (Goanna) (3xM4856-P battery expansion) | 3000 | 11.2 | Alpha-ESS | Storion-SMILE-B3 |  |  | 1 | [6 empty] | Alpha-ESS | Storion B3 Expansion Kit |  | M4856-P (3 off) | Alpha-ESS
2019-07-19 | HBS1392 | Alpha-ESS Storion-SMILE-B3 (Goanna) (4xM4856-P battery expansion) | 3000 | 14 | Alpha-ESS | Storion-SMILE-B3 |  |  | 1 | [6 empty] | Alpha-ESS | Storion B3 Expansion Kit |  | M4856-P (4 off) | Alpha-ESS
2019-07-19 | HBS1393 | Alpha-ESS Storion-SMILE-B3 (Goanna) (5xM4856-P battery expansion) | 3000 | 16.8 | Alpha-ESS | Storion-SMILE-B3 |  |  | 1 | [6 empty] | Alpha-ESS | Storion B3 Expansion Kit |  | M4856-P (5 off) | Alpha-ESS
2019-07-25 | HBS1394 | Redback Smart Hybrid SH4600-Pylontech 4.8 (Pylontech US2000 (2 off) w/ Redback SH4600 inverter, BE9600 enclosure, smart meter) | 4600 | 4.4 |  |  | Pylontech | US2000 | 2 | Redback | SH4600 |  |  |  |  | Redback | BE9600 |  |  | Redback
2019-07-25 | HBS1395 | Redback Smart Hybrid SH4600-Pylontech 7.2 (Pylontech US2000 (3 off) w/ Redback SH4600 inverter, BE9600 enclosure, smart meter) | 4600 | 6.6 |  |  | Pylontech | US2000 | 3 | Redback | SH4600 |  |  |  |  | Redback | BE9600 |  |  | Redback
2019-07-25 | HBS1396 | Redback Smart Hybrid SH4600-Pylontech 9.6 (Pylontech US2000 (4 off) w/ Redback SH4600 inverter, BE9600 enclosure, smart meter) | 4600 | 8.8 |  |  | Pylontech | US2000 | 4 | Redback | SH4600 |  |  |  |  | Redback | BE9600 |  |  | Redback
2019-08-20 | HBS1398 | LG Chem RESU13 (2 off) w/ Goodwe GW5048-EM inverter | 5000 | 24.8 |  |  | LGChem | RESU13 | 2 | Goodwe | GW5048-EM |  |  |  |  | LGChem | RESU Plus |  |  | LGChem
2019-08-20 | HBS1399 | LG Chem RESU13 (2 off) w/ Goodwe GW3648-EM inverter | 3680 | 24.8 |  |  | LGChem | RESU13 | 2 | Goodwe | GW3648-EM |  |  |  |  | LGChem | RESU Plus |  |  | LGChem
2019-08-20 | HBS1400 | LG Chem RESU13 (2 off) w/ Goodwe GW3048-EM inverter | 3000 | 24.8 |  |  | LGChem | RESU13 | 2 | Goodwe | GW3048-EM |  |  |  |  | LGChem | RESU Plus |  |  | LGChem
2019-08-20 | HBS1401 | LG Chem RESU13 (2 off) w/ Goodwe GW3600S-BP inverter | 3680 | 24.8 |  |  | LGChem | RESU13 | 2 | Goodwe | GW3600S-BP |  |  |  |  | LGChem | RESU Plus |  |  | LGChem
2019-08-20 | HBS1402 | LG Chem RESU13 (2 off) w/ Goodwe GW5000S-BP inverter | 5000 | 24.8 |  |  | LGChem | RESU13 | 2 | Goodwe | GW5000S-BP |  |  |  |  | LGChem | RESU Plus |  |  | LGChem
2019-10-08 | HBS1340 | Alpha-ESS Storion SMILE5 10.1 (SMILE5-INV + 1xSMILE-BAT-10.1P) | 4600 | 9.1 |  |  | Alpha-ESS | SMILE-BAT-10.1P | 1 | Alpha-ESS | SMILE5-INV | [8 empty] | Alpha-ESS
2019-10-08 | HBS1341 | Alpha-ESS Storion SMILE5 20.2 (SMILE5-INV + 2xSMILE-BAT-10.1P) | 4600 | 18.2 |  |  | Alpha-ESS | SMILE-BAT-10.1P | 2 | Alpha-ESS | SMILE5-INV |  |  |  |  | Alpha-ESS | 10.1P BAT Expansion Box |  |  | Alpha-ESS
2019-10-08 | HBS1408 | Alpha-ESS eStore-GW5048-EM-10.1 (GW5048-EM inverter + 1xeSTORE-BAT-10.1) | 5000 | 9.1 |  |  | Alpha-ESS | eSTORE-BAT-10.1 | 1 | GoodWe | GW5048-EM | [8 empty] | Alpha-ESS
2019-10-08 | HBS1409 | Alpha-ESS eStore-GW5048-EM-20.2 (GW5048-EM inverter + 2xeSTORE-BAT-10.1) | 5000 | 18.2 |  |  | Alpha-ESS | eSTORE-BAT-10.1 | 2 | GoodWe | GW5048-EM | [8 empty] | Alpha-ESS
2019-10-08 | HBS1412 | Alpha-ESS eStore-GW5000S-BP-10.1 (GW5000S-BP inverter + 1xeSTORE-BAT-10.1) | 5000 | 9.1 |  |  | Alpha-ESS | eSTORE-BAT-10.1 | 1 | GoodWe | GW5000S-BP | [8 empty] | Alpha-ESS
2019-10-08 | HBS1413 | Alpha-ESS eStore-GW5000S-BP-20.2 (GW5000S-BP inverter + 2xeSTORE-BAT-10.1) | 5000 | 18.2 |  |  | Alpha-ESS | eSTORE-BAT-10.1 | 2 | GoodWe | GW5000S-BP | [8 empty] | Alpha-ESS
2019-10-08 | HBS1414 | LG Chem RESU10H w/ SMA SBS5.0-10, Reposit Infinite | 5000 | 9.3 |  |  | LGChem | RESU10H-C | 1 | SMA | SBS5.0-10 | Reposit | Reposit controller 2.0 series |  |  | Reposit | Reposit Infinite |  |  | LGChem
2019-10-08 | HBS1403 | Redback Smart Hybrid SH5000-Pylontech 7.1 (Pylontech US3000 Plus (2 off) w/ Redback SH5000 inverter, BE13200 enclosure, smart meter) | 5000 | 6.4 |  |  | Pylontech | US3000 | 2 | Redback | SH5000 |  |  |  |  | Redback | BE13200 |  |  | Redback
2019-10-08 | HBS1404 | Redback Smart Hybrid SH5000-Pylontech 6.0 (Pylontech US2000 Plus (1 off) + US3000 (1 off), w/ Redback SH5000 inverter, BE13200 enclosure, smart meter) | 5000 | 5.4 |  |  | Pylontech | US2000 Plus, US3000 | 2 | Redback | SH5000 |  |  |  |  | Redback | BE13200 |  |  | Redback
2019-10-08 | HBS1405 | Redback Smart Hybrid SH5000-Pylontech 8.4 (Pylontech US2000 Plus (2 off) + US3000 (1 off), w/ Redback SH5000 inverter, BE13200 enclosure, smart meter) | 5000 | 7.6 |  |  | Pylontech | US2000 Plus, US3000 | 3 | Redback | SH5000 |  |  |  |  | Redback | BE13200 |  |  | Redback
2019-10-08 | HBS1406 | Redback Smart Hybrid SH5000-Pylontech 9.5 (Pylontech US2000 Plus (1 off) + US3000 (2 off), w/ Redback SH5000 inverter, BE13200 enclosure, smart meter) | 5000 | 8.6 |  |  | Pylontech | US2000 Plus, US3000 | 3 | Redback | SH5000 |  |  |  |  | Redback | BE13200 |  |  | Redback
2019-10-08 | HBS1407 | Redback Smart Hybrid SH5000-Pylontech 11.9 (Pylontech US2000 Plus (2 off) + US3000 (2 off), w/ Redback SH5000 inverter, BE13200 enclosure, smart meter) | 5000 | 10.8 |  |  | Pylontech | US2000 Plus, US3000 | 4 | Redback | SH5000 |  |  |  |  | Redback | BE13200 |  |  | Redback
2019-10-16 | HBS1416 | Alpha-ESS SMILE-B5 10.1 (GW5000S inverter + 1xSMILE-BAT-10.1P) | 5000 | 9.1 |  |  | Alpha-ESS | SMILE-BAT-10.1P | 1 | GoodWe | GW5000S-BP | [8 empty] | Alpha-ESS
2019-10-16 | HBS1418 | Alpha-ESS SMILE-B5 10.3 (GW5000S inverter + 1xSMILE-BAT-10.3P) | 5000 | 9.3 |  |  | Alpha-ESS | SMILE-BAT-10.3P | 1 | GoodWe | GW5000S-BP | [8 empty] | Alpha-ESS
2019-10-16 | HBS1420 | Alpha-ESS SMILE-B5 20.2 (GW5000S inverter + 2xSMILE-BAT-10.1P) | 5000 | 18.2 |  |  | Alpha-ESS | SMILE-BAT-10.1P | 2 | GoodWe | GW5000S-BP |  |  |  |  | Alpha-ESS | 10.1P BAT Expansion Box |  |  | Alpha-ESS
2019-10-16 | HBS1422 | Alpha-ESS SMILE-B5 20.6 (GW5000S inverter + 2xSMILE-BAT-10.3P) | 5000 | 18.6 |  |  | Alpha-ESS | SMILE-BAT-10.3P | 2 | GoodWe | GW5000S-BP |  |  |  |  | Alpha-ESS | 10.3P BAT Expansion Box |  |  | Alpha-ESS
2019-10-22 | HBS1417 | Alpha-ESS SMILE-B3.6 10.1 (GW3600S inverter + 1xSMILE-BAT-10.1P) | 3680 | 9.1 |  |  | Alpha-ESS | SMILE-BAT-10.1P | 1 | GoodWe | GW3600S-BP | [8 empty] | Alpha-ESS
2019-10-22 | HBS1419 | Alpha-ESS SMILE-B3.6 10.3 (GW3600S inverter + 1xSMILE-BAT-10.3P) | 3680 | 9.3 |  |  | Alpha-ESS | SMILE-BAT-10.3P | 1 | GoodWe | GW3600S-BP | [8 empty] | Alpha-ESS
2019-10-22 | HBS1421 | Alpha-ESS SMILE-B3.6 20.2 (GW3600S inverter + 2xSMILE-BAT-10.1P) | 3680 | 18.2 |  |  | Alpha-ESS | SMILE-BAT-10.1P | 2 | GoodWe | GW3600S-BP |  |  |  |  | Alpha-ESS | 10.1P BAT Expansion Box |  |  | Alpha-ESS
2019-10-22 | HBS1423 | Alpha-ESS SMILE-B3.6 20.6 (GW3600S inverter + 2xSMILE-BAT-10.3P) | 3680 | 18.6 |  |  | Alpha-ESS | SMILE-BAT-10.3P | 2 | GoodWe | GW3600S-BP |  |  |  |  | Alpha-ESS | 10.3P BAT Expansion Box |  |  | Alpha-ESS
2019-10-25 | HBS1430 | Growatt GBLI 6531 (2 off) w/ Growatt SPH5000 inverter, Shinelink, Eastron SDM-230 meter | 4999 | 12 |  |  | Growatt | GBLI 6531 | 2 | Shenzhen Growatt New Energy Technology Co Ltd | Growatt SPH5000 inverter | Eastron | SDM-230 | LEM | TOP 90-S10/SP4 |  |  | Shenzhen Growatt New Energy Technology Co Ltd | Shinelink | Growatt
2019-12-06 | HBS1446 | Green Solutions HOMEE11, SwitchDin 'smart controller' | 4999 | 8.3 |  |  | Green Solutions | HOMEE11 | 1 | Shenzhen Growatt New Energy Technology Co Ltd | Growatt SPH5000 inverter | SwitchDIN | Droplet | [6 empty] | Green Solutions
2019-12-06 | HBS1435 | Growatt GBLI 6531 (1 off) w/ Growatt SPH5000 inverter, Shinelink, Eastron SDM-230 meter | 4999 | 6 |  |  | Growatt | GBLI 6531 | 1 | Shenzhen Growatt New Energy Technology Co Ltd | Growatt SPH5000 inverter | Eastron | SDM-230 | LEM | TOP 90-S10/SP4 |  |  | Shenzhen Growatt New Energy Technology Co Ltd | Shinelink | Growatt
2019-12-06 | HBS1437 | Growatt GBLI 6531 (2 off) w/ Growatt SPH6000 inverter, Shinelink, Eastron SDM-230 meter | 6000 | 12 |  |  | Growatt | GBLI 6531 | 2 | Shenzhen Growatt New Energy Technology Co Ltd | Growatt SPH6000 inverter | Eastron | SDM-230 | LEM | TOP 90-S10/SP4 |  |  | Shenzhen Growatt New Energy Technology Co Ltd | Shinelink | Growatt
2019-12-06 | HBS1438 | Growatt GBLI 6531 (1 off) w/ Growatt SPH6000 inverter, Shinelink, Eastron SDM-230 meter | 6000 | 6 |  |  | Growatt | GBLI 6531 | 1 | Shenzhen Growatt New Energy Technology Co Ltd | Growatt SPH6000 inverter | Eastron | SDM-230 | LEM | TOP 90-S10/SP4 |  |  | Shenzhen Growatt New Energy Technology Co Ltd | Shinelink | Growatt
2019-12-06 | HBS1432 | Q CELLS Q.HOME+ ESS HYB G2 4kWh, SwitchDin 'smart controller' | 5000 | 3.6 |  |  | Hanwha Q CELLS & Advanced Materials Corporation | Q.SAVE G2 4kWh B1.1.1 | 1 | Hanwha Q CELLS & Advanced Materials Corporation | Q.VOLT G2 HYB-5kW.1.1 | SwitchDIN | Droplet | [6 empty] | Q CELLS
2019-12-06 | HBS1433 | Q CELLS Q.HOME+ ESS HYB G2 8kWh, SwitchDin 'smart controller' | 5000 | 7.2 |  |  | Hanwha Q CELLS & Advanced Materials Corporation | Q.SAVE G2 4kWh B1.1.1 | 2 | Hanwha Q CELLS & Advanced Materials Corporation | Q.VOLT G2 HYB-5kW.1.1 | SwitchDIN | Droplet | [6 empty] | Q CELLS
2019-12-06 | HBS1434 | Q CELLS Q.HOME+ ESS HYB G2 12kWh, SwitchDin 'smart controller' | 5000 | 10.8 |  |  | Hanwha Q CELLS & Advanced Materials Corporation | Q.SAVE G2 4kWh B1.1.1 | 3 | Hanwha Q CELLS & Advanced Materials Corporation | Q.VOLT G2 HYB-5kW.1.1 | SwitchDIN | Droplet | [6 empty] | Q CELLS
2019-12-06 | HBS1439 | Redearth Sunrise SRS-503, SwitchDin 'smart controller' | 5000 | 2.6 | Redearth Energy Storage | SRS-503 |  |  | 1 |  |  | SwitchDIN | Droplet | [6 empty] | Redearth
2019-12-06 | HBS1440 | Redearth Sunrise SRS-506, SwitchDin 'smart controller' | 5000 | 5.2 | Redearth Energy Storage | SRS-506 |  |  | 1 |  |  | SwitchDIN | Droplet | [6 empty] | Redearth
2019-12-06 | HBS1441 | Redearth Sunrise SRS-509, SwitchDin 'smart controller' | 5000 | 7.9 | Redearth Energy Storage | SRS-509 |  |  | 1 |  |  | SwitchDIN | Droplet | [6 empty] | Redearth
2019-12-06 | HBS1442 | Redearth Sunrise SRS-512, SwitchDin 'smart controller' | 5000 | 10.4 | Redearth Energy Storage | SRS-512 |  |  | 1 |  |  | SwitchDIN | Droplet | [6 empty] | Redearth
2019-12-06 | HBS1443 | Redearth Sunrise SRS-518, SwitchDin 'smart controller' | 5000 | 14.4 | Redearth Energy Storage | SRS-518 |  |  | 1 |  |  | SwitchDIN | Droplet | [6 empty] | Redearth
2019-12-06 | HBS1444 | Redearth Sunrise SRS-524, SwitchDin 'smart controller' | 5000 | 19.2 | Redearth Energy Storage | SRS-524 |  |  | 1 |  |  | SwitchDIN | Droplet | [6 empty] | Redearth
2020-01-07 | HBS1454 | BYD B-Box H 6.4(Au) w/ Fronius Symo Hybrid 3.0-3-S, SwitchDin 'smart controller' | 3000 | 6.4 |  |  | BYD | B-Box H 6.4(Au) | 1 | Fronius | Symo Hybrid 3.0-3-S | SwitchDIN | Droplet | [6 empty] | BYD
2020-01-07 | HBS1455 | BYD B-Box H 7.7(Au) w/ Fronius Symo Hybrid 3.0-3-S, SwitchDin 'smart controller' | 3000 | 7.7 |  |  | BYD | B-Box H 7.7(Au) | 1 | Fronius | Symo Hybrid 3.0-3-S | SwitchDIN | Droplet | [6 empty] | BYD
2020-01-07 | HBS1456 | BYD B-Box H 9.0(Au) w/ Fronius Symo Hybrid 3.0-3-S, SwitchDin 'smart controller' | 3000 | 9 |  |  | BYD | B-Box H 9.0(Au) | 1 | Fronius | Symo Hybrid 3.0-3-S | SwitchDIN | Droplet | [6 empty] | BYD
2020-01-07 | HBS1457 | BYD B-Box H 10.2(Au) w/ Fronius Symo Hybrid 3.0-3-S, SwitchDin 'smart controller' | 3000 | 10.2 |  |  | BYD | B-Box H 10.2(Au) | 1 | Fronius | Symo Hybrid 3.0-3-S | SwitchDIN | Droplet | [6 empty] | BYD
2020-01-07 | HBS1458 | BYD B-Box H 11.5(Au) w/ Fronius Symo Hybrid 3.0-3-S, SwitchDin 'smart controller' | 3000 | 11.5 |  |  | BYD | B-Box H 11.5(Au) | 1 | Fronius | Symo Hybrid 3.0-3-S | SwitchDIN | Droplet | [6 empty] | BYD
2020-01-07 | HBS1459 | BYD B-Box H 6.4(Au) w/ Fronius Symo Hybrid 4.0-3-S, SwitchDin 'smart controller' | 4000 | 6.4 |  |  | BYD | B-Box H 6.4(Au) | 1 | Fronius | Symo Hybrid 4.0-3-S | SwitchDIN | Droplet | [6 empty] | BYD
2020-01-07 | HBS1460 | BYD B-Box H 7.7(Au) w/ Fronius Symo Hybrid 4.0-3-S, SwitchDin 'smart controller' | 4000 | 7.7 |  |  | BYD | B-Box H 7.7(Au) | 1 | Fronius | Symo Hybrid 4.0-3-S | SwitchDIN | Droplet | [6 empty] | BYD
2020-01-07 | HBS1461 | BYD B-Box H 9.0(Au) w/ Fronius Symo Hybrid 4.0-3-S, SwitchDin 'smart controller' | 4000 | 9 |  |  | BYD | B-Box H 9.0(Au) | 1 | Fronius | Symo Hybrid 4.0-3-S | SwitchDIN | Droplet | [6 empty] | BYD
2020-01-07 | HBS1462 | BYD B-Box H 10.2(Au) w/ Fronius Symo Hybrid 4.0-3-S, SwitchDin 'smart controller' | 4000 | 10.2 |  |  | BYD | B-Box H 10.2(Au) | 1 | Fronius | Symo Hybrid 4.0-3-S | SwitchDIN | Droplet | [6 empty] | BYD
2020-01-07 | HBS1463 | BYD B-Box H 11.5(Au) w/ Fronius Symo Hybrid 4.0-3-S, SwitchDin 'smart controller' | 4000 | 11.5 |  |  | BYD | B-Box H 11.5(Au) | 1 | Fronius | Symo Hybrid 4.0-3-S | SwitchDIN | Droplet | [6 empty] | BYD
2020-01-07 | HBS1464 | BYD B-Box H 6.4(Au) w/ Fronius Symo Hybrid 5.0-3-S, SwitchDin 'smart controller' | 5000 | 6.4 |  |  | BYD | B-Box H 6.4(Au) | 1 | Fronius | Symo Hybrid 5.0-3-S | SwitchDIN | Droplet | [6 empty] | BYD
2020-01-07 | HBS1465 | BYD B-Box H 7.7(Au) w/ Fronius Symo Hybrid 5.0-3-S, SwitchDin 'smart controller' | 5000 | 7.7 |  |  | BYD | B-Box H 7.7(Au) | 1 | Fronius | Symo Hybrid 5.0-3-S | SwitchDIN | Droplet | [6 empty] | BYD
2020-01-07 | HBS1466 | BYD B-Box H 9.0(Au) w/ Fronius Symo Hybrid 5.0-3-S, SwitchDin 'smart controller' | 5000 | 9 |  |  | BYD | B-Box H 9.0(Au) | 1 | Fronius | Symo Hybrid 5.0-3-S | SwitchDIN | Droplet | [6 empty] | BYD
2020-01-07 | HBS1467 | BYD B-Box H 10.2(Au) w/ Fronius Symo Hybrid 5.0-3-S, SwitchDin 'smart controller' | 5000 | 10.2 |  |  | BYD | B-Box H 10.2(Au) | 1 | Fronius | Symo Hybrid 5.0-3-S | SwitchDIN | Droplet | [6 empty] | BYD
2020-01-07 | HBS1468 | BYD B-Box H 11.5(Au) w/ Fronius Symo Hybrid 5.0-3-S, SwitchDin 'smart controller' | 5000 | 11.5 |  |  | BYD | B-Box H 11.5(Au) | 1 | Fronius | Symo Hybrid 5.0-3-S | SwitchDIN | Droplet | [6 empty] | BYD
2020-01-07 | HBS1451 | LG Chem RESU10H w/ Fronius Symo Hybrid 3.0-3-S, SwitchDin 'smart controller' | 3000 | 9.3 |  |  | LGChem | RESU10H-R | 1 | Fronius | Symo Hybrid 3.0-3-S | SwitchDIN | Droplet | [6 empty] | LGChem
2020-01-07 | HBS1452 | LG Chem RESU10H w/ Fronius Symo Hybrid 4.0-3-S, SwitchDin 'smart controller' | 4000 | 9.3 |  |  | LGChem | RESU10H-R | 1 | Fronius | Symo Hybrid 4.0-3-S | SwitchDIN | Droplet | [6 empty] | LGChem
2020-01-07 | HBS1453 | LG Chem RESU10H w/ Fronius Symo Hybrid 5.0-3-S, SwitchDin 'smart controller' | 5000 | 9.3 |  |  | LGChem | RESU10H-R | 1 | Fronius | Symo Hybrid 5.0-3-S | SwitchDIN | Droplet | [6 empty] | LGChem
2020-02-06 | HBS1470 | BYD B-Box H 11.5(Au) w/ GoodWe GW10KL-ET, SwitchDin 'smart controller' | 10000 | 11.5 |  |  | BYD | B-Box H 11.5(Au) | 1 | GoodWe | GW10KL-ET | SwitchDIN | Droplet | [6 empty] | BYD
2020-02-11 | HBS1486 | Pylontech US2000 Plus (6 off) w/ SOFAR ME3000SP inverter, SwitchDin 'smart controller' | 3000 | 13.2 |  |  | Pylontech | US2000 Plus | 6 | Shenzhen SOFAR SOLAR Co Ltd | ME 3000SP | SwitchDIN | Droplet |  |  | Pylontech | Battery cabinet |  |  | Pylontech
2020-02-27 | HBS1532 | BYD B-Box H 5.1 (Au) w/ SMA SBS5.0-10, Reposit Infinite | 5000 | 5.1 |  |  | BYD | B-Box H 5.1 (Au) | 1 | SMA | SBS5.0-10 | Reposit | Reposit controller 2.0 series |  |  | Reposit | Reposit Infinite |  |  | BYD
2020-02-27 | HBS1534 | BYD B-Box H 6.4 (Au) w/ SMA SBS5.0-10, Reposit Infinite | 5000 | 6.4 |  |  | BYD | B-Box H 6.4(Au) | 1 | SMA | SBS5.0-10 | Reposit | Reposit controller 2.0 series |  |  | Reposit | Reposit Infinite |  |  | BYD
2020-02-27 | HBS1536 | BYD B-Box H 7.7 (Au) w/ SMA SBS5.0-10, Reposit Infinite | 5000 | 7.7 |  |  | BYD | B-Box H 7.7(Au) | 1 | SMA | SBS5.0-10 | Reposit | Reposit controller 2.0 series |  |  | Reposit | Reposit Infinite |  |  | BYD
2020-02-27 | HBS1538 | BYD B-Box H 9.0 (Au) w/ SMA SBS5.0-10, Reposit Infinite | 5000 | 9 |  |  | BYD | B-Box H 9.0(Au) | 1 | SMA | SBS5.0-10 | Reposit | Reposit controller 2.0 series |  |  | Reposit | Reposit Infinite |  |  | BYD
2020-02-27 | HBS1540 | BYD B-Box H 10.2 (Au) w/ SMA SBS5.0-10, Reposit Infinite | 5000 | 10.2 |  |  | BYD | B-Box H 10.2(Au) | 1 | SMA | SBS5.0-10 | Reposit | Reposit controller 2.0 series |  |  | Reposit | Reposit Infinite |  |  | BYD
2020-02-27 | HBS1542 | BYD B-Box H 11.5 (Au) w/ SMA SBS5.0-10, Reposit Infinite | 5000 | 11.5 |  |  | BYD | B-Box H 11.5(Au) | 1 | SMA | SBS5.0-10 | Reposit | Reposit controller 2.0 series |  |  | Reposit | Reposit Infinite |  |  | BYD
2020-02-27 | HBS1548 | Growatt GBLI 6531 (2 off) w/ Growatt SPH5000 inverter, Shinelink, Chint DTSU666 meter (3 phase) | 4999 | 12 |  |  | Growatt | GBLI 6531 | 2 | Shenzhen Growatt New Energy Technology Co Ltd | Growatt SPH5000 inverter | Chint | DTSU666 | LEM | TOP 90-S10/SP4 |  |  | Shenzhen Growatt New Energy Technology Co Ltd | Shinelink | Growatt
2020-02-27 | HBS1550 | Growatt GBLI 6531 (1 off) w/ Growatt SPH5000 inverter, Shinelink, Chint DTSU666 meter (3 phase) | 4999 | 6 |  |  | Growatt | GBLI 6531 | 1 | Shenzhen Growatt New Energy Technology Co Ltd | Growatt SPH5000 inverter | Chint | DTSU666 | LEM | TOP 90-S10/SP4 |  |  | Shenzhen Growatt New Energy Technology Co Ltd | Shinelink | Growatt
2020-02-27 | HBS1552 | Growatt GBLI 6531 (2 off) w/ Growatt SPH6000 inverter, Shinelink, Chint DTSU666 meter (3 phase) | 6000 | 12 |  |  | Growatt | GBLI 6531 | 2 | Shenzhen Growatt New Energy Technology Co Ltd | Growatt SPH6000 inverter | Chint | DTSU666 | LEM | TOP 90-S10/SP4 |  |  | Shenzhen Growatt New Energy Technology Co Ltd | Shinelink | Growatt
2020-02-27 | HBS1553 | Growatt GBLI 6531 (1 off) w/ Growatt SPH6000 inverter, Shinelink, Chint DTSU666 meter (3 phase) | 6000 | 6 |  |  | Growatt | GBLI 6531 | 1 | Shenzhen Growatt New Energy Technology Co Ltd | Growatt SPH6000 inverter | Chint | DTSU666 | LEM | TOP 90-S10/SP4 |  |  | Shenzhen Growatt New Energy Technology Co Ltd | Shinelink | Growatt
2020-02-27 | HBS1554 | Growatt GBLI 6531 (1 off) w/ Growatt SPH5000 inverter, Shinelink, Eastron SDM-630 meter (3 phase) | 4999 | 6 |  |  | Growatt | GBLI 6531 | 1 | Shenzhen Growatt New Energy Technology Co Ltd | Growatt SPH5000 inverter | Eastron | SDM-630 | LEM | TOP 90-S10/SP4 |  |  | Shenzhen Growatt New Energy Technology Co Ltd | Shinelink | Growatt
2020-02-27 | HBS1555 | Growatt GBLI 6531 (2 off) w/ Growatt SPH5000 inverter, Shinelink, Eastron SDM-630 meter (3 phase) | 4999 | 12 |  |  | Growatt | GBLI 6531 | 2 | Shenzhen Growatt New Energy Technology Co Ltd | Growatt SPH5000 inverter | Eastron | SDM-630 | LEM | TOP 90-S10/SP4 |  |  | Shenzhen Growatt New Energy Technology Co Ltd | Shinelink | Growatt
2020-02-27 | HBS1556 | Growatt GBLI 6531 (1 off) w/ Growatt SPH6000 inverter, Shinelink, Eastron SDM-630 meter (3 phase) | 6000 | 6 |  |  | Growatt | GBLI 6531 | 1 | Shenzhen Growatt New Energy Technology Co Ltd | Growatt SPH6000 inverter | Eastron | SDM-630 | LEM | TOP 90-S10/SP4 |  |  | Shenzhen Growatt New Energy Technology Co Ltd | Shinelink | Growatt
2020-02-27 | HBS1557 | Growatt GBLI 6531 (2 off) w/ Growatt SPH6000 inverter, Shinelink, Eastron SDM-630 meter (3 phase) | 6000 | 12 |  |  | Growatt | GBLI 6531 | 2 | Shenzhen Growatt New Energy Technology Co Ltd | Growatt SPH6000 inverter | Eastron | SDM-630 | LEM | TOP 90-S10/SP4 |  |  | Shenzhen Growatt New Energy Technology Co Ltd | Shinelink | Growatt
2020-02-27 | HBS1471 | Solax Triple Power T-Bat H 5.8 w/ Solar X1-Fit-3.7-I, Reposit | 3680 | 5.2 |  |  | Triple Power | T-Bat H 5.8 | 1 | Solax Power | X1-Fit-3.7-I | Reposit | Reposit controller 2.0 series | [6 empty] | Solax
2020-02-27 | HBS1472 | Solax Triple Power T-Bat H 5.8 w/ Solar X1-Fit-4.6-I, Reposit | 4600 | 5.2 |  |  | Triple Power | T-Bat H 5.8 | 1 | Solax Power | X1-Fit-4.6-I | Reposit | Reposit controller 2.0 series | [6 empty] | Solax
2020-02-27 | HBS1473 | Solax Triple Power T-Bat H 5.8 w/ Solar X1-Fit-5.0-C, Reposit | 4999 | 5.2 |  |  | Triple Power | T-Bat H 5.8 | 1 | Solax Power | X1-Fit-5.0-C | Reposit | Reposit controller 2.0 series | [6 empty] | Solax
2020-02-27 | HBS1474 | Solax Triple Power T-Bat H 5.8 w/ Solar X1-Fit-5.0-I, Reposit | 4999 | 5.2 |  |  | Triple Power | T-Bat H 5.8 | 1 | Solax Power | X1-Fit-5.0-I | Reposit | Reposit controller 2.0 series | [6 empty] | Solax
2020-02-27 | HBS1475 | Solax Triple Power T-Bat H 5.8 w/ Solar X1-Hybrid-3.0-N-I, Reposit | 3000 | 5.2 |  |  | Triple Power | T-Bat H 5.8 | 1 | Solax Power | X1-Hybrid-3.0-N-I | Reposit | Reposit controller 2.0 series | [6 empty] | Solax
2020-02-27 | HBS1476 | Solax Triple Power T-Bat H 5.8 w/ Solar X1-Hybrid-3.7-N-I, Reposit | 3680 | 5.2 |  |  | Triple Power | T-Bat H 5.8 | 1 | Solax Power | X1-Hybrid-3.7-N-I | Reposit | Reposit controller 2.0 series | [6 empty] | Solax
2020-02-27 | HBS1477 | Solax Triple Power T-Bat H 5.8 w/ Solar X1-Hybrid-4.6-N-I, Reposit | 4600 | 5.2 |  |  | Triple Power | T-Bat H 5.8 | 1 | Solax Power | X1-Hybrid-4.6-N-I | Reposit | Reposit controller 2.0 series | [6 empty] | Solax
2020-02-27 | HBS1478 | Solax Triple Power T-Bat H 5.8 w/ Solar X1-Hybrid-5.0-N-I, Reposit | 4999 | 5.2 |  |  | Triple Power | T-Bat H 5.8 | 1 | Solax Power | X1-Hybrid-5.0-N-I | Reposit | Reposit controller 2.0 series | [6 empty] | Solax
2020-02-27 | HBS1479 | Solax Triple Power T-Bat H 5.8 w/ Solar X3-Hybrid-10.0-N-C, Reposit | 10000 | 5.2 |  |  | Triple Power | T-Bat H 5.8 | 1 | Solax Power | X3-Hybrid-10.0-N-C | Reposit | Reposit controller 2.0 series | [6 empty] | Solax
2020-02-27 | HBS1480 | Solax Triple Power T-Bat H 5.8 w/ Solar X3-Hybrid-10.0-N-E, Reposit | 10000 | 5.2 |  |  | Triple Power | T-Bat H 5.8 | 1 | Solax Power | X3-Hybrid-10.0-N-E | Reposit | Reposit controller 2.0 series | [6 empty] | Solax
2020-02-27 | HBS1481 | Solax Triple Power T-Bat H 5.8 w/ Solar X3-Hybrid-5.0-N-C, Reposit | 5000 | 5.2 |  |  | Triple Power | T-Bat H 5.8 | 1 | Solax Power | X3-Hybrid-5.0-N-C | Reposit | Reposit controller 2.0 series | [6 empty] | Solax
2020-02-27 | HBS1482 | Solax Triple Power T-Bat H 5.8 w/ Solar X3-Hybrid-5.0-N-E, Reposit | 5000 | 5.2 |  |  | Triple Power | T-Bat H 5.8 | 1 | Solax Power | X3-Hybrid-5.0-N-E | Reposit | Reposit controller 2.0 series | [6 empty] | Solax
2020-02-27 | HBS1483 | Solax Triple Power T-Bat H 5.8 w/ Solar X3-Hybrid-6.0-N-C, Reposit | 6000 | 5.2 |  |  | Triple Power | T-Bat H 5.8 | 1 | Solax Power | X3-Hybrid-6.0-N-C | Reposit | Reposit controller 2.0 series | [6 empty] | Solax
2020-02-27 | HBS1484 | Solax Triple Power T-Bat H 5.8 w/ Solar X3-Hybrid-6.0-N-E, Reposit | 6000 | 5.2 |  |  | Triple Power | T-Bat H 5.8 | 1 | Solax Power | X3-Hybrid-6.0-N-E | Reposit | Reposit controller 2.0 series | [6 empty] | Solax
2020-02-27 | HBS1485 | Solax Triple Power T-Bat H 5.8 w/ Solar X3-Hybrid-8.0-N-E, Reposit | 8000 | 5.2 |  |  | Triple Power | T-Bat H 5.8 | 1 | Solax Power | X3-Hybrid-8.0-N-E | Reposit | Reposit controller 2.0 series | [6 empty] | Solax
2020-02-27 | HBS1487 | Solax Triple Power T-Bat H 5.8 (2 off) w/ Solar X1-Fit-3.7-I, Reposit | 3680 | 10.4 |  |  | Triple Power | T-Bat H 5.8 | 2 | Solax Power | X1-Fit-3.7-I | Reposit | Reposit controller 2.0 series | [6 empty] | Solax
2020-02-27 | HBS1488 | Solax Triple Power T-Bat H 5.8 (2 off) w/ Solar X1-Fit-4.6-I, Reposit | 4600 | 10.4 |  |  | Triple Power | T-Bat H 5.8 | 2 | Solax Power | X1-Fit-4.6-I | Reposit | Reposit controller 2.0 series | [6 empty] | Solax
2020-02-27 | HBS1489 | Solax Triple Power T-Bat H 5.8 (2 off) w/ Solar X1-Fit-5.0-C, Reposit | 4999 | 10.4 |  |  | Triple Power | T-Bat H 5.8 | 2 | Solax Power | X1-Fit-5.0-C | Reposit | Reposit controller 2.0 series | [6 empty] | Solax
2020-02-27 | HBS1490 | Solax Triple Power T-Bat H 5.8 (2 off) w/ Solar X1-Fit-5.0-I, Reposit | 4999 | 10.4 |  |  | Triple Power | T-Bat H 5.8 | 2 | Solax Power | X1-Fit-5.0-I | Reposit | Reposit controller 2.0 series | [6 empty] | Solax
2020-02-27 | HBS1491 | Solax Triple Power T-Bat H 5.8 (2 off) w/ Solar X1-Hybrid-3.0-N-I, Reposit | 3000 | 10.4 |  |  | Triple Power | T-Bat H 5.8 | 2 | Solax Power | X1-Hybrid-3.0-N-I | Reposit | Reposit controller 2.0 series | [6 empty] | Solax
2020-02-27 | HBS1492 | Solax Triple Power T-Bat H 5.8 (2 off) w/ Solar X1-Hybrid-3.7-N-I, Reposit | 3680 | 10.4 |  |  | Triple Power | T-Bat H 5.8 | 2 | Solax Power | X1-Hybrid-3.7-N-I | Reposit | Reposit controller 2.0 series | [6 empty] | Solax
2020-02-27 | HBS1493 | Solax Triple Power T-Bat H 5.8 (2 off) w/ Solar X1-Hybrid-4.6-N-I, Reposit | 4600 | 10.4 |  |  | Triple Power | T-Bat H 5.8 | 2 | Solax Power | X1-Hybrid-4.6-N-I | Reposit | Reposit controller 2.0 series | [6 empty] | Solax
2020-02-27 | HBS1494 | Solax Triple Power T-Bat H 5.8 (2 off) w/ Solar X1-Hybrid-5.0-N-I, Reposit | 4999 | 10.4 |  |  | Triple Power | T-Bat H 5.8 | 2 | Solax Power | X1-Hybrid-5.0-N-I | Reposit | Reposit controller 2.0 series | [6 empty] | Solax
2020-02-27 | HBS1495 | Solax Triple Power T-Bat H 5.8 (2 off) w/ Solar X3-Hybrid-10.0-N-C, Reposit | 10000 | 10.4 |  |  | Triple Power | T-Bat H 5.8 | 2 | Solax Power | X3-Hybrid-10.0-N-C | Reposit | Reposit controller 2.0 series | [6 empty] | Solax
2020-02-27 | HBS1496 | Solax Triple Power T-Bat H 5.8 (2 off) w/ Solar X3-Hybrid-10.0-N-E, Reposit | 10000 | 10.4 |  |  | Triple Power | T-Bat H 5.8 | 2 | Solax Power | X3-Hybrid-10.0-N-E | Reposit | Reposit controller 2.0 series | [6 empty] | Solax
2020-02-27 | HBS1497 | Solax Triple Power T-Bat H 5.8 (2 off) w/ Solar X3-Hybrid-5.0-N-C, Reposit | 5000 | 10.4 |  |  | Triple Power | T-Bat H 5.8 | 2 | Solax Power | X3-Hybrid-5.0-N-C | Reposit | Reposit controller 2.0 series | [6 empty] | Solax
2020-02-27 | HBS1498 | Solax Triple Power T-Bat H 5.8 (2 off) w/ Solar X3-Hybrid-5.0-N-E, Reposit | 5000 | 10.4 |  |  | Triple Power | T-Bat H 5.8 | 2 | Solax Power | X3-Hybrid-5.0-N-E | Reposit | Reposit controller 2.0 series | [6 empty] | Solax
2020-02-27 | HBS1499 | Solax Triple Power T-Bat H 5.8 (2 off) w/ Solar X3-Hybrid-6.0-N-C, Reposit | 6000 | 10.4 |  |  | Triple Power | T-Bat H 5.8 | 2 | Solax Power | X3-Hybrid-6.0-N-C | Reposit | Reposit controller 2.0 series | [6 empty] | Solax
2020-02-27 | HBS1500 | Solax Triple Power T-Bat H 5.8 (2 off) w/ Solar X3-Hybrid-6.0-N-E, Reposit | 6000 | 10.4 |  |  | Triple Power | T-Bat H 5.8 | 2 | Solax Power | X3-Hybrid-6.0-N-E | Reposit | Reposit controller 2.0 series | [6 empty] | Solax
2020-02-27 | HBS1501 | Solax Triple Power T-Bat H 5.8 (2 off) w/ Solar X3-Hybrid-8.0-N-E, Reposit | 8000 | 10.4 |  |  | Triple Power | T-Bat H 5.8 | 2 | Solax Power | X3-Hybrid-8.0-N-E | Reposit | Reposit controller 2.0 series | [6 empty] | Solax
2020-02-27 | HBS1502 | Solax Triple Power T-Bat H 5.8 (3 off) w/ Solar X1-Fit-3.7-I, Reposit | 3680 | 15.6 |  |  | Triple Power | T-Bat H 5.8 | 3 | Solax Power | X1-Fit-3.7-I | Reposit | Reposit controller 2.0 series | [6 empty] | Solax
2020-02-27 | HBS1503 | Solax Triple Power T-Bat H 5.8 (3 off) w/ Solar X1-Fit-4.6-I, Reposit | 4600 | 15.6 |  |  | Triple Power | T-Bat H 5.8 | 3 | Solax Power | X1-Fit-4.6-I | Reposit | Reposit controller 2.0 series | [6 empty] | Solax
2020-02-27 | HBS1504 | Solax Triple Power T-Bat H 5.8 (3 off) w/ Solar X1-Fit-5.0-C, Reposit | 4999 | 15.6 |  |  | Triple Power | T-Bat H 5.8 | 3 | Solax Power | X1-Fit-5.0-C | Reposit | Reposit controller 2.0 series | [6 empty] | Solax
2020-02-27 | HBS1505 | Solax Triple Power T-Bat H 5.8 (3 off) w/ Solar X1-Fit-5.0-I, Reposit | 4999 | 15.6 |  |  | Triple Power | T-Bat H 5.8 | 3 | Solax Power | X1-Fit-5.0-I | Reposit | Reposit controller 2.0 series | [6 empty] | Solax
2020-02-27 | HBS1506 | Solax Triple Power T-Bat H 5.8 (3 off) w/ Solar X1-Hybrid-3.0-N-I, Reposit | 3000 | 15.6 |  |  | Triple Power | T-Bat H 5.8 | 3 | Solax Power | X1-Hybrid-3.0-N-I | Reposit | Reposit controller 2.0 series | [6 empty] | Solax
2020-02-27 | HBS1507 | Solax Triple Power T-Bat H 5.8 (3 off) w/ Solar X1-Hybrid-3.7-N-I, Reposit | 3680 | 15.6 |  |  | Triple Power | T-Bat H 5.8 | 3 | Solax Power | X1-Hybrid-3.7-N-I | Reposit | Reposit controller 2.0 series | [6 empty] | Solax
2020-02-27 | HBS1508 | Solax Triple Power T-Bat H 5.8 (3 off) w/ Solar X1-Hybrid-4.6-N-I, Reposit | 4600 | 15.6 |  |  | Triple Power | T-Bat H 5.8 | 3 | Solax Power | X1-Hybrid-4.6-N-I | Reposit | Reposit controller 2.0 series | [6 empty] | Solax
2020-02-27 | HBS1509 | Solax Triple Power T-Bat H 5.8 (3 off) w/ Solar X1-Hybrid-5.0-N-I, Reposit | 4999 | 15.6 |  |  | Triple Power | T-Bat H 5.8 | 3 | Solax Power | X1-Hybrid-5.0-N-I | Reposit | Reposit controller 2.0 series | [6 empty] | Solax
2020-02-27 | HBS1510 | Solax Triple Power T-Bat H 5.8 (3 off) w/ Solar X3-Hybrid-10.0-N-C, Reposit | 10000 | 15.6 |  |  | Triple Power | T-Bat H 5.8 | 3 | Solax Power | X3-Hybrid-10.0-N-C | Reposit | Reposit controller 2.0 series | [6 empty] | Solax
2020-02-27 | HBS1511 | Solax Triple Power T-Bat H 5.8 (3 off) w/ Solar X3-Hybrid-10.0-N-E, Reposit | 10000 | 15.6 |  |  | Triple Power | T-Bat H 5.8 | 3 | Solax Power | X3-Hybrid-10.0-N-E | Reposit | Reposit controller 2.0 series | [6 empty] | Solax
2020-02-27 | HBS1512 | Solax Triple Power T-Bat H 5.8 (3 off) w/ Solar X3-Hybrid-5.0-N-C, Reposit | 5000 | 15.6 |  |  | Triple Power | T-Bat H 5.8 | 3 | Solax Power | X3-Hybrid-5.0-N-C | Reposit | Reposit controller 2.0 series | [6 empty] | Solax
2020-02-27 | HBS1513 | Solax Triple Power T-Bat H 5.8 (3 off) w/ Solar X3-Hybrid-5.0-N-E, Reposit | 5000 | 15.6 |  |  | Triple Power | T-Bat H 5.8 | 3 | Solax Power | X3-Hybrid-5.0-N-E | Reposit | Reposit controller 2.0 series | [6 empty] | Solax
2020-02-27 | HBS1514 | Solax Triple Power T-Bat H 5.8 (3 off) w/ Solar X3-Hybrid-6.0-N-C, Reposit | 6000 | 15.6 |  |  | Triple Power | T-Bat H 5.8 | 3 | Solax Power | X3-Hybrid-6.0-N-C | Reposit | Reposit controller 2.0 series | [6 empty] | Solax
2020-02-27 | HBS1515 | Solax Triple Power T-Bat H 5.8 (3 off) w/ Solar X3-Hybrid-6.0-N-E, Reposit | 6000 | 15.6 |  |  | Triple Power | T-Bat H 5.8 | 3 | Solax Power | X3-Hybrid-6.0-N-E | Reposit | Reposit controller 2.0 series | [6 empty] | Solax
2020-02-27 | HBS1516 | Solax Triple Power T-Bat H 5.8 (3 off) w/ Solar X3-Hybrid-8.0-N-E, Reposit | 8000 | 15.6 |  |  | Triple Power | T-Bat H 5.8 | 3 | Solax Power | X3-Hybrid-8.0-N-E | Reposit | Reposit controller 2.0 series | [6 empty] | Solax
2020-02-27 | HBS1517 | Solax Triple Power T-Bat H 5.8 (4 off) w/ Solar X1-Fit-3.7-I, Reposit | 3680 | 20.8 |  |  | Triple Power | T-Bat H 5.8 | 4 | Solax Power | X1-Fit-3.7-I | Reposit | Reposit controller 2.0 series | [6 empty] | Solax
2020-02-27 | HBS1518 | Solax Triple Power T-Bat H 5.8 (4 off) w/ Solar X1-Fit-4.6-I, Reposit | 4600 | 20.8 |  |  | Triple Power | T-Bat H 5.8 | 4 | Solax Power | X1-Fit-4.6-I | Reposit | Reposit controller 2.0 series | [6 empty] | Solax
2020-02-27 | HBS1519 | Solax Triple Power T-Bat H 5.8 (4 off) w/ Solar X1-Fit-5.0-C, Reposit | 4999 | 20.8 |  |  | Triple Power | T-Bat H 5.8 | 4 | Solax Power | X1-Fit-5.0-C | Reposit | Reposit controller 2.0 series | [6 empty] | Solax
2020-02-27 | HBS1520 | Solax Triple Power T-Bat H 5.8 (4 off) w/ Solar X1-Fit-5.0-I, Reposit | 4999 | 20.8 |  |  | Triple Power | T-Bat H 5.8 | 4 | Solax Power | X1-Fit-5.0-I | Reposit | Reposit controller 2.0 series | [6 empty] | Solax
2020-02-27 | HBS1521 | Solax Triple Power T-Bat H 5.8 (4 off) w/ Solar X1-Hybrid-3.0-N-I, Reposit | 3000 | 20.8 |  |  | Triple Power | T-Bat H 5.8 | 4 | Solax Power | X1-Hybrid-3.0-N-I | Reposit | Reposit controller 2.0 series | [6 empty] | Solax
2020-02-27 | HBS1522 | Solax Triple Power T-Bat H 5.8 (4 off) w/ Solar X1-Hybrid-3.7-N-I, Reposit | 3680 | 20.8 |  |  | Triple Power | T-Bat H 5.8 | 4 | Solax Power | X1-Hybrid-3.7-N-I | Reposit | Reposit controller 2.0 series | [6 empty] | Solax
2020-02-27 | HBS1523 | Solax Triple Power T-Bat H 5.8 (4 off) w/ Solar X1-Hybrid-4.6-N-I, Reposit | 4600 | 20.8 |  |  | Triple Power | T-Bat H 5.8 | 4 | Solax Power | X1-Hybrid-4.6-N-I | Reposit | Reposit controller 2.0 series | [6 empty] | Solax
2020-02-27 | HBS1524 | Solax Triple Power T-Bat H 5.8 (4 off) w/ Solar X1-Hybrid-5.0-N-I, Reposit | 4999 | 20.8 |  |  | Triple Power | T-Bat H 5.8 | 4 | Solax Power | X1-Hybrid-5.0-N-I | Reposit | Reposit controller 2.0 series | [6 empty] | Solax
2020-02-27 | HBS1525 | Solax Triple Power T-Bat H 5.8 (4 off) w/ Solar X3-Hybrid-10.0-N-C, Reposit | 10000 | 20.8 |  |  | Triple Power | T-Bat H 5.8 | 4 | Solax Power | X3-Hybrid-10.0-N-C | Reposit | Reposit controller 2.0 series | [6 empty] | Solax
2020-02-27 | HBS1526 | Solax Triple Power T-Bat H 5.8 (4 off) w/ Solar X3-Hybrid-10.0-N-E, Reposit | 10000 | 20.8 |  |  | Triple Power | T-Bat H 5.8 | 4 | Solax Power | X3-Hybrid-10.0-N-E | Reposit | Reposit controller 2.0 series | [6 empty] | Solax
2020-02-27 | HBS1527 | Solax Triple Power T-Bat H 5.8 (4 off) w/ Solar X3-Hybrid-5.0-N-C, Reposit | 5000 | 20.8 |  |  | Triple Power | T-Bat H 5.8 | 4 | Solax Power | X3-Hybrid-5.0-N-C | Reposit | Reposit controller 2.0 series | [6 empty] | Solax
2020-02-27 | HBS1528 | Solax Triple Power T-Bat H 5.8 (4 off) w/ Solar X3-Hybrid-5.0-N-E, Reposit | 5000 | 20.8 |  |  | Triple Power | T-Bat H 5.8 | 4 | Solax Power | X3-Hybrid-5.0-N-E | Reposit | Reposit controller 2.0 series | [6 empty] | Solax
2020-02-27 | HBS1529 | Solax Triple Power T-Bat H 5.8 (4 off) w/ Solar X3-Hybrid-6.0-N-C, Reposit | 6000 | 20.8 |  |  | Triple Power | T-Bat H 5.8 | 4 | Solax Power | X3-Hybrid-6.0-N-C | Reposit | Reposit controller 2.0 series | [6 empty] | Solax
2020-02-27 | HBS1530 | Solax Triple Power T-Bat H 5.8 (4 off) w/ Solar X3-Hybrid-6.0-N-E, Reposit | 6000 | 20.8 |  |  | Triple Power | T-Bat H 5.8 | 4 | Solax Power | X3-Hybrid-6.0-N-E | Reposit | Reposit controller 2.0 series | [6 empty] | Solax
2020-02-27 | HBS1531 | Solax Triple Power T-Bat H 5.8 (4 off) w/ Solar X3-Hybrid-8.0-N-E, Reposit | 8000 | 20.8 |  |  | Triple Power | T-Bat H 5.8 | 4 | Solax Power | X3-Hybrid-8.0-N-E | Reposit | Reposit controller 2.0 series | [6 empty] | Solax
2020-03-17 | HBS1424 | ABB REACT2-UNO-3.6-TL + 1REACT2-BATT | 3600 | 3.8 | ABB | REACT2-UNO-3.6-TL + 1REACT2-BATT |  |  | 1 |  |  | ABB | Compatible meter | [6 empty] | ABB
2020-03-17 | HBS1425 | ABB REACT2-UNO-3.6-TL + 2REACT2-BATT | 3600 | 7.6 | ABB | REACT2-UNO-3.6-TL + 2REACT2-BATT |  |  | 1 |  |  | ABB | Compatible meter | [6 empty] | ABB
2020-03-17 | HBS1426 | ABB REACT2-UNO-3.6-TL + 3REACT2-BATT | 3600 | 11.4 | ABB | REACT2-UNO-3.6-TL + 3REACT2-BATT |  |  | 1 |  |  | ABB | Compatible meter | [6 empty] | ABB
2020-03-17 | HBS1427 | ABB REACT2-UNO-5.0-TL + 1REACT2-BATT | 5000 | 3.8 | ABB | REACT2-UNO-5.0-TL + 1REACT2-BATT |  |  | 1 |  |  | ABB | Compatible meter | [6 empty] | ABB
2020-03-17 | HBS1428 | ABB REACT2-UNO-5.0-TL + 2REACT2-BATT | 5000 | 7.6 | ABB | REACT2-UNO-5.0-TL + 2REACT2-BATT |  |  | 1 |  |  | ABB | Compatible meter | [6 empty] | ABB
2020-03-17 | HBS1429 | ABB REACT2-UNO-5.0-TL + 3REACT2-BATT | 5000 | 11.4 | ABB | REACT2-UNO-5.0-TL + 3REACT2-BATT |  |  | 1 |  |  | ABB | Compatible meter | [6 empty] | ABB
2020-03-17 | HBS1560 | BYD B-Box H 9.0(Au) w/ GoodWe GW05KL-ET, SwitchDin 'smart controller' | 5000 | 9 |  |  | BYD | B-Box H9.0(Au) | 1 | GoodWe | GW05KL-ET | SwitchDIN | Droplet | [6 empty] | BYD
2020-03-19 | HBS1572 | Soltaro SOL-R16-4.5KWH w/ Soltaro Hyper 5000 inverter, Chint DDSU666 meter | 5000 | 4.1 |  |  | Soltaro | SOL-R16-4.5KWH | 1 | Soltaro | Hyper 5000 | Chint | DDSU666 | Chint | DDSU666 CT Clamp |  |  |  |  | Soltaro
2020-04-02 | HBS1580 | BYD Battery-Box H6.4 (AU) w/ Goodwe GW5KL-ET inverter (3 phase) | 5000 | 6.4 |  |  | BYD | Battery-Box H6.4 (AU) | 1 | Goodwe | GW5KL-ET | [8 empty] | BYD
2020-04-02 | HBS1581 | BYD Battery-Box H6.4 (AU) w/ Goodwe GW10KL-ET inverter (3 phase) | 10000 | 6.4 |  |  | BYD | Battery-Box H6.4 (AU) | 1 | Goodwe | GW10KL-ET | [8 empty] | BYD
2020-04-02 | HBS1582 | BYD Battery-Box H10.2 (AU) w/ Goodwe GW5KL-ET inverter (3 phase) | 5000 | 10.2 |  |  | BYD | Battery-Box H10.2 (AU) | 1 | Goodwe | GW5KL-ET | [8 empty] | BYD
2020-04-02 | HBS1583 | BYD Battery-Box H10.2 (AU) w/ Goodwe GW10KL-ET inverter (3 phase) | 10000 | 10.2 |  |  | BYD | Battery-Box H10.2 (AU) | 1 | Goodwe | GW10KL-ET | [8 empty] | BYD
2020-04-02 | HBS1584 | BYD Battery-Box H5.1 (AU) w/ Goodwe GW5KL-ET inverter (3 phase) | 5000 | 5.1 |  |  | BYD | Battery-Box H5.1 (AU) | 1 | Goodwe | GW5KL-ET | [8 empty] | BYD
2020-04-02 | HBS1585 | BYD Battery-Box H5.1 (AU) w/ Goodwe GW10KL-ET inverter (3 phase) | 10000 | 5.1 |  |  | BYD | Battery-Box H5.1 (AU) | 1 | Goodwe | GW10KL-ET | [8 empty] | BYD
2020-04-02 | HBS1586 | BYD Battery-Box H7.7 (AU) w/ Goodwe GW5KL-ET inverter (3 phase) | 5000 | 7.7 |  |  | BYD | Battery-Box H7.7 (AU) | 1 | Goodwe | GW5KL-ET | [8 empty] | BYD
2020-04-02 | HBS1587 | BYD Battery-Box H7.7 (AU) w/ Goodwe GW10KL-ET inverter (3 phase) | 10000 | 7.7 |  |  | BYD | Battery-Box H7.7 (AU) | 1 | Goodwe | GW10KL-ET | [8 empty] | BYD
2020-04-02 | HBS1588 | BYD Battery-Box H11.5 (AU) w/ Goodwe GW5KL-ET inverter (3 phase) | 5000 | 11.5 |  |  | BYD | Battery-Box H11.5 (AU) | 1 | Goodwe | GW5KL-ET | [8 empty] | BYD
2020-04-02 | HBS1589 | BYD Battery-Box H11.5 (AU) w/ Goodwe GW10KL-ET inverter (3 phase) | 10000 | 11.5 |  |  | BYD | Battery-Box H11.5 (AU) | 1 | Goodwe | GW10KL-ET | [8 empty] | BYD
2020-04-02 | HBS1590 | BYD Battery-Box H9.0 (AU) w/ Goodwe GW5KL-ET inverter (3 phase) | 5000 | 9 |  |  | BYD | Battery-Box H9.0 (AU) | 1 | Goodwe | GW5KL-ET | [8 empty] | BYD
2020-04-02 | HBS1591 | BYD Battery-Box H9.0 (AU) w/ Goodwe GW10KL-ET inverter (3 phase) | 10000 | 9 |  |  | BYD | Battery-Box H9.0 (AU) | 1 | Goodwe | GW10KL-ET | [8 empty] | BYD
2020-04-07 | HBS1575 | Alpha-ESS Storion-SMILE-T10 System (Goodwe GW10KL-ET inverter w/ 4x Alpha-ESS M4856-P batteries) (3 phase) | 10000 | 10.4 |  |  | Alpha-ESS | M4856-P | 4 | Goodwe | GW10KL-ET | Alpha-ESS | ACR10R | Alpha-ESS | ADL-3000 | Alpha-ESS | HV50056 HV Box |  |  | Alpha-ESS
2020-04-07 | HBS1576 | Alpha-ESS Storion-SMILE-T10 System (Goodwe GW10KL-ET inverter w/ 5x Alpha-ESS M4856-P batteries) (3 phase) | 10000 | 13.1 |  |  | Alpha-ESS | M4856-P | 5 | Goodwe | GW10KL-ET | Alpha-ESS | ACR10R | Alpha-ESS | ADL-3000 | Alpha-ESS | HV50056 HV Box |  |  | Alpha-ESS
2020-04-07 | HBS1577 | Alpha-ESS Storion-SMILE-T10 System (Goodwe GW10KL-ET inverter w/ 6x Alpha-ESS M4856-P batteries) (3 phase) | 10000 | 15.7 |  |  | Alpha-ESS | M4856-P | 6 | Goodwe | GW10KL-ET | Alpha-ESS | ACR10R | Alpha-ESS | ADL-3000 | Alpha-ESS | HV50056 HV Box |  |  | Alpha-ESS
2020-04-07 | HBS1578 | Alpha-ESS Storion-SMILE-T10 System (Goodwe GW10KL-ET inverter w/ 7x Alpha-ESS M4856-P batteries) (3 phase) | 10000 | 18.3 |  |  | Alpha-ESS | M4856-P | 7 | Goodwe | GW10KL-ET | Alpha-ESS | ACR10R | Alpha-ESS | ADL-3000 | Alpha-ESS | HV50056 HV Box |  |  | Alpha-ESS
2020-04-07 | HBS1579 | Alpha-ESS Storion-SMILE-T10 System (Goodwe GW10KL-ET inverter w/ 8x Alpha-ESS M4856-P batteries) (3 phase) | 10000 | 20.9 |  |  | Alpha-ESS | M4856-P | 8 | Goodwe | GW10KL-ET | Alpha-ESS | ACR10R | Alpha-ESS | ADL-3000 | Alpha-ESS | HV50056 HV Box |  |  | Alpha-ESS
2020-04-20 | HBS1561 | Solax Triple Power T-Bat H 5.8 w/ Solar X1-Fit-5.0-I, Social Energy SE Hub | 4999 | 5.8 |  |  | Triple Power | T-Bat H 5.8 | 1 | Solax Power | X1-FIT-5.0I | Social Energy | SE Hub | Eastron | SDM230-MODBUS |  |  |  |  | Solax
2020-04-20 | HBS1562 | Solax Triple Power T-Bat H 5.8 (2 off) w/ Solar X1-Fit-5.0-I, Social Energy SE Hub | 4999 | 11.6 |  |  | Triple Power | T-Bat H 5.8 | 2 | Solax Power | X1-FIT-5.0I | Social Energy | SE Hub | Eastron | SDM230-MODBUS |  |  |  |  | Solax
2020-04-20 | HBS1563 | Solax Triple Power T-Bat H 5.8 (3 off) w/ Solar X1-Fit-5.0-I, Social Energy SE Hub | 4999 | 17.4 |  |  | Triple Power | T-Bat H 5.8 | 3 | Solax Power | X1-FIT-5.0I | Social Energy | SE Hub | Eastron | SDM230-MODBUS |  |  |  |  | Solax
2020-04-20 | HBS1593 | sonnen hybrid 9.53/2.5 | 4600 | 2.3 | sonnen | hybrid 9.53/2.5 |  |  | 1 | [10 empty] | sonnen
2020-04-28 | HBS1594 | Soltaro SOL-R16-4.5KWH (x2) w/ Soltaro Hyper 5000 inverter, Chint DDSU666 meter | 5000 | 8.1 |  |  | Soltaro | SOL-R16-4.5KWH | 2 | Soltaro | Soltaro Hyper 5000 | Chint | Chint DDSU666 | Chint | Chint DDSU666 CT Clamp |  |  |  |  | Soltaro
2020-04-28 | HBS1595 | Soltaro SOL-R16-4.5KWH (x3) w/ Soltaro Hyper 5000 inverter, Chint DDSU666 meter | 5000 | 12.2 |  |  | Soltaro | SOL-R16-4.5KWH | 3 | Soltaro | Soltaro Hyper 5000 | Chint | Chint DDSU666 | Chint | Chint DDSU666 CT Clamp |  |  |  |  | Soltaro
2020-05-05 | HBS1596 | SENEC.Home V3 Hybrid 5 | 5000 | 4.5 |  |  | SENEC GmbH | SENEC.Home V3 Hybrid 5 | 1 | [10 empty] | SENEC
2020-05-05 | HBS1597 | SENEC.Home V3 Hybrid 10 | 5000 | 9 |  |  | SENEC GmbH | SENEC.Home V3 Hybrid 10 | 1 | [10 empty] | SENEC
2020-05-22 | HBS1599 | BYD Battery-Box Premium LVL 15.4 w/ Selectronic SPMC480-AU inverter | 3500 | 15.4 |  |  | Shenzen BYD Electronics Co Ltd | Battery-Box Premium LVL 15.4 | 1 | Selectronic | SPMC480-AU | [8 empty] | BYD
2020-05-22 | HBS1600 | BYD Battery-Box Premium LVL 15.4 w/ Selectronic SPMC481-AU inverter | 5000 | 15.4 |  |  | Shenzen BYD Electronics Co Ltd | Battery-Box Premium LVL 15.4 | 1 | Selectronic | SPMC481-AU | [8 empty] | BYD
2020-05-22 | HBS1601 | BYD Battery-Box Premium LVL 15.4 w/ Selectronic SPMC482-AU inverter | 7500 | 15.4 |  |  | Shenzen BYD Electronics Co Ltd | Battery-Box Premium LVL 15.4 | 1 | Selectronic | SPMC482-AU | [8 empty] | BYD
2020-05-25 | HBS1603 | AOBO Uhome-LFP 5.8kWh/LV w/ Sermatec SMT-5K-TL-LV, Arcel ACR10R-D16TE | 5000 | 5.3 |  |  | AOBO Environmental Technology Ltd | Uhome-LFP 5.8kWh/LV | 1 | Shanghai Sermatec Energy Technology Co., Ltd | SMT-5K-TL-LV | Arcel | ACR10R-D16TE | [6 empty] | AOBO
2020-06-19 | HBS1604 | SYL-4.5KWH(LFP) (1 off) w/ Goodwe GW3600S-BP inverter | 3600 | 4.1 |  |  | SYL (Ningbo) Battery Co Ltd | SH-4.5KWH(LFP) | 1 | GoodWe | GW3600S-BP | [8 empty] | SYL
2020-06-19 | HBS1605 | SYL-4.5KWH(LFP) (2 off) w/ Goodwe GW3600S-BP inverter | 3600 | 8.1 |  |  | SYL (Ningbo) Battery Co Ltd | SH-4.5KWH(LFP) | 2 | GoodWe | GW3600S-BP | [8 empty] | SYL
2020-06-19 | HBS1606 | SYL-4.5KWH(LFP) (3 off) w/ Goodwe GW3600S-BP inverter | 3600 | 12.2 |  |  | SYL (Ningbo) Battery Co Ltd | SH-4.5KWH(LFP) | 3 | GoodWe | GW3600S-BP | [8 empty] | SYL
2020-06-19 | HBS1607 | SYL-4.5KWH(LFP) (4 off) w/ Goodwe GW3600S-BP inverter | 3600 | 16.2 |  |  | SYL (Ningbo) Battery Co Ltd | SH-4.5KWH(LFP) | 4 | GoodWe | GW3600S-BP | [8 empty] | SYL
2020-06-19 | HBS1616 | Growatt GBLI 6531 (2 off), Growatt SPH5000 inverter, Shinelink, Eastron SDM-120 CT-MV meter | 4999 | 12 |  |  | Growatt | GBLI 6531 | 2 | Shenzhen Growatt New Energy Technology Co Ltd | Growatt SPH5000 inverter | Eastron | SDM-120 CT-MV | LEM | TOP 90-S10/SP4 |  |  | Shenzhen Growatt New Energy Technology Co Ltd | Shinelink | Growatt
2020-06-19 | HBS1618 | Growatt GBLI 6531 (1 off), Growatt SPH5000 inverter, Shinelink, Eastron SDM-120 CT-MV meter | 4999 | 6 |  |  | Growatt | GBLI 6531 | 1 | Shenzhen Growatt New Energy Technology Co Ltd | Growatt SPH5000 inverter | Eastron | SDM-120 CT-MV | LEM | TOP 90-S10/SP4 |  |  | Shenzhen Growatt New Energy Technology Co Ltd | Shinelink | Growatt
2020-06-19 | HBS1620 | Growatt GBLI 6531 (2 off), Growatt SPH6000 inverter, Shinelink, Eastron SDM-120 CT-MV meter | 6000 | 12 |  |  | Growatt | GBLI 6531 | 2 | Shenzhen Growatt New Energy Technology Co Ltd | Growatt SPH6000 inverter | Eastron | SDM-120 CT-MV | LEM | TOP 90-S10/SP4 |  |  | Shenzhen Growatt New Energy Technology Co Ltd | Shinelink | Growatt
2020-06-19 | HBS1621 | Growatt GBLI 6531 (1 off), Growatt SPH6000 inverter, Shinelink, Eastron SDM-120 CT-MV meter | 6000 | 6 |  |  | Growatt | GBLI 6531 | 1 | Shenzhen Growatt New Energy Technology Co Ltd | Growatt SPH6000 inverter | Eastron | SDM-120 CT-MV | LEM | TOP 90-S10/SP4 |  |  | Shenzhen Growatt New Energy Technology Co Ltd | Shinelink | Growatt
2020-06-19 | HBS1622 | Growatt GBLI 6531 (1 off), Growatt SPH5000 inverter, Shinelink, Eastron SDM-630 MV CT meter | 4999 | 6 |  |  | Growatt | GBLI 6531 | 1 | Shenzhen Growatt New Energy Technology Co Ltd | Growatt SPH5000 inverter | Eastron | SDM-630 MV CT | LEM | TOP 90-S10/SP4 |  |  | Shenzhen Growatt New Energy Technology Co Ltd | Shinelink | Growatt
2020-06-19 | HBS1623 | Growatt GBLI 6531 (2 off), Growatt SPH5000 inverter, Shinelink, Eastron SDM-630 MV CT meter | 4999 | 12 |  |  | Growatt | GBLI 6531 | 2 | Shenzhen Growatt New Energy Technology Co Ltd | Growatt SPH5000 inverter | Eastron | SDM-630 MV CT | LEM | TOP 90-S10/SP4 |  |  | Shenzhen Growatt New Energy Technology Co Ltd | Shinelink | Growatt
2020-06-19 | HBS1624 | Growatt GBLI 6531 (1 off), Growatt SPH6000 inverter, Shinelink, Eastron SDM-630 MV CT meter | 6000 | 6 |  |  | Growatt | GBLI 6531 | 1 | Shenzhen Growatt New Energy Technology Co Ltd | Growatt SPH6000 inverter | Eastron | SDM-630 MV CT | LEM | TOP 90-S10/SP4 |  |  | Shenzhen Growatt New Energy Technology Co Ltd | Shinelink | Growatt
2020-06-19 | HBS1625 | Growatt GBLI 6531 (2 off), Growatt SPH6000 inverter, Shinelink, Eastron SDM-630 MV CT meter | 6000 | 12 |  |  | Growatt | GBLI 6531 | 2 | Shenzhen Growatt New Energy Technology Co Ltd | Growatt SPH6000 inverter | Eastron | SDM-630 MV CT | LEM | TOP 90-S10/SP4 |  |  | Shenzhen Growatt New Energy Technology Co Ltd | Shinelink | Growatt
2020-07-29 | HBS1670 | BYD Battery-Box Premium HVM 11.0/11.04kWh w/ Goodwe GW5KL-ET inverter | 5000 | 11 |  |  | BYD | Battery-Box Premium HVM 11.0/11.04kWh | 1 | Goodwe | GW5KL-ET | [8 empty] | BYD
2020-07-29 | HBS1671 | BYD Battery-Box Premium HVM 13.8/13.8kWh w/ Goodwe GW5KL-ET inverter | 5000 | 13.8 |  |  | BYD | Battery-Box Premium HVM 13.8/13.8kWh | 1 | Goodwe | GW5KL-ET | [8 empty] | BYD
2020-07-29 | HBS1672 | BYD Battery-Box Premium HVM 16.6/16.54kWh w/ Goodwe GW5KL-ET inverter | 5000 | 16.6 |  |  | BYD | Battery-Box Premium HVM 16.6/16.54kWh | 1 | Goodwe | GW5KL-ET | [8 empty] | BYD
2020-07-29 | HBS1673 | BYD Battery-Box Premium HVM 19.3/19.32kWh w/ Goodwe GW5KL-ET inverter | 5000 | 19.3 |  |  | BYD | Battery-Box Premium HVM 19.3/19.32kWh | 1 | Goodwe | GW5KL-ET | [8 empty] | BYD
2020-07-29 | HBS1674 | BYD Battery-Box Premium HVM 22.1/22.08kWh w/ Goodwe GW5KL-ET inverter | 5000 | 22.1 |  |  | BYD | Battery-Box Premium HVM 22.1/22.08kWh | 1 | Goodwe | GW5KL-ET | [8 empty] | BYD
2020-07-29 | HBS1676 | BYD Battery-Box Premium HVM 11.0/11.04kWh w/ Goodwe GW6KL-ET inverter | 6000 | 11 |  |  | BYD | Battery-Box Premium HVM 11.0/11.04kWh | 1 | Goodwe | GW6KL-ET | [8 empty] | BYD
2020-07-29 | HBS1677 | BYD Battery-Box Premium HVM 13.8/13.8kWh w/ Goodwe GW6KL-ET inverter | 6000 | 13.8 |  |  | BYD | Battery-Box Premium HVM 13.8/13.8kWh | 1 | Goodwe | GW6KL-ET | [8 empty] | BYD
2020-07-29 | HBS1678 | BYD Battery-Box Premium HVM 16.6/16.54kWh w/ Goodwe GW6KL-ET inverter | 6000 | 16.6 |  |  | BYD | Battery-Box Premium HVM 16.6/16.54kWh | 1 | Goodwe | GW6KL-ET | [8 empty] | BYD
2020-07-29 | HBS1679 | BYD Battery-Box Premium HVM 19.3/19.32kWh w/ Goodwe GW6KL-ET inverter | 6000 | 19.3 |  |  | BYD | Battery-Box Premium HVM 19.3/19.32kWh | 1 | Goodwe | GW6KL-ET | [8 empty] | BYD
2020-07-29 | HBS1680 | BYD Battery-Box Premium HVM 22.1/22.08kWh w/ Goodwe GW6KL-ET inverter | 6000 | 22.1 |  |  | BYD | Battery-Box Premium HVM 22.1/22.08kWh | 1 | Goodwe | GW6KL-ET | [8 empty] | BYD
2020-07-29 | HBS1682 | BYD Battery-Box Premium HVM 11.0/11.04kWh w/ Goodwe GW8KL-ET inverter | 8000 | 11 |  |  | BYD | Battery-Box Premium HVM 11.0/11.04kWh | 1 | Goodwe | GW8KL-ET | [8 empty] | BYD
2020-07-29 | HBS1683 | BYD Battery-Box Premium HVM 13.8/13.8kWh w/ Goodwe GW8KL-ET inverter | 8000 | 13.8 |  |  | BYD | Battery-Box Premium HVM 13.8/13.8kWh | 1 | Goodwe | GW8KL-ET | [8 empty] | BYD
2020-07-29 | HBS1684 | BYD Battery-Box Premium HVM 16.6/16.54kWh w/ Goodwe GW8KL-ET inverter | 8000 | 16.6 |  |  | BYD | Battery-Box Premium HVM 16.6/16.54kWh | 1 | Goodwe | GW8KL-ET | [8 empty] | BYD
2020-07-29 | HBS1685 | BYD Battery-Box Premium HVM 19.3/19.32kWh w/ Goodwe GW8KL-ET inverter | 8000 | 19.3 |  |  | BYD | Battery-Box Premium HVM 19.3/19.32kWh | 1 | Goodwe | GW8KL-ET | [8 empty] | BYD
2020-07-29 | HBS1686 | BYD Battery-Box Premium HVM 22.1/22.08kWh w/ Goodwe GW8KL-ET inverter | 8000 | 22.1 |  |  | BYD | Battery-Box Premium HVM 22.1/22.08kWh | 1 | Goodwe | GW8KL-ET | [8 empty] | BYD
2020-07-29 | HBS1688 | BYD Battery-Box Premium HVM 11.0/11.04kWh w/ Goodwe GW10KL-ET inverter | 10000 | 11 |  |  | BYD | Battery-Box Premium HVM 11.0/11.04kWh | 1 | Goodwe | GW10KL-ET | [8 empty] | BYD
2020-07-29 | HBS1689 | BYD Battery-Box Premium HVM 13.8/13.8kWh w/ Goodwe GW10KL-ET inverter | 10000 | 13.8 |  |  | BYD | Battery-Box Premium HVM 13.8/13.8kWh | 1 | Goodwe | GW10KL-ET | [8 empty] | BYD
2020-07-29 | HBS1690 | BYD Battery-Box Premium HVM 16.6/16.54kWh w/ Goodwe GW10KL-ET inverter | 10000 | 16.6 |  |  | BYD | Battery-Box Premium HVM 16.6/16.54kWh | 1 | Goodwe | GW10KL-ET | [8 empty] | BYD
2020-07-29 | HBS1691 | BYD Battery-Box Premium HVM 19.3/19.32kWh w/ Goodwe GW10KL-ET inverter | 10000 | 19.3 |  |  | BYD | Battery-Box Premium HVM 19.3/19.32kWh | 1 | Goodwe | GW10KL-ET | [8 empty] | BYD
2020-07-29 | HBS1692 | BYD Battery-Box Premium HVM 22.1/22.08kWh w/ Goodwe GW10KL-ET inverter | 10000 | 22.1 |  |  | BYD | Battery-Box Premium HVM 22.1/22.08kWh | 1 | Goodwe | GW10KL-ET | [8 empty] | BYD
2020-07-29 | HBS1693 | BYD Battery-Box Premium HVM 8.3/8.28kWh w/ Goodwe GW3600-EH inverter | 3600 | 8.3 |  |  | BYD | Battery-Box Premium HVM 8.3/8.28kWh | 1 | Goodwe | GW3600-EH | [8 empty] | BYD
2020-07-29 | HBS1694 | BYD Battery-Box Premium HVM 11.0/11.04kWh w/ Goodwe GW3600-EH inverter | 3600 | 11 |  |  | BYD | Battery-Box Premium HVM 11.0/11.04kWh | 1 | Goodwe | GW3600-EH | [8 empty] | BYD
2020-07-29 | HBS1695 | BYD Battery-Box Premium HVM 13.8/13.8kWh w/ Goodwe GW3600-EH inverter | 3600 | 13.8 |  |  | BYD | Battery-Box Premium HVM 13.8/13.8kWh | 1 | Goodwe | GW3600-EH | [8 empty] | BYD
2020-07-29 | HBS1696 | BYD Battery-Box Premium HVM 16.6/16.54kWh w/ Goodwe GW3600-EH inverter | 3600 | 16.6 |  |  | BYD | Battery-Box Premium HVM 16.6/16.54kWh | 1 | Goodwe | GW3600-EH | [8 empty] | BYD
2020-07-29 | HBS1697 | BYD Battery-Box Premium HVM 19.3/19.32kWh w/ Goodwe GW3600-EH inverter | 3600 | 19.3 |  |  | BYD | Battery-Box Premium HVM 19.3/19.32kWh | 1 | Goodwe | GW3600-EH | [8 empty] | BYD
2020-07-29 | HBS1699 | BYD Battery-Box Premium HVM 8.3/8.28kWh w/ Goodwe GW5000-EH inverter | 5000 | 8.3 |  |  | BYD | Battery-Box Premium HVM 8.3/8.28kWh | 1 | Goodwe | GW5000-EH | [8 empty] | BYD
2020-07-29 | HBS1700 | BYD Battery-Box Premium HVM 11.0/11.04kWh w/ Goodwe GW5000-EH inverter | 5000 | 11 |  |  | BYD | Battery-Box Premium HVM 11.0/11.04kWh | 1 | Goodwe | GW5000-EH | [8 empty] | BYD
2020-07-29 | HBS1701 | BYD Battery-Box Premium HVM 13.8/13.8kWh w/ Goodwe GW5000-EH inverter | 5000 | 13.8 |  |  | BYD | Battery-Box Premium HVM 13.8/13.8kWh | 1 | Goodwe | GW5000-EH | [8 empty] | BYD
2020-07-29 | HBS1702 | BYD Battery-Box Premium HVM 16.6/16.54kWh w/ Goodwe GW5000-EH inverter | 5000 | 16.6 |  |  | BYD | Battery-Box Premium HVM 16.6/16.54kWh | 1 | Goodwe | GW5000-EH | [8 empty] | BYD
2020-07-29 | HBS1703 | BYD Battery-Box Premium HVM 19.3/19.32kWh w/ Goodwe GW5000-EH inverter | 5000 | 19.3 |  |  | BYD | Battery-Box Premium HVM 19.3/19.32kWh | 1 | Goodwe | GW5000-EH | [8 empty] | BYD
2020-07-29 | HBS1705 | BYD Battery-Box Premium HVM 8.3/8.28kWh w/ Goodwe GW6000-EH inverter | 6000 | 8.3 |  |  | BYD | Battery-Box Premium HVM 8.3/8.28kWh | 1 | Goodwe | GW6000-EH | [8 empty] | BYD
2020-07-29 | HBS1706 | BYD Battery-Box Premium HVM 11.0/11.04kWh w/ Goodwe GW6000-EH inverter | 6000 | 11 |  |  | BYD | Battery-Box Premium HVM 11.0/11.04kWh | 1 | Goodwe | GW6000-EH | [8 empty] | BYD
2020-07-29 | HBS1707 | BYD Battery-Box Premium HVM 13.8/13.8kWh w/ Goodwe GW6000-EH inverter | 6000 | 13.8 |  |  | BYD | Battery-Box Premium HVM 13.8/13.8kWh | 1 | Goodwe | GW6000-EH | [8 empty] | BYD
2020-07-29 | HBS1708 | BYD Battery-Box Premium HVM 16.6/16.54kWh w/ Goodwe GW6000-EH inverter | 6000 | 16.6 |  |  | BYD | Battery-Box Premium HVM 16.6/16.54kWh | 1 | Goodwe | GW6000-EH | [8 empty] | BYD
2020-07-29 | HBS1709 | BYD Battery-Box Premium HVM 19.3/19.32kWh w/ Goodwe GW6000-EH inverter | 6000 | 19.3 |  |  | BYD | Battery-Box Premium HVM 19.3/19.32kWh | 1 | Goodwe | GW6000-EH | [8 empty] | BYD
2020-07-29 | HBS1712 | BYD Battery-Box Premium HVM 8.3/8.28kWh w/ Fronius Symo Hybrid 3.0-3-S inverter, SwitchDin 'smart controller' | 3000 | 8.3 |  |  | BYD | Battery-Box Premium HVM 8.3/8.28kWh | 1 | Fronius | Symo Hybrid 3.0-3-S | SwitchDin | Droplet | [6 empty] | BYD
2020-07-29 | HBS1713 | BYD Battery-Box Premium HVM 11.0/11.04kWh w/ Fronius Symo Hybrid 3.0-3-S inverter, SwitchDin 'smart controller' | 3000 | 11 |  |  | BYD | Battery-Box Premium HVM 11.0/11.04kWh | 1 | Fronius | Symo Hybrid 3.0-3-S | SwitchDin | Droplet | [6 empty] | BYD
2020-07-29 | HBS1714 | BYD Battery-Box Premium HVM 13.8/13.8kWh w/ Fronius Symo Hybrid 3.0-3-S inverter, SwitchDin 'smart controller' | 3000 | 13.8 |  |  | BYD | Battery-Box Premium HVM 13.8/13.8kWh | 1 | Fronius | Symo Hybrid 3.0-3-S | SwitchDin | Droplet | [6 empty] | BYD
2020-07-29 | HBS1715 | BYD Battery-Box Premium HVM 16.6/16.54kWh w/ Fronius Symo Hybrid 3.0-3-S inverter, SwitchDin 'smart controller' | 3000 | 16.6 |  |  | BYD | Battery-Box Premium HVM 16.6/16.54kWh | 1 | Fronius | Symo Hybrid 3.0-3-S | SwitchDin | Droplet | [6 empty] | BYD
2020-07-29 | HBS1716 | BYD Battery-Box Premium HVM 19.3/19.32kWh w/ Fronius Symo Hybrid 3.0-3-S inverter, SwitchDin 'smart controller' | 3000 | 19.3 |  |  | BYD | Battery-Box Premium HVM 19.3/19.32kWh | 1 | Fronius | Symo Hybrid 3.0-3-S | SwitchDin | Droplet | [6 empty] | BYD
2020-07-29 | HBS1717 | BYD Battery-Box Premium HVM 22.1/22.08kWh w/ Fronius Symo Hybrid 3.0-3-S inverter, SwitchDin 'smart controller' | 3000 | 22.1 |  |  | BYD | Battery-Box Premium HVM 22.1/22.08kWh | 1 | Fronius | Symo Hybrid 3.0-3-S | SwitchDin | Droplet | [6 empty] | BYD
2020-07-29 | HBS1718 | BYD Battery-Box Premium HVM 8.3/8.28kWh w/ Fronius Symo Hybrid 4.0-3-S inverter, SwitchDin 'smart controller' | 4000 | 8.3 |  |  | BYD | Battery-Box Premium HVM 8.3/8.28kWh | 1 | Fronius | Symo Hybrid 4.0-3-S | SwitchDin | Droplet | [6 empty] | BYD
2020-07-29 | HBS1719 | BYD Battery-Box Premium HVM 11.0/11.04kWh w/ Fronius Symo Hybrid 4.0-3-S inverter, SwitchDin 'smart controller' | 4000 | 11 |  |  | BYD | Battery-Box Premium HVM 11.0/11.04kWh | 1 | Fronius | Symo Hybrid 4.0-3-S | SwitchDin | Droplet | [6 empty] | BYD
2020-07-29 | HBS1720 | BYD Battery-Box Premium HVM 13.8/13.8kWh w/ Fronius Symo Hybrid 4.0-3-S inverter, SwitchDin 'smart controller' | 4000 | 13.8 |  |  | BYD | Battery-Box Premium HVM 13.8/13.8kWh | 1 | Fronius | Symo Hybrid 4.0-3-S | SwitchDin | Droplet | [6 empty] | BYD
2020-07-29 | HBS1721 | BYD Battery-Box Premium HVM 16.6/16.54kWh w/ Fronius Symo Hybrid 4.0-3-S inverter, SwitchDin 'smart controller' | 4000 | 16.6 |  |  | BYD | Battery-Box Premium HVM 16.6/16.54kWh | 1 | Fronius | Symo Hybrid 4.0-3-S | SwitchDin | Droplet | [6 empty] | BYD
2020-07-29 | HBS1722 | BYD Battery-Box Premium HVM 19.3/19.32kWh w/ Fronius Symo Hybrid 4.0-3-S inverter, SwitchDin 'smart controller' | 4000 | 19.3 |  |  | BYD | Battery-Box Premium HVM 19.3/19.32kWh | 1 | Fronius | Symo Hybrid 4.0-3-S | SwitchDin | Droplet | [6 empty] | BYD
2020-07-29 | HBS1723 | BYD Battery-Box Premium HVM 22.1/22.08kWh w/ Fronius Symo Hybrid 4.0-3-S inverter, SwitchDin 'smart controller' | 4000 | 22.1 |  |  | BYD | Battery-Box Premium HVM 22.1/22.08kWh | 1 | Fronius | Symo Hybrid 4.0-3-S | SwitchDin | Droplet | [6 empty] | BYD
2020-07-29 | HBS1724 | BYD Battery-Box Premium HVM 8.3/8.28kWh w/ Fronius Symo Hybrid 5.0-3-S inverter, SwitchDin 'smart controller' | 5000 | 8.3 |  |  | BYD | Battery-Box Premium HVM 8.3/8.28kWh | 1 | Fronius | Symo Hybrid 5.0-3-S | SwitchDin | Droplet | [6 empty] | BYD
2020-07-29 | HBS1725 | BYD Battery-Box Premium HVM 11.0/11.04kWh w/ Fronius Symo Hybrid 5.0-3-S inverter, SwitchDin 'smart controller' | 5000 | 11 |  |  | BYD | Battery-Box Premium HVM 11.0/11.04kWh | 1 | Fronius | Symo Hybrid 5.0-3-S | SwitchDin | Droplet | [6 empty] | BYD
2020-07-29 | HBS1726 | BYD Battery-Box Premium HVM 13.8/13.8kWh w/ Fronius Symo Hybrid 5.0-3-S inverter, SwitchDin 'smart controller' | 5000 | 13.8 |  |  | BYD | Battery-Box Premium HVM 13.8/13.8kWh | 1 | Fronius | Symo Hybrid 5.0-3-S | SwitchDin | Droplet | [6 empty] | BYD
2020-07-29 | HBS1727 | BYD Battery-Box Premium HVM 16.6/16.54kWh w/ Fronius Symo Hybrid 5.0-3-S inverter, SwitchDin 'smart controller' | 5000 | 16.6 |  |  | BYD | Battery-Box Premium HVM 16.6/16.54kWh | 1 | Fronius | Symo Hybrid 5.0-3-S | SwitchDin | Droplet | [6 empty] | BYD
2020-07-29 | HBS1728 | BYD Battery-Box Premium HVM 19.3/19.32kWh w/ Fronius Symo Hybrid 5.0-3-S inverter, SwitchDin 'smart controller' | 5000 | 19.3 |  |  | BYD | Battery-Box Premium HVM 19.3/19.32kWh | 1 | Fronius | Symo Hybrid 5.0-3-S | SwitchDin | Droplet | [6 empty] | BYD
2020-07-29 | HBS1729 | BYD Battery-Box Premium HVM 22.1/22.08kWh w/ Fronius Symo Hybrid 5.0-3-S inverter, SwitchDin 'smart controller' | 5000 | 22.1 |  |  | BYD | Battery-Box Premium HVM 22.1/22.08kWh | 1 | Fronius | Symo Hybrid 5.0-3-S | SwitchDin | Droplet | [6 empty] | BYD
2020-08-26 | HBS1730 | LGChem RESU3.3 w/ Sungrow SH5K-30 inverter | 4990 | 2.9 |  |  | LGChem | RESU3.3 | 1 | Sungrow | SH5K-30 | [8 empty] | LGChem
2020-08-26 | HBS1731 | LGChem RESU6.5 w/ Sungrow SH5K-30 inverter | 4990 | 5.9 |  |  | LGChem | RESU6.5 | 1 | Sungrow | SH5K-30 | [8 empty] | LGChem
2020-08-26 | HBS1732 | LGChem RESU10 w/ Sungrow SH5K-30 inverter | 4990 | 8.8 |  |  | LGChem | RESU10 | 1 | Sungrow | SH5K-30 | [8 empty] | LGChem
2020-08-26 | HBS1733 | LGChem RESU6.5 (2 off) w/ Sungrow SH5K-30 inverter | 4990 | 11.8 |  |  | LGChem | RESU6.5 | 2 | Sungrow | SH5K-30 | [8 empty] | LGChem
2020-08-26 | HBS1734 | LGChem RESU6.5, RESU10 w/ Sungrow SH5K-30 inverter | 4990 | 14.7 |  |  | LGChem | RESU6.5, RESU10 | 2 | Sungrow | SH5K-30 | [8 empty] | LGChem
2020-08-26 | HBS1735 | LGChem RESU10 (2 off) w/ Sungrow SH5K-30 inverter | 4990 | 17.6 |  |  | LGChem | RESU10 | 2 | Sungrow | SH5K-30 | [8 empty] | LGChem
2020-08-26 | HBS1736 | Sungrow SBP4K8 w/ Sungrow SH5K-30 inverter | 4990 | 4.6 |  |  | Sungrow | SBP4K8 | 1 | Sungrow | SH5K-30 | [8 empty] | Sungrow
2020-08-26 | HBS1737 | Sungrow SBP4K8 w/ Sungrow SH5K-30 inverter | 4990 | 9.2 |  |  | Sungrow | SBP4K8 | 2 | Sungrow | SH5K-30 | [8 empty] | Sungrow
2020-08-26 | HBS1738 | Sungrow SBP4K8 w/ Sungrow SH5K-30 inverter | 4990 | 13.8 |  |  | Sungrow | SBP4K8 | 3 | Sungrow | SH5K-30 | [8 empty] | Sungrow
2020-08-26 | HBS1739 | LGChem RESU10H w/ Sungrow SH5.0RT inverter | 5000 | 9.3 |  |  | LGChem | RESU10H | 1 | Sungrow | SH5.0RT | [8 empty] | LGChem
2020-08-26 | HBS1744 | BYD Battery-Box Premium HVM 11.0/11.04kWh w/ Sungrow SH5.0RT inverter | 5000 | 11.04 |  |  | BYD | Battery-Box Premium HVM 11.0/11.04kWh | 1 | Sungrow | SH5.0RT | [8 empty] | BYD
2020-08-26 | HBS1745 | BYD Battery-Box Premium HVM 13.8/13.8kWh w/ Sungrow SH5.0RT inverter | 5000 | 13.8 |  |  | BYD | Battery-Box Premium HVM 13.8/13.8kWh | 1 | Sungrow | SH5.0RT | [8 empty] | BYD
2020-08-26 | HBS1746 | BYD Battery-Box Premium HVM 16.6/16.54kWh w/ Sungrow SH5.0RT inverter | 5000 | 16.56 |  |  | BYD | Battery-Box Premium HVM 16.6/16.54kWh | 1 | Sungrow | SH5.0RT | [8 empty] | BYD
2020-08-26 | HBS1747 | BYD Battery-Box Premium HVM 19.3/19.32kWh w/ Sungrow SH5.0RT inverter | 5000 | 19.32 |  |  | BYD | Battery-Box Premium HVM 19.3/19.32kWh | 1 | Sungrow | SH5.0RT | [8 empty] | BYD
2020-08-26 | HBS1748 | BYD Battery-Box Premium HVM 22.1/22.08kWh w/ Sungrow SH5.0RT inverter | 5000 | 22.08 |  |  | BYD | Battery-Box Premium HVM 22.1/22.08kWh | 1 | Sungrow | SH5.0RT | [8 empty] | BYD
2020-08-26 | HBS1753 | BYD Battery-Box Premium HVM 11.0/11.04kWh (2 off) w/ Sungrow SH5.0RT inverter | 5000 | 22.08 |  |  | BYD | Battery-Box Premium HVM 11.0/11.04kWh | 2 | Sungrow | SH5.0RT | [8 empty] | BYD
2020-08-26 | HBS1754 | BYD Battery-Box Premium HVM 13.8/13.8kWh (2 off) w/ Sungrow SH5.0RT inverter | 5000 | 27.6 |  |  | BYD | Battery-Box Premium HVM 13.8/13.8kWh | 2 | Sungrow | SH5.0RT | [8 empty] | BYD
2020-08-26 | HBS1755 | BYD Battery-Box Premium HVM 16.6/16.54kWh (2 off) w/ Sungrow SH5.0RT inverter | 5000 | 33.12 |  |  | BYD | Battery-Box Premium HVM 16.6/16.54kWh | 2 | Sungrow | SH5.0RT | [8 empty] | BYD
2020-08-26 | HBS1756 | BYD Battery-Box Premium HVM 19.3/19.32kWh (2 off) w/ Sungrow SH5.0RT inverter | 5000 | 38.64 |  |  | BYD | Battery-Box Premium HVM 19.3/19.32kWh | 2 | Sungrow | SH5.0RT | [8 empty] | BYD
2020-08-26 | HBS1757 | BYD Battery-Box Premium HVM 22.1/22.08kWh (2 off) w/ Sungrow SH5.0RT inverter | 5000 | 44.16 |  |  | BYD | Battery-Box Premium HVM 22.1/22.08kWh | 2 | Sungrow | SH5.0RT | [8 empty] | BYD
2020-08-26 | HBS1762 | BYD Battery-Box Premium HVM 11.0/11.04kWh w/ Sungrow SH10RT inverter | 10000 | 11.04 |  |  | BYD | Battery-Box Premium HVM 11.0/11.04kWh | 1 | Sungrow | SH10RT | [8 empty] | BYD
2020-08-26 | HBS1763 | BYD Battery-Box Premium HVM 13.8/13.8kWh w/ Sungrow SH10RT inverter | 10000 | 13.8 |  |  | BYD | Battery-Box Premium HVM 13.8/13.8kWh | 1 | Sungrow | SH10RT | [8 empty] | BYD
2020-08-26 | HBS1764 | BYD Battery-Box Premium HVM 16.6/16.54kWh w/ Sungrow SH10RT inverter | 10000 | 16.56 |  |  | BYD | Battery-Box Premium HVM 16.6/16.54kWh | 1 | Sungrow | SH10RT | [8 empty] | BYD
2020-08-26 | HBS1765 | BYD Battery-Box Premium HVM 19.3/19.32kWh w/ Sungrow SH10RT inverter | 10000 | 19.32 |  |  | BYD | Battery-Box Premium HVM 19.3/19.32kWh | 1 | Sungrow | SH10RT | [8 empty] | BYD
2020-08-26 | HBS1766 | BYD Battery-Box Premium HVM 22.1/22.08kWh w/ Sungrow SH10RT inverter | 10000 | 22.08 |  |  | BYD | Battery-Box Premium HVM 22.1/22.08kWh | 1 | Sungrow | SH10RT | [8 empty] | BYD
2020-08-26 | HBS1771 | BYD Battery-Box Premium HVM 11.0/11.04kWh (2 off) w/ Sungrow SH10RT inverter | 10000 | 22.08 |  |  | BYD | Battery-Box Premium HVM 11.0/11.04kWh | 2 | Sungrow | SH10RT | [8 empty] | BYD
2020-08-26 | HBS1772 | BYD Battery-Box Premium HVM 13.8/13.8kWh (2 off) w/ Sungrow SH10RT inverter | 10000 | 27.6 |  |  | BYD | Battery-Box Premium HVM 13.8/13.8kWh | 2 | Sungrow | SH10RT | [8 empty] | BYD
2020-08-26 | HBS1773 | BYD Battery-Box Premium HVM 16.6/16.54kWh (2 off) w/ Sungrow SH10RT inverter | 10000 | 33.12 |  |  | BYD | Battery-Box Premium HVM 16.6/16.54kWh | 2 | Sungrow | SH10RT | [8 empty] | BYD
2020-08-26 | HBS1774 | BYD Battery-Box Premium HVM 19.3/19.32kWh (2 off) w/ Sungrow SH10RT inverter | 10000 | 38.64 |  |  | BYD | Battery-Box Premium HVM 19.3/19.32kWh | 2 | Sungrow | SH10RT | [8 empty] | BYD
2020-08-26 | HBS1775 | BYD Battery-Box Premium HVM 22.1/22.08kWh (2 off) w/ Sungrow SH10RT inverter | 10000 | 44.16 |  |  | BYD | Battery-Box Premium HVM 22.1/22.08kWh | 2 | Sungrow | SH10RT | [8 empty] | BYD
2020-09-11 | HBS1820 | Eveready Energy Vault AS1-3KS-5.1 | 3000 | 4.6 | Solar Bos | Energy Vault AS1-3KS-5.1 | [13 empty] | Eveready
2020-09-11 | HBS1821 | Eveready Energy Vault AS1-3KS-10.2 | 3000 | 9.2 | Solar Bos | Energy Vault AS1-3KS-10.2 | [13 empty] | Eveready
2020-09-11 | HBS1822 | Eveready Energy Vault AS1-3KS-15.3 | 3000 | 13.8 | Solar Bos | Energy Vault AS1-3KS-15.3 | [13 empty] | Eveready
2020-09-11 | HBS1823 | Eveready Energy Vault AS1-3KS-20.4 | 3000 | 18.4 | Solar Bos | Energy Vault AS1-3KS-20.4 | [13 empty] | Eveready
2020-09-11 | HBS1824 | Alpha-ESS Storion SMILE5 13.3 (Smile5-INV + 1xSMILE-BAT-13.3P) | 4600 | 13.3 |  |  | Alpha-ESS | Smile-BAT-13.3P | 1 | Alpha-ESS | Smile5-INV | Alpha-ESS | Smart Meter | [6 empty] | Alpha-ESS
2020-09-11 | HBS1826 | Alpha-ESS Storion SMILE5 26.6 (Smile5-INV + 2xSMILE-BAT-13.3P) | 4600 | 26.6 |  |  | Alpha-ESS | Smile-BAT-13.3P | 2 | Alpha-ESS | Smile5-INV | Alpha-ESS | Smart Meter | [6 empty] | Alpha-ESS
2020-09-11 | HBS1827 | Alpha-ESS Storion SMILE5 39.9 (Smile5-INV + 3xSMILE-BAT-13.3P) | 4600 | 39.9 |  |  | Alpha-ESS | Smile-BAT-13.3P | 3 | Alpha-ESS | Smile5-INV | Alpha-ESS | Smart Meter | [6 empty] | Alpha-ESS
2020-09-11 | HBS1825 | GenZ GC48V-060LFP-2RU w/ Selectronic SPMC481-AU inverter, Select.live | 5000 | 7.2 |  |  | GenZ Energy | GC48V-060LFP-2RU | 3 | Selectronic | SPMC481-AU | Selectronic | Select.Live | [6 empty] | GenZ
2020-10-09 | HBS1828 | Alpha-ESS Smile-B5-BP 13.3 (GW5000S-BP inverter + 1xSMILE-BAT-13.3P) | 5000 | 13.34 |  |  | Alpha-ESS | Smile-BAT-13.3P | 1 | Goodwe | GW5000S-BP | [8 empty] | Alpha-ESS
2020-10-09 | HBS1829 | Alpha-ESS Smile-B5-BP 26.6 (GW5000S-BP inverter + 2xSMILE-BAT-13.3P) | 5000 | 26.6 |  |  | Alpha-ESS | Smile-BAT-13.3P | 2 | Goodwe | GW5000S-BP | [8 empty] | Alpha-ESS
2020-10-09 | HBS1830 | Alpha-ESS Smile-B5-BP 39.9 (GW5000S-BP inverter + 3xSMILE-BAT-13.3P) | 5000 | 39.9 |  |  | Alpha-ESS | Smile-BAT-13.3P | 3 | Goodwe | GW5000S-BP | [8 empty] | Alpha-ESS
2020-10-09 | HBS1834 | Alpha-ESS Smile-B5-EM 13.3 (GW5048-EM inverter + 1xSMILE-BAT-13.3P) | 5000 | 13.34 |  |  | Alpha-ESS | Smile-BAT-13.3P | 1 | Goodwe | GW5048-EM | [8 empty] | Alpha-ESS
2020-10-09 | HBS1835 | Alpha-ESS Smile-B5-EM 26.6 (GW5048-EM inverter + 2xSMILE-BAT-13.3P) | 5000 | 26.6 |  |  | Alpha-ESS | Smile-BAT-13.3P | 2 | Goodwe | GW5048-EM | [8 empty] | Alpha-ESS
2020-10-09 | HBS1836 | Alpha-ESS Smile-B5-EM 39.9 (GW5048-EM inverter + 3xSMILE-BAT-13.3P) | 5000 | 39.9 |  |  | Alpha-ESS | Smile-BAT-13.3P | 3 | Goodwe | GW5048-EM | [8 empty] | Alpha-ESS
2020-10-16 | HBS1837 | Soluna 15K Pack HV w/ GW5KL-ET inverter | 5000 | 12 |  |  | Soluna | Soluna 15K Pack HV | 1 | Goodwe | GW5KL-ET | [8 empty] | Soluna
2020-10-16 | HBS1838 | Soluna 15K Pack HV w/ GW6KL-ET inverter | 6000 | 12 |  |  | Soluna | Soluna 15K Pack HV | 1 | Goodwe | GW6KL-ET | [8 empty] | Soluna
2020-10-16 | HBS1839 | Soluna 15K Pack HV w/ GW8KL-ET inverter | 8000 | 12 |  |  | Soluna | Soluna 15K Pack HV | 1 | Goodwe | GW8KL-ET | [8 empty] | Soluna
2020-10-16 | HBS1840 | Soluna 15K Pack HV w/ GW10KL-ET inverter | 10000 | 12 |  |  | Soluna | Soluna 15K Pack HV | 1 | Goodwe | GW10KL-ET | [8 empty] | Soluna
2020-10-19 | HBS1841 | LG Chem RESU13 w/ Sungrow SH5K-30 inverter | 4990 | 12.4 |  |  | LGChem | RESU13 | 1 | Sungrow | SH5K-30 | [8 empty] | LGChem
2020-10-19 | HBS1842 | LG Chem RESU10H w/ Sungrow SH10RT | 10000 | 9.3 |  |  | LGChem | RESU10H | 1 | Sungrow | SH10RT | [8 empty] | LGChem
2020-11-02 | HBS1776 | Pylontech US2000 (2 off) w/ Growatt SPH5000 inverter, Shinelink, Eastron SDM-230 meter | 4999 | 4.4 |  |  | Pylontech | US2000 | 2 | Shenzhen Growatt New Energy Technology Co Ltd | Growatt SPH5000 inverter | Eastron | SDM-230 | LEM | TOP 90-S10/SP4 | Growatt | Battery box | Growatt | Shinelink | Pylontech
2020-11-02 | HBS1777 | Growatt GBLI 6531 (2 off) w/ Growatt SPH5000 inverter, Shinelink, Eastron SDM-230 meter | 4999 | 12 |  |  | Growatt | GBLI 6531 | 2 | Shenzhen Growatt New Energy Technology Co Ltd | Growatt SPH5000 inverter | Eastron | SDM-230 | LEM | TOP 90-S10/SP4 |  |  | Shenzhen Growatt New Energy Technology Co Ltd | Shinelink | Growatt
2020-11-02 | HBS1779 | Growatt GBLI 6531 (1 off) w/ Growatt SPH5000 inverter, Shinelink, Eastron SDM-230 meter | 4999 | 6 |  |  | Growatt | GBLI 6531 | 1 | Shenzhen Growatt New Energy Technology Co Ltd | Growatt SPH5000 inverter | Eastron | SDM-230 | LEM | TOP 90-S10/SP4 |  |  | Shenzhen Growatt New Energy Technology Co Ltd | Shinelink | Growatt
2020-11-02 | HBS1781 | Growatt GBLI 6531 (2 off) w/ Growatt SPH6000 inverter, Shinelink, Eastron SDM-230 meter | 6000 | 12 |  |  | Growatt | GBLI 6531 | 2 | Shenzhen Growatt New Energy Technology Co Ltd | Growatt SPH6000 inverter | Eastron | SDM-230 | LEM | TOP 90-S10/SP4 |  |  | Shenzhen Growatt New Energy Technology Co Ltd | Shinelink | Growatt
2020-11-02 | HBS1782 | Growatt GBLI 6531 (1 off) w/ Growatt SPH6000 inverter, Shinelink, Eastron SDM-230 meter | 6000 | 6 |  |  | Growatt | GBLI 6531 | 1 | Shenzhen Growatt New Energy Technology Co Ltd | Growatt SPH6000 inverter | Eastron | SDM-230 | LEM | TOP 90-S10/SP4 |  |  | Shenzhen Growatt New Energy Technology Co Ltd | Shinelink | Growatt
2020-11-02 | HBS1783 | Growatt GBLI 6531 (1 off) w/ Growatt SPH5000 inverter, Shinelink, Eastron SDM-630 meter | 4999 | 6 |  |  | Growatt | GBLI 6531 | 1 | Shenzhen Growatt New Energy Technology Co Ltd | Growatt SPH5000 inverter | Eastron | SDM-630 | LEM | TOP 90-S10/SP4 |  |  | Shenzhen Growatt New Energy Technology Co Ltd | Shinelink | Growatt
2020-11-02 | HBS1784 | Growatt GBLI 6531 (2 off) w/ Growatt SPH5000 inverter, Shinelink, Eastron SDM-630 meter | 4999 | 12 |  |  | Growatt | GBLI 6531 | 2 | Shenzhen Growatt New Energy Technology Co Ltd | Growatt SPH5000 inverter | Eastron | SDM-630 | LEM | TOP 90-S10/SP4 |  |  | Shenzhen Growatt New Energy Technology Co Ltd | Shinelink | Growatt
2020-11-02 | HBS1785 | Growatt GBLI 6531 (1 off) w/ Growatt SPH6000 inverter, Shinelink, Eastron SDM-630 meter | 6000 | 6 |  |  | Growatt | GBLI 6531 | 1 | Shenzhen Growatt New Energy Technology Co Ltd | Growatt SPH6000 inverter | Eastron | SDM-630 | LEM | TOP 90-S10/SP4 |  |  | Shenzhen Growatt New Energy Technology Co Ltd | Shinelink | Growatt
2020-11-02 | HBS1786 | Growatt GBLI 6531 (2 off) w/ Growatt SPH6000 inverter, Shinelink, Eastron SDM-630 meter | 6000 | 12 |  |  | Growatt | GBLI 6531 | 2 | Shenzhen Growatt New Energy Technology Co Ltd | Growatt SPH6000 inverter | Eastron | SDM-630 | LEM | TOP 90-S10/SP4 |  |  | Shenzhen Growatt New Energy Technology Co Ltd | Shinelink | Growatt
2020-11-02 | HBS1791 | Growatt GBLI 6531 (1 off) w/ Growatt SPH5000 inverter, Shinelink, Chint DTSU666 meter | 4999 | 6 |  |  | Growatt | GBLI 6531 | 1 | Shenzhen Growatt New Energy Technology Co Ltd | Growatt SPH5000 inverter | Chint | DTSU666 | LEM | TOP 90-S10/SP4 |  |  | Shenzhen Growatt New Energy Technology Co Ltd | Shinelink | Growatt
2020-11-02 | HBS1792 | Growatt GBLI 6531 (2 off) w/ Growatt SPH5000 inverter, Shinelink, Chint DTSU666 meter | 4999 | 12 |  |  | Growatt | GBLI 6531 | 2 | Shenzhen Growatt New Energy Technology Co Ltd | Growatt SPH5000 inverter | Chint | DTSU666 | LEM | TOP 90-S10/SP4 |  |  | Shenzhen Growatt New Energy Technology Co Ltd | Shinelink | Growatt
2020-11-02 | HBS1793 | Growatt GBLI 6531 (1 off) w/ Growatt SPH6000 inverter, Shinelink, Chint DTSU666 meter | 6000 | 6 |  |  | Growatt | GBLI 6531 | 1 | Shenzhen Growatt New Energy Technology Co Ltd | Growatt SPH6000 inverter | Chint | DTSU666 | LEM | TOP 90-S10/SP4 |  |  | Shenzhen Growatt New Energy Technology Co Ltd | Shinelink | Growatt
2020-11-02 | HBS1794 | Growatt GBLI 6531 (2 off) w/ Growatt SPH6000 inverter, Shinelink, Chint DTSU666 meter | 6000 | 12 |  |  | Growatt | GBLI 6531 | 2 | Shenzhen Growatt New Energy Technology Co Ltd | Growatt SPH6000 inverter | Chint | DTSU666 | LEM | TOP 90-S10/SP4 |  |  | Shenzhen Growatt New Energy Technology Co Ltd | Shinelink | Growatt
2020-11-02 | HBS1795 | Growatt GBLI 6531 (2 off) w/ Growatt SPH5000 inverter, Shinelink, Eastron SDM-120 CT-MV meter | 4999 | 12 |  |  | Growatt | GBLI 6531 | 2 | Shenzhen Growatt New Energy Technology Co Ltd | Growatt SPH5000 inverter | Eastron | SDM-120 CT-MV | LEM | TOP 90-S10/SP4 |  |  | Shenzhen Growatt New Energy Technology Co Ltd | Shinelink | Growatt
2020-11-02 | HBS1797 | Growatt GBLI 6531 (1 off) w/ Growatt SPH5000 inverter, Shinelink, Eastron SDM-120 CT-MV meter | 4999 | 6 |  |  | Growatt | GBLI 6531 | 1 | Shenzhen Growatt New Energy Technology Co Ltd | Growatt SPH5000 inverter | Eastron | SDM-120 CT-MV | LEM | TOP 90-S10/SP4 |  |  | Shenzhen Growatt New Energy Technology Co Ltd | Shinelink | Growatt
2020-11-02 | HBS1799 | Growatt GBLI 6531 (2 off) w/ Growatt SPH6000 inverter, Shinelink, Eastron SDM-120 CT-MV meter | 6000 | 12 |  |  | Growatt | GBLI 6531 | 2 | Shenzhen Growatt New Energy Technology Co Ltd | Growatt SPH6000 inverter | Eastron | SDM-120 CT-MV | LEM | TOP 90-S10/SP4 |  |  | Shenzhen Growatt New Energy Technology Co Ltd | Shinelink | Growatt
2020-11-02 | HBS1800 | Growatt GBLI 6531 (1 off) w/ Growatt SPH6000 inverter, Shinelink, Eastron SDM-120 CT-MV meter | 6000 | 6 |  |  | Growatt | GBLI 6531 | 1 | Shenzhen Growatt New Energy Technology Co Ltd | Growatt SPH6000 inverter | Eastron | SDM-120 CT-MV | LEM | TOP 90-S10/SP4 |  |  | Shenzhen Growatt New Energy Technology Co Ltd | Shinelink | Growatt
2020-11-02 | HBS1801 | Growatt GBLI 6531 (1 off) w/ Growatt SPH5000 inverter, Shinelink, Eastron SDM-630 MV CT meter | 4999 | 6 |  |  | Growatt | GBLI 6531 | 1 | Shenzhen Growatt New Energy Technology Co Ltd | Growatt SPH5000 inverter | Eastron | SDM-630 MV CT | LEM | TOP 90-S10/SP4 |  |  | Shenzhen Growatt New Energy Technology Co Ltd | Shinelink | Growatt
2020-11-02 | HBS1802 | Growatt GBLI 6531 (2 off) w/ Growatt SPH5000 inverter, Shinelink, Eastron SDM-630 MV CT meter | 4999 | 12 |  |  | Growatt | GBLI 6531 | 2 | Shenzhen Growatt New Energy Technology Co Ltd | Growatt SPH5000 inverter | Eastron | SDM-630 MV CT | LEM | TOP 90-S10/SP4 |  |  | Shenzhen Growatt New Energy Technology Co Ltd | Shinelink | Growatt
2020-11-02 | HBS1803 | Growatt GBLI 6531 (1 off) w/ Growatt SPH6000 inverter, Shinelink, Eastron SDM-630 MV CT meter | 6000 | 6 |  |  | Growatt | GBLI 6531 | 1 | Shenzhen Growatt New Energy Technology Co Ltd | Growatt SPH6000 inverter | Eastron | SDM-630 MV CT | LEM | TOP 90-S10/SP4 |  |  | Shenzhen Growatt New Energy Technology Co Ltd | Shinelink | Growatt
2020-11-02 | HBS1804 | Growatt GBLI 6531 (2 off) w/ Growatt SPH6000 inverter, Shinelink, Eastron SDM-630 MV CT meter | 6000 | 12 |  |  | Growatt | GBLI 6531 | 2 | Shenzhen Growatt New Energy Technology Co Ltd | Growatt SPH6000 inverter | Eastron | SDM-630 MV CT | LEM | TOP 90-S10/SP4 |  |  | Shenzhen Growatt New Energy Technology Co Ltd | Shinelink | Growatt
2020-11-02 | HBS1807 | Growatt GBLI 6531 (2 off) w/ Growatt SPH5000 inverter, Shinelink, Eastron SDM-120 CT-40mA meter | 4999 | 12 |  |  | Growatt | GBLI 6531 | 2 | Shenzhen Growatt New Energy Technology Co Ltd | Growatt SPH5000 inverter | Eastron | SDM-120 CT-40mA | LEM | TOP 90-S10/SP4 |  |  | Shenzhen Growatt New Energy Technology Co Ltd | Shinelink | Growatt
2020-11-02 | HBS1811 | Growatt GBLI 6531 (2 off) w/ Growatt SPH6000 inverter, Shinelink, Eastron SDM-120 CT-40mA meter | 6000 | 12 |  |  | Growatt | GBLI 6531 | 2 | Shenzhen Growatt New Energy Technology Co Ltd | Growatt SPH6000 inverter | Eastron | SDM-120 CT-40mA | LEM | TOP 90-S10/SP4 |  |  | Shenzhen Growatt New Energy Technology Co Ltd | Shinelink | Growatt
2020-11-02 | HBS1812 | Growatt GBLI 6531 (1 off) w/ Growatt SPH6000 inverter, Shinelink, Eastron SDM-120 CT-40mA meter | 6000 | 6 |  |  | Growatt | GBLI 6531 | 1 | Shenzhen Growatt New Energy Technology Co Ltd | Growatt SPH6000 inverter | Eastron | SDM-120 CT-40mA | LEM | TOP 90-S10/SP4 |  |  | Shenzhen Growatt New Energy Technology Co Ltd | Shinelink | Growatt
2020-11-02 | HBS1813 | Growatt GBLI 6531 (1 off) w/ Growatt SPH5000 inverter, Shinelink, Eastron SDM-630 MCT-40mA meter | 4999 | 6 |  |  | Growatt | GBLI 6531 | 1 | Shenzhen Growatt New Energy Technology Co Ltd | Growatt SPH5000 inverter | Eastron | SDM-630 MCT-40mA | LEM | TOP 90-S10/SP4 |  |  | Shenzhen Growatt New Energy Technology Co Ltd | Shinelink | Growatt
2020-11-02 | HBS1814 | Growatt GBLI 6531 (2 off) w/ Growatt SPH5000 inverter, Shinelink, Eastron SDM-630 MCT-40mA meter | 4999 | 12 |  |  | Growatt | GBLI 6531 | 2 | Shenzhen Growatt New Energy Technology Co Ltd | Growatt SPH5000 inverter | Eastron | SDM-630 MCT-40mA | LEM | TOP 90-S10/SP4 |  |  | Shenzhen Growatt New Energy Technology Co Ltd | Shinelink | Growatt
2020-11-02 | HBS1815 | Growatt GBLI 6531 (1 off) w/ Growatt SPH6000 inverter, Shinelink, Eastron SDM-630 MCT-40mA meter | 6000 | 6 |  |  | Growatt | GBLI 6531 | 1 | Shenzhen Growatt New Energy Technology Co Ltd | Growatt SPH6000 inverter | Eastron | SDM-630 MCT-40mA | LEM | TOP 90-S10/SP4 |  |  | Shenzhen Growatt New Energy Technology Co Ltd | Shinelink | Growatt
2020-11-02 | HBS1816 | Growatt GBLI 6531 (2 off) w/ Growatt SPH6000 inverter, Shinelink, Eastron SDM-630 MCT-40mA meter | 6000 | 12 |  |  | Growatt | GBLI 6531 | 2 | Shenzhen Growatt New Energy Technology Co Ltd | Growatt SPH6000 inverter | Eastron | SDM-630 MCT-40mA | LEM | TOP 90-S10/SP4 |  |  | Shenzhen Growatt New Energy Technology Co Ltd | Shinelink | Growatt
2020-11-02 | HBS1843 | BYD Battery-Box Premium HVS 5.1/5.12kWh (1 off) w/ Fronius Symo GEN24 6.0 Plus inverter, SwitchDin 'smart controller' | 6000 | 5.1 |  |  | BYD | Battery-Box Premium HVS 5.1/5.12kWh | 1 | Fronius | Symo GEN24 6.0 Plus | SwitchDin | Droplet | [6 empty] | BYD
2020-11-02 | HBS1844 | BYD Battery-Box Premium HVS 7.7/7.68kWh (1 off) w/ Fronius Symo GEN24 6.0 Plus inverter, SwitchDin 'smart controller' | 6000 | 7.7 |  |  | BYD | Battery-Box Premium HVS 7.7/7.68kWh | 1 | Fronius | Symo GEN24 6.0 Plus | SwitchDin | Droplet | [6 empty] | BYD
2020-11-02 | HBS1845 | BYD Battery-Box Premium HVS 10.2/10.24kWh (1 off) w/ Fronius Symo GEN24 6.0 Plus inverter, SwitchDin 'smart controller' | 6000 | 10.2 |  |  | BYD | Battery-Box Premium HVS 10.2/10.24kWh | 1 | Fronius | Symo GEN24 6.0 Plus | SwitchDin | Droplet | [6 empty] | BYD
2020-11-02 | HBS1846 | BYD Battery-Box Premium HVS 5.1/5.12kWh (2 off) w/ Fronius Symo GEN24 6.0 Plus inverter, SwitchDin 'smart controller' | 6000 | 10.2 |  |  | BYD | Battery-Box Premium HVS 5.1/5.12kWh | 2 | Fronius | Symo GEN24 6.0 Plus | SwitchDin | Droplet | [6 empty] | BYD
2020-11-02 | HBS1847 | BYD Battery-Box Premium HVS 7.7/7.68kWh (2 off) w/ Fronius Symo GEN24 6.0 Plus inverter, SwitchDin 'smart controller' | 6000 | 15.4 |  |  | BYD | Battery-Box Premium HVS 7.7/7.68kWh | 2 | Fronius | Symo GEN24 6.0 Plus | SwitchDin | Droplet | [6 empty] | BYD
2020-11-02 | HBS1848 | BYD Battery-Box Premium HVS 10.2/10.24kWh (2 off) w/ Fronius Symo GEN24 6.0 Plus inverter, SwitchDin 'smart controller' | 6000 | 20.4 |  |  | BYD | Battery-Box Premium HVS 10.2/10.24kWh | 2 | Fronius | Symo GEN24 6.0 Plus | SwitchDin | Droplet | [6 empty] | BYD
2020-11-02 | HBS1849 | BYD Battery-Box Premium HVS 5.1/5.12kWh (3 off) w/ Fronius Symo GEN24 6.0 Plus inverter, SwitchDin 'smart controller' | 6000 | 15.3 |  |  | BYD | Battery-Box Premium HVS 5.1/5.12kWh | 3 | Fronius | Symo GEN24 6.0 Plus | SwitchDin | Droplet | [6 empty] | BYD
2020-11-02 | HBS1850 | BYD Battery-Box Premium HVS 7.7/7.68kWh (3 off) w/ Fronius Symo GEN24 6.0 Plus inverter, SwitchDin 'smart controller' | 6000 | 23.1 |  |  | BYD | Battery-Box Premium HVS 7.7/7.68kWh | 3 | Fronius | Symo GEN24 6.0 Plus | SwitchDin | Droplet | [6 empty] | BYD
2020-11-02 | HBS1851 | BYD Battery-Box Premium HVS 10.2/10.24kWh (3 off) w/ Fronius Symo GEN24 6.0 Plus inverter, SwitchDin 'smart controller' | 6000 | 30.6 |  |  | BYD | Battery-Box Premium HVS 10.2/10.24kWh | 3 | Fronius | Symo GEN24 6.0 Plus | SwitchDin | Droplet | [6 empty] | BYD
2020-11-02 | HBS1852 | BYD Battery-Box Premium HVM 11.0/11.04kWh (1 off) w/ Fronius Symo GEN24 6.0 Plus inverter, SwitchDin 'smart controller' | 6000 | 11 |  |  | BYD | Battery-Box Premium HVM 11.0/11.04kWh | 1 | Fronius | Symo GEN24 6.0 Plus | SwitchDin | Droplet | [6 empty] | BYD
2020-11-02 | HBS1853 | BYD Battery-Box Premium HVM 13.8/13.8kWh (1 off) w/ Fronius Symo GEN24 6.0 Plus inverter, SwitchDin 'smart controller' | 6000 | 13.8 |  |  | BYD | Battery-Box Premium HVM 13.8/13.8kWh | 1 | Fronius | Symo GEN24 6.0 Plus | SwitchDin | Droplet | [6 empty] | BYD
2020-11-02 | HBS1854 | BYD Battery-Box Premium HVM 16.6/16.54kWh (1 off) w/ Fronius Symo GEN24 6.0 Plus inverter, SwitchDin 'smart controller' | 6000 | 16.6 |  |  | BYD | Battery-Box Premium HVM 16.6/16.54kWh | 1 | Fronius | Symo GEN24 6.0 Plus | SwitchDin | Droplet | [6 empty] | BYD
2020-11-02 | HBS1855 | BYD Battery-Box Premium HVM 19.3/19.32kWh (1 off) w/ Fronius Symo GEN24 6.0 Plus inverter, SwitchDin 'smart controller' | 6000 | 19.3 |  |  | BYD | Battery-Box Premium HVM 19.3/19.32kWh | 1 | Fronius | Symo GEN24 6.0 Plus | SwitchDin | Droplet | [6 empty] | BYD
2020-11-02 | HBS1856 | BYD Battery-Box Premium HVM 22.1/22.08kWh (1 off) w/ Fronius Symo GEN24 6.0 Plus inverter, SwitchDin 'smart controller' | 6000 | 22.1 |  |  | BYD | Battery-Box Premium HVM 22.1/22.08kWh | 1 | Fronius | Symo GEN24 6.0 Plus | SwitchDin | Droplet | [6 empty] | BYD
2020-11-02 | HBS1857 | BYD Battery-Box Premium HVM 11.0/11.04kWh (2 off) w/ Fronius Symo GEN24 6.0 Plus inverter, SwitchDin 'smart controller' | 6000 | 22 |  |  | BYD | Battery-Box Premium HVM 11.0/11.04kWh | 2 | Fronius | Symo GEN24 6.0 Plus | SwitchDin | Droplet | [6 empty] | BYD
2020-11-02 | HBS1858 | BYD Battery-Box Premium HVM 13.8/13.8kWh (2 off) w/ Fronius Symo GEN24 6.0 Plus inverter, SwitchDin 'smart controller' | 6000 | 27.6 |  |  | BYD | Battery-Box Premium HVM 13.8/13.8kWh | 2 | Fronius | Symo GEN24 6.0 Plus | SwitchDin | Droplet | [6 empty] | BYD
2020-11-02 | HBS1859 | BYD Battery-Box Premium HVM 16.6/16.54kWh (2 off) w/ Fronius Symo GEN24 6.0 Plus inverter, SwitchDin 'smart controller' | 6000 | 33.2 |  |  | BYD | Battery-Box Premium HVM 16.6/16.54kWh | 2 | Fronius | Symo GEN24 6.0 Plus | SwitchDin | Droplet | [6 empty] | BYD
2020-11-02 | HBS1860 | BYD Battery-Box Premium HVM 19.3/19.32kWh (2 off) w/ Fronius Symo GEN24 6.0 Plus inverter, SwitchDin 'smart controller' | 6000 | 38.6 |  |  | BYD | Battery-Box Premium HVM 19.3/19.32kWh | 2 | Fronius | Symo GEN24 6.0 Plus | SwitchDin | Droplet | [6 empty] | BYD
2020-11-02 | HBS1861 | BYD Battery-Box Premium HVM 22.1/22.08kWh (2 off) w/ Fronius Symo GEN24 6.0 Plus inverter, SwitchDin 'smart controller' | 6000 | 44.2 |  |  | BYD | Battery-Box Premium HVM 22.1/22.08kWh | 2 | Fronius | Symo GEN24 6.0 Plus | SwitchDin | Droplet | [6 empty] | BYD
2020-11-02 | HBS1862 | BYD Battery-Box Premium HVM 11.0/11.04kWh (3 off) w/ Fronius Symo GEN24 6.0 Plus inverter, SwitchDin 'smart controller' | 6000 | 33 |  |  | BYD | Battery-Box Premium HVM 11.0/11.04kWh | 3 | Fronius | Symo GEN24 6.0 Plus | SwitchDin | Droplet | [6 empty] | BYD
2020-11-02 | HBS1863 | BYD Battery-Box Premium HVM 13.8/13.8kWh (3 off) w/ Fronius Symo GEN24 6.0 Plus inverter, SwitchDin 'smart controller' | 6000 | 41.4 |  |  | BYD | Battery-Box Premium HVM 13.8/13.8kWh | 3 | Fronius | Symo GEN24 6.0 Plus | SwitchDin | Droplet | [6 empty] | BYD
2020-11-02 | HBS1864 | BYD Battery-Box Premium HVM 16.6/16.54kWh (3 off) w/ Fronius Symo GEN24 6.0 Plus inverter, SwitchDin 'smart controller' | 6000 | 49.8 |  |  | BYD | Battery-Box Premium HVM 16.6/16.54kWh | 3 | Fronius | Symo GEN24 6.0 Plus | SwitchDin | Droplet | [6 empty] | BYD
2020-11-02 | HBS1865 | BYD Battery-Box Premium HVM 19.3/19.32kWh (3 off) w/ Fronius Symo GEN24 6.0 Plus inverter, SwitchDin 'smart controller' | 6000 | 57.9 |  |  | BYD | Battery-Box Premium HVM 19.3/19.32kWh | 3 | Fronius | Symo GEN24 6.0 Plus | SwitchDin | Droplet | [6 empty] | BYD
2020-11-02 | HBS1867 | BYD Battery-Box Premium HVS 5.1/5.12kWh (1 off) w/ Fronius Symo GEN24 8.0 Plus inverter, SwitchDin 'smart controller' | 8000 | 5.1 |  |  | BYD | Battery-Box Premium HVS 5.1/5.12kWh | 1 | Fronius | Symo GEN24 8.0 Plus | SwitchDin | Droplet | [6 empty] | BYD
2020-11-02 | HBS1868 | BYD Battery-Box Premium HVS 7.7/7.68kWh (1 off) w/ Fronius Symo GEN24 8.0 Plus inverter, SwitchDin 'smart controller' | 8000 | 7.7 |  |  | BYD | Battery-Box Premium HVS 7.7/7.68kWh | 1 | Fronius | Symo GEN24 8.0 Plus | SwitchDin | Droplet | [6 empty] | BYD
2020-11-02 | HBS1869 | BYD Battery-Box Premium HVS 10.2/10.24kWh (1 off) w/ Fronius Symo GEN24 8.0 Plus inverter, SwitchDin 'smart controller' | 8000 | 10.2 |  |  | BYD | Battery-Box Premium HVS 10.2/10.24kWh | 1 | Fronius | Symo GEN24 8.0 Plus | SwitchDin | Droplet | [6 empty] | BYD
2020-11-02 | HBS1870 | BYD Battery-Box Premium HVS 5.1/5.12kWh (2 off) w/ Fronius Symo GEN24 8.0 Plus inverter, SwitchDin 'smart controller' | 8000 | 10.2 |  |  | BYD | Battery-Box Premium HVS 5.1/5.12kWh | 2 | Fronius | Symo GEN24 8.0 Plus | SwitchDin | Droplet | [6 empty] | BYD
2020-11-02 | HBS1871 | BYD Battery-Box Premium HVS 7.7/7.68kWh (2 off) w/ Fronius Symo GEN24 8.0 Plus inverter, SwitchDin 'smart controller' | 8000 | 15.4 |  |  | BYD | Battery-Box Premium HVS 7.7/7.68kWh | 2 | Fronius | Symo GEN24 8.0 Plus | SwitchDin | Droplet | [6 empty] | BYD
2020-11-02 | HBS1872 | BYD Battery-Box Premium HVS 10.2/10.24kWh (2 off) w/ Fronius Symo GEN24 8.0 Plus inverter, SwitchDin 'smart controller' | 8000 | 20.4 |  |  | BYD | Battery-Box Premium HVS 10.2/10.24kWh | 2 | Fronius | Symo GEN24 8.0 Plus | SwitchDin | Droplet | [6 empty] | BYD
2020-11-02 | HBS1873 | BYD Battery-Box Premium HVS 5.1/5.12kWh (3 off) w/ Fronius Symo GEN24 8.0 Plus inverter, SwitchDin 'smart controller' | 8000 | 15.3 |  |  | BYD | Battery-Box Premium HVS 5.1/5.12kWh | 3 | Fronius | Symo GEN24 8.0 Plus | SwitchDin | Droplet | [6 empty] | BYD
2020-11-02 | HBS1874 | BYD Battery-Box Premium HVS 7.7/7.68kWh (3 off) w/ Fronius Symo GEN24 8.0 Plus inverter, SwitchDin 'smart controller' | 8000 | 23.1 |  |  | BYD | Battery-Box Premium HVS 7.7/7.68kWh | 3 | Fronius | Symo GEN24 8.0 Plus | SwitchDin | Droplet | [6 empty] | BYD
2020-11-02 | HBS1875 | BYD Battery-Box Premium HVS 10.2/10.24kWh (3 off) w/ Fronius Symo GEN24 8.0 Plus inverter, SwitchDin 'smart controller' | 8000 | 30.6 |  |  | BYD | Battery-Box Premium HVS 10.2/10.24kWh | 3 | Fronius | Symo GEN24 8.0 Plus | SwitchDin | Droplet | [6 empty] | BYD
2020-11-02 | HBS1876 | BYD Battery-Box Premium HVM 11.0/11.04kWh (1 off) w/ Fronius Symo GEN24 8.0 Plus inverter, SwitchDin 'smart controller' | 8000 | 11 |  |  | BYD | Battery-Box Premium HVM 11.0/11.04kWh | 1 | Fronius | Symo GEN24 8.0 Plus | SwitchDin | Droplet | [6 empty] | BYD
2020-11-02 | HBS1877 | BYD Battery-Box Premium HVM 13.8/13.8kWh (1 off) w/ Fronius Symo GEN24 8.0 Plus inverter, SwitchDin 'smart controller' | 8000 | 13.8 |  |  | BYD | Battery-Box Premium HVM 13.8/13.8kWh | 1 | Fronius | Symo GEN24 8.0 Plus | SwitchDin | Droplet | [6 empty] | BYD
2020-11-02 | HBS1878 | BYD Battery-Box Premium HVM 16.6/16.54kWh (1 off) w/ Fronius Symo GEN24 8.0 Plus inverter, SwitchDin 'smart controller' | 8000 | 16.6 |  |  | BYD | Battery-Box Premium HVM 16.6/16.54kWh | 1 | Fronius | Symo GEN24 8.0 Plus | SwitchDin | Droplet | [6 empty] | BYD
2020-11-02 | HBS1879 | BYD Battery-Box Premium HVM 19.3/19.32kWh (1 off) w/ Fronius Symo GEN24 8.0 Plus inverter, SwitchDin 'smart controller' | 8000 | 19.3 |  |  | BYD | Battery-Box Premium HVM 19.3/19.32kWh | 1 | Fronius | Symo GEN24 8.0 Plus | SwitchDin | Droplet | [6 empty] | BYD
2020-11-02 | HBS1880 | BYD Battery-Box Premium HVM 22.1/22.08kWh (1 off) w/ Fronius Symo GEN24 8.0 Plus inverter, SwitchDin 'smart controller' | 8000 | 22.1 |  |  | BYD | Battery-Box Premium HVM 22.1/22.08kWh | 1 | Fronius | Symo GEN24 8.0 Plus | SwitchDin | Droplet | [6 empty] | BYD
2020-11-02 | HBS1881 | BYD Battery-Box Premium HVM 11.0/11.04kWh (2 off) w/ Fronius Symo GEN24 8.0 Plus inverter, SwitchDin 'smart controller' | 8000 | 22 |  |  | BYD | Battery-Box Premium HVM 11.0/11.04kWh | 2 | Fronius | Symo GEN24 8.0 Plus | SwitchDin | Droplet | [6 empty] | BYD
2020-11-02 | HBS1882 | BYD Battery-Box Premium HVM 13.8/13.8kWh (2 off) w/ Fronius Symo GEN24 8.0 Plus inverter, SwitchDin 'smart controller' | 8000 | 27.6 |  |  | BYD | Battery-Box Premium HVM 13.8/13.8kWh | 2 | Fronius | Symo GEN24 8.0 Plus | SwitchDin | Droplet | [6 empty] | BYD
2020-11-02 | HBS1883 | BYD Battery-Box Premium HVM 16.6/16.54kWh (2 off) w/ Fronius Symo GEN24 8.0 Plus inverter, SwitchDin 'smart controller' | 8000 | 33.2 |  |  | BYD | Battery-Box Premium HVM 16.6/16.54kWh | 2 | Fronius | Symo GEN24 8.0 Plus | SwitchDin | Droplet | [6 empty] | BYD
2020-11-02 | HBS1884 | BYD Battery-Box Premium HVM 19.3/19.32kWh (2 off) w/ Fronius Symo GEN24 8.0 Plus inverter, SwitchDin 'smart controller' | 8000 | 38.6 |  |  | BYD | Battery-Box Premium HVM 19.3/19.32kWh | 2 | Fronius | Symo GEN24 8.0 Plus | SwitchDin | Droplet | [6 empty] | BYD
2020-11-02 | HBS1885 | BYD Battery-Box Premium HVM 22.1/22.08kWh (2 off) w/ Fronius Symo GEN24 8.0 Plus inverter, SwitchDin 'smart controller' | 8000 | 44.2 |  |  | BYD | Battery-Box Premium HVM 22.1/22.08kWh | 2 | Fronius | Symo GEN24 8.0 Plus | SwitchDin | Droplet | [6 empty] | BYD
2020-11-02 | HBS1886 | BYD Battery-Box Premium HVM 11.0/11.04kWh (3 off) w/ Fronius Symo GEN24 8.0 Plus inverter, SwitchDin 'smart controller' | 8000 | 33 |  |  | BYD | Battery-Box Premium HVM 11.0/11.04kWh | 3 | Fronius | Symo GEN24 8.0 Plus | SwitchDin | Droplet | [6 empty] | BYD
2020-11-02 | HBS1887 | BYD Battery-Box Premium HVM 13.8/13.8kWh (3 off) w/ Fronius Symo GEN24 8.0 Plus inverter, SwitchDin 'smart controller' | 8000 | 41.4 |  |  | BYD | Battery-Box Premium HVM 13.8/13.8kWh | 3 | Fronius | Symo GEN24 8.0 Plus | SwitchDin | Droplet | [6 empty] | BYD
2020-11-02 | HBS1888 | BYD Battery-Box Premium HVM 16.6/16.54kWh (3 off) w/ Fronius Symo GEN24 8.0 Plus inverter, SwitchDin 'smart controller' | 8000 | 49.8 |  |  | BYD | Battery-Box Premium HVM 16.6/16.54kWh | 3 | Fronius | Symo GEN24 8.0 Plus | SwitchDin | Droplet | [6 empty] | BYD
2020-11-02 | HBS1889 | BYD Battery-Box Premium HVM 19.3/19.32kWh (3 off) w/ Fronius Symo GEN24 8.0 Plus inverter, SwitchDin 'smart controller' | 8000 | 57.9 |  |  | BYD | Battery-Box Premium HVM 19.3/19.32kWh | 3 | Fronius | Symo GEN24 8.0 Plus | SwitchDin | Droplet | [6 empty] | BYD
2020-11-02 | HBS1891 | BYD Battery-Box Premium HVS 5.1/5.12kWh (1 off) w/ Fronius Symo GEN24 10.0 Plus inverter, SwitchDin 'smart controller' | 10000 | 5.1 |  |  | BYD | Battery-Box Premium HVS 5.1/5.12kWh | 1 | Fronius | Symo GEN24 10.0 Plus | SwitchDin | Droplet | [6 empty] | BYD
2020-11-02 | HBS1892 | BYD Battery-Box Premium HVS 7.7/7.68kWh (1 off) w/ Fronius Symo GEN24 10.0 Plus inverter, SwitchDin 'smart controller' | 10000 | 7.7 |  |  | BYD | Battery-Box Premium HVS 7.7/7.68kWh | 1 | Fronius | Symo GEN24 10.0 Plus | SwitchDin | Droplet | [6 empty] | BYD
2020-11-02 | HBS1893 | BYD Battery-Box Premium HVS 10.2/10.24kWh (1 off) w/ Fronius Symo GEN24 10.0 Plus inverter, SwitchDin 'smart controller' | 10000 | 10.2 |  |  | BYD | Battery-Box Premium HVS 10.2/10.24kWh | 1 | Fronius | Symo GEN24 10.0 Plus | SwitchDin | Droplet | [6 empty] | BYD
2020-11-02 | HBS1894 | BYD Battery-Box Premium HVS 5.1/5.12kWh (2 off) w/ Fronius Symo GEN24 10.0 Plus inverter, SwitchDin 'smart controller' | 10000 | 10.2 |  |  | BYD | Battery-Box Premium HVS 5.1/5.12kWh | 2 | Fronius | Symo GEN24 10.0 Plus | SwitchDin | Droplet | [6 empty] | BYD
2020-11-02 | HBS1895 | BYD Battery-Box Premium HVS 7.7/7.68kWh (2 off) w/ Fronius Symo GEN24 10.0 Plus inverter, SwitchDin 'smart controller' | 10000 | 15.4 |  |  | BYD | Battery-Box Premium HVS 7.7/7.68kWh | 2 | Fronius | Symo GEN24 10.0 Plus | SwitchDin | Droplet | [6 empty] | BYD
2020-11-02 | HBS1896 | BYD Battery-Box Premium HVS 10.2/10.24kWh (2 off) w/ Fronius Symo GEN24 10.0 Plus inverter, SwitchDin 'smart controller' | 10000 | 20.4 |  |  | BYD | Battery-Box Premium HVS 10.2/10.24kWh | 2 | Fronius | Symo GEN24 10.0 Plus | SwitchDin | Droplet | [6 empty] | BYD
2020-11-02 | HBS1897 | BYD Battery-Box Premium HVS 5.1/5.12kWh (3 off) w/ Fronius Symo GEN24 10.0 Plus inverter, SwitchDin 'smart controller' | 10000 | 15.3 |  |  | BYD | Battery-Box Premium HVS 5.1/5.12kWh | 3 | Fronius | Symo GEN24 10.0 Plus | SwitchDin | Droplet | [6 empty] | BYD
2020-11-02 | HBS1898 | BYD Battery-Box Premium HVS 7.7/7.68kWh (3 off) w/ Fronius Symo GEN24 10.0 Plus inverter, SwitchDin 'smart controller' | 10000 | 23.1 |  |  | BYD | Battery-Box Premium HVS 7.7/7.68kWh | 3 | Fronius | Symo GEN24 10.0 Plus | SwitchDin | Droplet | [6 empty] | BYD
2020-11-02 | HBS1899 | BYD Battery-Box Premium HVS 10.2/10.24kWh (3 off) w/ Fronius Symo GEN24 10.0 Plus inverter, SwitchDin 'smart controller' | 10000 | 30.6 |  |  | BYD | Battery-Box Premium HVS 10.2/10.24kWh | 3 | Fronius | Symo GEN24 10.0 Plus | SwitchDin | Droplet | [6 empty] | BYD
2020-11-02 | HBS1900 | BYD Battery-Box Premium HVM 11.0/11.04kWh (1 off) w/ Fronius Symo GEN24 10.0 Plus inverter, SwitchDin 'smart controller' | 10000 | 11 |  |  | BYD | Battery-Box Premium HVM 11.0/11.04kWh | 1 | Fronius | Symo GEN24 10.0 Plus | SwitchDin | Droplet | [6 empty] | BYD
2020-11-02 | HBS1901 | BYD Battery-Box Premium HVM 13.8/13.8kWh (1 off) w/ Fronius Symo GEN24 10.0 Plus inverter, SwitchDin 'smart controller' | 10000 | 13.8 |  |  | BYD | Battery-Box Premium HVM 13.8/13.8kWh | 1 | Fronius | Symo GEN24 10.0 Plus | SwitchDin | Droplet | [6 empty] | BYD
2020-11-02 | HBS1902 | BYD Battery-Box Premium HVM 16.6/16.54kWh (1 off) w/ Fronius Symo GEN24 10.0 Plus inverter, SwitchDin 'smart controller' | 10000 | 16.6 |  |  | BYD | Battery-Box Premium HVM 16.6/16.54kWh | 1 | Fronius | Symo GEN24 10.0 Plus | SwitchDin | Droplet | [6 empty] | BYD
2020-11-02 | HBS1903 | BYD Battery-Box Premium HVM 19.3/19.32kWh (1 off) w/ Fronius Symo GEN24 10.0 Plus inverter, SwitchDin 'smart controller' | 10000 | 19.3 |  |  | BYD | Battery-Box Premium HVM 19.3/19.32kWh | 1 | Fronius | Symo GEN24 10.0 Plus | SwitchDin | Droplet | [6 empty] | BYD
2020-11-02 | HBS1904 | BYD Battery-Box Premium HVM 22.1/22.08kWh (1 off) w/ Fronius Symo GEN24 10.0 Plus inverter, SwitchDin 'smart controller' | 10000 | 22.1 |  |  | BYD | Battery-Box Premium HVM 22.1/22.08kWh | 1 | Fronius | Symo GEN24 10.0 Plus | SwitchDin | Droplet | [6 empty] | BYD
2020-11-02 | HBS1905 | BYD Battery-Box Premium HVM 11.0/11.04kWh (2 off) w/ Fronius Symo GEN24 10.0 Plus inverter, SwitchDin 'smart controller' | 10000 | 22 |  |  | BYD | Battery-Box Premium HVM 11.0/11.04kWh | 2 | Fronius | Symo GEN24 10.0 Plus | SwitchDin | Droplet | [6 empty] | BYD
2020-11-02 | HBS1906 | BYD Battery-Box Premium HVM 13.8/13.8kWh (2 off) w/ Fronius Symo GEN24 10.0 Plus inverter, SwitchDin 'smart controller' | 10000 | 27.6 |  |  | BYD | Battery-Box Premium HVM 13.8/13.8kWh | 2 | Fronius | Symo GEN24 10.0 Plus | SwitchDin | Droplet | [6 empty] | BYD
2020-11-02 | HBS1907 | BYD Battery-Box Premium HVM 16.6/16.54kWh (2 off) w/ Fronius Symo GEN24 10.0 Plus inverter, SwitchDin 'smart controller' | 10000 | 33.2 |  |  | BYD | Battery-Box Premium HVM 16.6/16.54kWh | 2 | Fronius | Symo GEN24 10.0 Plus | SwitchDin | Droplet | [6 empty] | BYD
2020-11-02 | HBS1908 | BYD Battery-Box Premium HVM 19.3/19.32kWh (2 off) w/ Fronius Symo GEN24 10.0 Plus inverter, SwitchDin 'smart controller' | 10000 | 38.6 |  |  | BYD | Battery-Box Premium HVM 19.3/19.32kWh | 2 | Fronius | Symo GEN24 10.0 Plus | SwitchDin | Droplet | [6 empty] | BYD
2020-11-02 | HBS1909 | BYD Battery-Box Premium HVM 22.1/22.08kWh (2 off) w/ Fronius Symo GEN24 10.0 Plus inverter, SwitchDin 'smart controller' | 10000 | 44.2 |  |  | BYD | Battery-Box Premium HVM 22.1/22.08kWh | 2 | Fronius | Symo GEN24 10.0 Plus | SwitchDin | Droplet | [6 empty] | BYD
2020-11-02 | HBS1910 | BYD Battery-Box Premium HVM 11.0/11.04kWh (3 off) w/ Fronius Symo GEN24 10.0 Plus inverter, SwitchDin 'smart controller' | 10000 | 33 |  |  | BYD | Battery-Box Premium HVM 11.0/11.04kWh | 3 | Fronius | Symo GEN24 10.0 Plus | SwitchDin | Droplet | [6 empty] | BYD
2020-11-02 | HBS1911 | BYD Battery-Box Premium HVM 13.8/13.8kWh (3 off) w/ Fronius Symo GEN24 10.0 Plus inverter, SwitchDin 'smart controller' | 10000 | 41.4 |  |  | BYD | Battery-Box Premium HVM 13.8/13.8kWh | 3 | Fronius | Symo GEN24 10.0 Plus | SwitchDin | Droplet | [6 empty] | BYD
2020-11-02 | HBS1912 | BYD Battery-Box Premium HVM 16.6/16.54kWh (3 off) w/ Fronius Symo GEN24 10.0 Plus inverter, SwitchDin 'smart controller' | 10000 | 49.8 |  |  | BYD | Battery-Box Premium HVM 16.6/16.54kWh | 3 | Fronius | Symo GEN24 10.0 Plus | SwitchDin | Droplet | [6 empty] | BYD
2020-11-02 | HBS1913 | BYD Battery-Box Premium HVM 19.3/19.32kWh (3 off) w/ Fronius Symo GEN24 10.0 Plus inverter, SwitchDin 'smart controller' | 10000 | 57.9 |  |  | BYD | Battery-Box Premium HVM 19.3/19.32kWh | 3 | Fronius | Symo GEN24 10.0 Plus | SwitchDin | Droplet | [6 empty] | BYD
2020-11-02 | HBS1915 | Growatt GBLI 6532 (2 off) w/ Growatt SPH5000 inverter, Shinelink, Eastron SDM-120 CT-40mA meter | 4999 | 12 |  |  | Growatt | GBLI 6532 | 2 | Shenzhen Growatt New Energy Technology Co Ltd | Growatt SPH5000 inverter | Eastron | SDM-120 CT-40mA |  |  |  |  | Shenzhen Growatt New Energy Technology Co Ltd | Shinelink | Growatt
2020-11-02 | HBS1917 | Growatt GBLI 6532 (1 off) w/ Growatt SPH5000 inverter, Shinelink, Eastron SDM-120 CT-40mA meter | 4999 | 6 |  |  | Growatt | GBLI 6532 | 1 | Shenzhen Growatt New Energy Technology Co Ltd | Growatt SPH5000 inverter | Eastron | SDM-120 CT-40mA |  |  |  |  | Shenzhen Growatt New Energy Technology Co Ltd | Shinelink | Growatt
2020-11-02 | HBS1919 | Growatt GBLI 6532 (2 off) w/ Growatt SPH6000 inverter, Shinelink, Eastron SDM-120 CT-40mA meter | 6000 | 12 |  |  | Growatt | GBLI 6532 | 2 | Shenzhen Growatt New Energy Technology Co Ltd | Growatt SPH6000 inverter | Eastron | SDM-120 CT-40mA |  |  |  |  | Shenzhen Growatt New Energy Technology Co Ltd | Shinelink | Growatt
2020-11-02 | HBS1920 | Growatt GBLI 6532 (1 off) w/ Growatt SPH6000 inverter, Shinelink, Eastron SDM-120 CT-40mA meter | 6000 | 6 |  |  | Growatt | GBLI 6532 | 1 | Shenzhen Growatt New Energy Technology Co Ltd | Growatt SPH6000 inverter | Eastron | SDM-120 CT-40mA |  |  |  |  | Shenzhen Growatt New Energy Technology Co Ltd | Shinelink | Growatt
2020-11-02 | HBS1921 | Growatt GBLI 6532 (1 off) w/ Growatt SPH5000 inverter, Shinelink, Eastron SDM-630 MCT-40mA meter | 4999 | 6 |  |  | Growatt | GBLI 6532 | 1 | Shenzhen Growatt New Energy Technology Co Ltd | Growatt SPH5000 inverter | Eastron | SDM-630 MCT-40mA |  |  |  |  | Shenzhen Growatt New Energy Technology Co Ltd | Shinelink | Growatt
2020-11-02 | HBS1922 | Growatt GBLI 6532 (2 off) w/ Growatt SPH5000 inverter, Shinelink, Eastron SDM-630 MCT-40mA meter | 4999 | 12 |  |  | Growatt | GBLI 6532 | 2 | Shenzhen Growatt New Energy Technology Co Ltd | Growatt SPH5000 inverter | Eastron | SDM-630 MCT-40mA |  |  |  |  | Shenzhen Growatt New Energy Technology Co Ltd | Shinelink | Growatt
2020-11-02 | HBS1923 | Growatt GBLI 6532 (1 off) w/ Growatt SPH6000 inverter, Shinelink, Eastron SDM-630 MCT-40mA meter | 6000 | 6 |  |  | Growatt | GBLI 6532 | 1 | Shenzhen Growatt New Energy Technology Co Ltd | Growatt SPH6000 inverter | Eastron | SDM-630 MCT-40mA |  |  |  |  | Shenzhen Growatt New Energy Technology Co Ltd | Shinelink | Growatt
2020-11-02 | HBS1924 | Growatt GBLI 6532 (2 off) w/ Growatt SPH6000 inverter, Shinelink, Eastron SDM-630 MCT-40mA meter | 6000 | 12 |  |  | Growatt | GBLI 6532 | 2 | Shenzhen Growatt New Energy Technology Co Ltd | Growatt SPH6000 inverter | Eastron | SDM-630 MCT-40mA |  |  |  |  | Shenzhen Growatt New Energy Technology Co Ltd | Shinelink | Growatt
2020-11-02 | HBS1929 | BYD Battery-Box Premium HVS 5.1/5.12kWh (1 off) w/ Fronius Primo GEN24 3.0 Plus inverter, SwitchDin 'smart controller' | 3000 | 5.1 |  |  | BYD | Battery-Box Premium HVS 5.1/5.12kWh | 1 | Fronius | Primo GEN24 3.0 Plus | SwitchDin | Droplet | [6 empty] | BYD
2020-11-02 | HBS1930 | BYD Battery-Box Premium HVS 7.7/7.68kWh (1 off) w/ Fronius Primo GEN24 3.0 Plus inverter, SwitchDin 'smart controller' | 3000 | 7.7 |  |  | BYD | Battery-Box Premium HVS 7.7/7.68kWh | 1 | Fronius | Primo GEN24 3.0 Plus | SwitchDin | Droplet | [6 empty] | BYD
2020-11-02 | HBS1931 | BYD Battery-Box Premium HVS 5.1/5.12kWh (2 off) w/ Fronius Primo GEN24 3.0 Plus inverter, SwitchDin 'smart controller' | 3000 | 10.2 |  |  | BYD | Battery-Box Premium HVS 5.1/5.12kWh | 2 | Fronius | Primo GEN24 3.0 Plus | SwitchDin | Droplet | [6 empty] | BYD
2020-11-02 | HBS1932 | BYD Battery-Box Premium HVS 7.7/7.68kWh (2 off) w/ Fronius Primo GEN24 3.0 Plus inverter, SwitchDin 'smart controller' | 3000 | 15.4 |  |  | BYD | Battery-Box Premium HVS 7.7/7.68kWh | 2 | Fronius | Primo GEN24 3.0 Plus | SwitchDin | Droplet | [6 empty] | BYD
2020-11-02 | HBS1933 | BYD Battery-Box Premium HVS 5.1/5.12kWh (3 off) w/ Fronius Primo GEN24 3.0 Plus inverter, SwitchDin 'smart controller' | 3000 | 15.3 |  |  | BYD | Battery-Box Premium HVS 5.1/5.12kWh | 3 | Fronius | Primo GEN24 3.0 Plus | SwitchDin | Droplet | [6 empty] | BYD
2020-11-02 | HBS1934 | BYD Battery-Box Premium HVS 7.7/7.68kWh (3 off) w/ Fronius Primo GEN24 3.0 Plus inverter, SwitchDin 'smart controller' | 3000 | 23.1 |  |  | BYD | Battery-Box Premium HVS 7.7/7.68kWh | 3 | Fronius | Primo GEN24 3.0 Plus | SwitchDin | Droplet | [6 empty] | BYD
2020-11-02 | HBS1936 | BYD Battery-Box Premium HVM 11.0/11.04kWh (1 off) w/ Fronius Primo GEN24 3.0 Plus inverter, SwitchDin 'smart controller' | 3000 | 11 |  |  | BYD | Battery-Box Premium HVM 11.0/11.04kWh | 1 | Fronius | Primo GEN24 3.0 Plus | SwitchDin | Droplet | [6 empty] | BYD
2020-11-02 | HBS1937 | BYD Battery-Box Premium HVM 13.8/13.8kWh (1 off) w/ Fronius Primo GEN24 3.0 Plus inverter, SwitchDin 'smart controller' | 3000 | 13.8 |  |  | BYD | Battery-Box Premium HVM 13.8/13.8kWh | 1 | Fronius | Primo GEN24 3.0 Plus | SwitchDin | Droplet | [6 empty] | BYD
2020-11-02 | HBS1938 | BYD Battery-Box Premium HVM 16.6/16.54kWh (1 off) w/ Fronius Primo GEN24 3.0 Plus inverter, SwitchDin 'smart controller' | 3000 | 16.6 |  |  | BYD | Battery-Box Premium HVM 16.6/16.54kWh | 1 | Fronius | Primo GEN24 3.0 Plus | SwitchDin | Droplet | [6 empty] | BYD
2020-11-02 | HBS1939 | BYD Battery-Box Premium HVM 19.3/19.32kWh (1 off) w/ Fronius Primo GEN24 3.0 Plus inverter, SwitchDin 'smart controller' | 3000 | 19.3 |  |  | BYD | Battery-Box Premium HVM 19.3/19.32kWh | 1 | Fronius | Primo GEN24 3.0 Plus | SwitchDin | Droplet | [6 empty] | BYD
2020-11-02 | HBS1941 | BYD Battery-Box Premium HVM 11.0/11.04kWh (2 off) w/ Fronius Primo GEN24 3.0 Plus inverter, SwitchDin 'smart controller' | 3000 | 22 |  |  | BYD | Battery-Box Premium HVM 11.0/11.04kWh | 2 | Fronius | Primo GEN24 3.0 Plus | SwitchDin | Droplet | [6 empty] | BYD
2020-11-02 | HBS1942 | BYD Battery-Box Premium HVM 13.8/13.8kWh (2 off) w/ Fronius Primo GEN24 3.0 Plus inverter, SwitchDin 'smart controller' | 3000 | 27.6 |  |  | BYD | Battery-Box Premium HVM 13.8/13.8kWh | 2 | Fronius | Primo GEN24 3.0 Plus | SwitchDin | Droplet | [6 empty] | BYD
2020-11-02 | HBS1943 | BYD Battery-Box Premium HVM 16.6/16.54kWh (2 off) w/ Fronius Primo GEN24 3.0 Plus inverter, SwitchDin 'smart controller' | 3000 | 33.2 |  |  | BYD | Battery-Box Premium HVM 16.6/16.54kWh | 2 | Fronius | Primo GEN24 3.0 Plus | SwitchDin | Droplet | [6 empty] | BYD
2020-11-02 | HBS1944 | BYD Battery-Box Premium HVM 19.3/19.32kWh (2 off) w/ Fronius Primo GEN24 3.0 Plus inverter, SwitchDin 'smart controller' | 3000 | 38.6 |  |  | BYD | Battery-Box Premium HVM 19.3/19.32kWh | 2 | Fronius | Primo GEN24 3.0 Plus | SwitchDin | Droplet | [6 empty] | BYD
2020-11-02 | HBS1946 | BYD Battery-Box Premium HVM 11.0/11.04kWh (3 off) w/ Fronius Primo GEN24 3.0 Plus inverter, SwitchDin 'smart controller' | 3000 | 33 |  |  | BYD | Battery-Box Premium HVM 11.0/11.04kWh | 3 | Fronius | Primo GEN24 3.0 Plus | SwitchDin | Droplet | [6 empty] | BYD
2020-11-02 | HBS1947 | BYD Battery-Box Premium HVM 13.8/13.8kWh (3 off) w/ Fronius Primo GEN24 3.0 Plus inverter, SwitchDin 'smart controller' | 3000 | 41.4 |  |  | BYD | Battery-Box Premium HVM 13.8/13.8kWh | 3 | Fronius | Primo GEN24 3.0 Plus | SwitchDin | Droplet | [6 empty] | BYD
2020-11-02 | HBS1948 | BYD Battery-Box Premium HVM 16.6/16.54kWh (3 off) w/ Fronius Primo GEN24 3.0 Plus inverter, SwitchDin 'smart controller' | 3000 | 49.8 |  |  | BYD | Battery-Box Premium HVM 16.6/16.54kWh | 3 | Fronius | Primo GEN24 3.0 Plus | SwitchDin | Droplet | [6 empty] | BYD
2020-11-02 | HBS1949 | BYD Battery-Box Premium HVM 19.3/19.32kWh (3 off) w/ Fronius Primo GEN24 3.0 Plus inverter, SwitchDin 'smart controller' | 3000 | 57.9 |  |  | BYD | Battery-Box Premium HVM 19.3/19.32kWh | 3 | Fronius | Primo GEN24 3.0 Plus | SwitchDin | Droplet | [6 empty] | BYD
2020-11-02 | HBS1950 | BYD Battery-Box Premium HVS 5.1/5.12kWh (1 off) w/ Fronius Primo GEN24 3.6 Plus inverter, SwitchDin 'smart controller' | 3680 | 5.1 |  |  | BYD | Battery-Box Premium HVS 5.1/5.12kWh | 1 | Fronius | Primo GEN24 3.6 Plus | SwitchDin | Droplet | [6 empty] | BYD
2020-11-02 | HBS1951 | BYD Battery-Box Premium HVS 7.7/7.68kWh (1 off) w/ Fronius Primo GEN24 3.6 Plus inverter, SwitchDin 'smart controller' | 3680 | 7.7 |  |  | BYD | Battery-Box Premium HVS 7.7/7.68kWh | 1 | Fronius | Primo GEN24 3.6 Plus | SwitchDin | Droplet | [6 empty] | BYD
2020-11-02 | HBS1952 | BYD Battery-Box Premium HVS 5.1/5.12kWh (2 off) w/ Fronius Primo GEN24 3.6 Plus inverter, SwitchDin 'smart controller' | 3680 | 10.2 |  |  | BYD | Battery-Box Premium HVS 5.1/5.12kWh | 2 | Fronius | Primo GEN24 3.6 Plus | SwitchDin | Droplet | [6 empty] | BYD
2020-11-02 | HBS1953 | BYD Battery-Box Premium HVS 7.7/7.68kWh (2 off) w/ Fronius Primo GEN24 3.6 Plus inverter, SwitchDin 'smart controller' | 3680 | 15.4 |  |  | BYD | Battery-Box Premium HVS 7.7/7.68kWh | 2 | Fronius | Primo GEN24 3.6 Plus | SwitchDin | Droplet | [6 empty] | BYD
2020-11-02 | HBS1954 | BYD Battery-Box Premium HVS 5.1/5.12kWh (3 off) w/ Fronius Primo GEN24 3.6 Plus inverter, SwitchDin 'smart controller' | 3680 | 15.3 |  |  | BYD | Battery-Box Premium HVS 5.1/5.12kWh | 3 | Fronius | Primo GEN24 3.6 Plus | SwitchDin | Droplet | [6 empty] | BYD
2020-11-02 | HBS1955 | BYD Battery-Box Premium HVS 7.7/7.68kWh (3 off) w/ Fronius Primo GEN24 3.6 Plus inverter, SwitchDin 'smart controller' | 3680 | 23.1 |  |  | BYD | Battery-Box Premium HVS 7.7/7.68kWh | 3 | Fronius | Primo GEN24 3.6 Plus | SwitchDin | Droplet | [6 empty] | BYD
2020-11-02 | HBS1957 | BYD Battery-Box Premium HVM 11.0/11.04kWh (1 off) w/ Fronius Primo GEN24 3.6 Plus inverter, SwitchDin 'smart controller' | 3680 | 11 |  |  | BYD | Battery-Box Premium HVM 11.0/11.04kWh | 1 | Fronius | Primo GEN24 3.6 Plus | SwitchDin | Droplet | [6 empty] | BYD
2020-11-02 | HBS1958 | BYD Battery-Box Premium HVM 13.8/13.8kWh (1 off) w/ Fronius Primo GEN24 3.6 Plus inverter, SwitchDin 'smart controller' | 3680 | 13.8 |  |  | BYD | Battery-Box Premium HVM 13.8/13.8kWh | 1 | Fronius | Primo GEN24 3.6 Plus | SwitchDin | Droplet | [6 empty] | BYD
2020-11-02 | HBS1959 | BYD Battery-Box Premium HVM 16.6/16.54kWh (1 off) w/ Fronius Primo GEN24 3.6 Plus inverter, SwitchDin 'smart controller' | 3680 | 16.6 |  |  | BYD | Battery-Box Premium HVM 16.6/16.54kWh | 1 | Fronius | Primo GEN24 3.6 Plus | SwitchDin | Droplet | [6 empty] | BYD
2020-11-02 | HBS1960 | BYD Battery-Box Premium HVM 19.3/19.32kWh (1 off) w/ Fronius Primo GEN24 3.6 Plus inverter, SwitchDin 'smart controller' | 3680 | 19.3 |  |  | BYD | Battery-Box Premium HVM 19.3/19.32kWh | 1 | Fronius | Primo GEN24 3.6 Plus | SwitchDin | Droplet | [6 empty] | BYD
2020-11-02 | HBS1962 | BYD Battery-Box Premium HVM 11.0/11.04kWh (2 off) w/ Fronius Primo GEN24 3.6 Plus inverter, SwitchDin 'smart controller' | 3680 | 22 |  |  | BYD | Battery-Box Premium HVM 11.0/11.04kWh | 2 | Fronius | Primo GEN24 3.6 Plus | SwitchDin | Droplet | [6 empty] | BYD
2020-11-02 | HBS1963 | BYD Battery-Box Premium HVM 13.8/13.8kWh (2 off) w/ Fronius Primo GEN24 3.6 Plus inverter, SwitchDin 'smart controller' | 3680 | 27.6 |  |  | BYD | Battery-Box Premium HVM 13.8/13.8kWh | 2 | Fronius | Primo GEN24 3.6 Plus | SwitchDin | Droplet | [6 empty] | BYD
2020-11-02 | HBS1964 | BYD Battery-Box Premium HVM 16.6/16.54kWh (2 off) w/ Fronius Primo GEN24 3.6 Plus inverter, SwitchDin 'smart controller' | 3680 | 33.2 |  |  | BYD | Battery-Box Premium HVM 16.6/16.54kWh | 2 | Fronius | Primo GEN24 3.6 Plus | SwitchDin | Droplet | [6 empty] | BYD
2020-11-02 | HBS1965 | BYD Battery-Box Premium HVM 19.3/19.32kWh (2 off) w/ Fronius Primo GEN24 3.6 Plus inverter, SwitchDin 'smart controller' | 3680 | 38.6 |  |  | BYD | Battery-Box Premium HVM 19.3/19.32kWh | 2 | Fronius | Primo GEN24 3.6 Plus | SwitchDin | Droplet | [6 empty] | BYD
2020-11-02 | HBS1967 | BYD Battery-Box Premium HVM 11.0/11.04kWh (3 off) w/ Fronius Primo GEN24 3.6 Plus inverter, SwitchDin 'smart controller' | 3680 | 33 |  |  | BYD | Battery-Box Premium HVM 11.0/11.04kWh | 3 | Fronius | Primo GEN24 3.6 Plus | SwitchDin | Droplet | [6 empty] | BYD
2020-11-02 | HBS1968 | BYD Battery-Box Premium HVM 13.8/13.8kWh (3 off) w/ Fronius Primo GEN24 3.6 Plus inverter, SwitchDin 'smart controller' | 3680 | 41.4 |  |  | BYD | Battery-Box Premium HVM 13.8/13.8kWh | 3 | Fronius | Primo GEN24 3.6 Plus | SwitchDin | Droplet | [6 empty] | BYD
2020-11-02 | HBS1969 | BYD Battery-Box Premium HVM 16.6/16.54kWh (3 off) w/ Fronius Primo GEN24 3.6 Plus inverter, SwitchDin 'smart controller' | 3680 | 49.8 |  |  | BYD | Battery-Box Premium HVM 16.6/16.54kWh | 3 | Fronius | Primo GEN24 3.6 Plus | SwitchDin | Droplet | [6 empty] | BYD
2020-11-02 | HBS1970 | BYD Battery-Box Premium HVM 19.3/19.32kWh (3 off) w/ Fronius Primo GEN24 3.6 Plus inverter, SwitchDin 'smart controller' | 3680 | 57.9 |  |  | BYD | Battery-Box Premium HVM 19.3/19.32kWh | 3 | Fronius | Primo GEN24 3.6 Plus | SwitchDin | Droplet | [6 empty] | BYD
2020-11-02 | HBS1971 | BYD Battery-Box Premium HVS 5.1/5.12kWh (1 off) w/ Fronius Primo GEN24 4.0 Plus inverter, SwitchDin 'smart controller' | 4000 | 5.1 |  |  | BYD | Battery-Box Premium HVS 5.1/5.12kWh | 1 | Fronius | Primo GEN24 4.0 Plus | SwitchDin | Droplet | [6 empty] | BYD
2020-11-02 | HBS1972 | BYD Battery-Box Premium HVS 7.7/7.68kWh (1 off) w/ Fronius Primo GEN24 4.0 Plus inverter, SwitchDin 'smart controller' | 4000 | 7.7 |  |  | BYD | Battery-Box Premium HVS 7.7/7.68kWh | 1 | Fronius | Primo GEN24 4.0 Plus | SwitchDin | Droplet | [6 empty] | BYD
2020-11-02 | HBS1973 | BYD Battery-Box Premium HVS 5.1/5.12kWh (2 off) w/ Fronius Primo GEN24 4.0 Plus inverter, SwitchDin 'smart controller' | 4000 | 10.2 |  |  | BYD | Battery-Box Premium HVS 5.1/5.12kWh | 2 | Fronius | Primo GEN24 4.0 Plus | SwitchDin | Droplet | [6 empty] | BYD
2020-11-02 | HBS1974 | BYD Battery-Box Premium HVS 7.7/7.68kWh (2 off) w/ Fronius Primo GEN24 4.0 Plus inverter, SwitchDin 'smart controller' | 4000 | 15.4 |  |  | BYD | Battery-Box Premium HVS 7.7/7.68kWh | 2 | Fronius | Primo GEN24 4.0 Plus | SwitchDin | Droplet | [6 empty] | BYD
2020-11-02 | HBS1975 | BYD Battery-Box Premium HVS 5.1/5.12kWh (3 off) w/ Fronius Primo GEN24 4.0 Plus inverter, SwitchDin 'smart controller' | 4000 | 15.3 |  |  | BYD | Battery-Box Premium HVS 5.1/5.12kWh | 3 | Fronius | Primo GEN24 4.0 Plus | SwitchDin | Droplet | [6 empty] | BYD
2020-11-02 | HBS1976 | BYD Battery-Box Premium HVS 7.7/7.68kWh (3 off) w/ Fronius Primo GEN24 4.0 Plus inverter, SwitchDin 'smart controller' | 4000 | 23.1 |  |  | BYD | Battery-Box Premium HVS 7.7/7.68kWh | 3 | Fronius | Primo GEN24 4.0 Plus | SwitchDin | Droplet | [6 empty] | BYD
2020-11-02 | HBS1978 | BYD Battery-Box Premium HVM 11.0/11.04kWh (1 off) w/ Fronius Primo GEN24 4.0 Plus inverter, SwitchDin 'smart controller' | 4000 | 11 |  |  | BYD | Battery-Box Premium HVM 11.0/11.04kWh | 1 | Fronius | Primo GEN24 4.0 Plus | SwitchDin | Droplet | [6 empty] | BYD
2020-11-02 | HBS1979 | BYD Battery-Box Premium HVM 13.8/13.8kWh (1 off) w/ Fronius Primo GEN24 4.0 Plus inverter, SwitchDin 'smart controller' | 4000 | 13.8 |  |  | BYD | Battery-Box Premium HVM 13.8/13.8kWh | 1 | Fronius | Primo GEN24 4.0 Plus | SwitchDin | Droplet | [6 empty] | BYD
2020-11-02 | HBS1980 | BYD Battery-Box Premium HVM 16.6/16.54kWh (1 off) w/ Fronius Primo GEN24 4.0 Plus inverter, SwitchDin 'smart controller' | 4000 | 16.6 |  |  | BYD | Battery-Box Premium HVM 16.6/16.54kWh | 1 | Fronius | Primo GEN24 4.0 Plus | SwitchDin | Droplet | [6 empty] | BYD
2020-11-02 | HBS1981 | BYD Battery-Box Premium HVM 19.3/19.32kWh (1 off) w/ Fronius Primo GEN24 4.0 Plus inverter, SwitchDin 'smart controller' | 4000 | 19.3 |  |  | BYD | Battery-Box Premium HVM 19.3/19.32kWh | 1 | Fronius | Primo GEN24 4.0 Plus | SwitchDin | Droplet | [6 empty] | BYD
2020-11-02 | HBS1983 | BYD Battery-Box Premium HVM 11.0/11.04kWh (2 off) w/ Fronius Primo GEN24 4.0 Plus inverter, SwitchDin 'smart controller' | 4000 | 22 |  |  | BYD | Battery-Box Premium HVM 11.0/11.04kWh | 2 | Fronius | Primo GEN24 4.0 Plus | SwitchDin | Droplet | [6 empty] | BYD
2020-11-02 | HBS1984 | BYD Battery-Box Premium HVM 13.8/13.8kWh (2 off) w/ Fronius Primo GEN24 4.0 Plus inverter, SwitchDin 'smart controller' | 4000 | 27.6 |  |  | BYD | Battery-Box Premium HVM 13.8/13.8kWh | 2 | Fronius | Primo GEN24 4.0 Plus | SwitchDin | Droplet | [6 empty] | BYD
2020-11-02 | HBS1985 | BYD Battery-Box Premium HVM 16.6/16.54kWh (2 off) w/ Fronius Primo GEN24 4.0 Plus inverter, SwitchDin 'smart controller' | 4000 | 33.2 |  |  | BYD | Battery-Box Premium HVM 16.6/16.54kWh | 2 | Fronius | Primo GEN24 4.0 Plus | SwitchDin | Droplet | [6 empty] | BYD
2020-11-02 | HBS1986 | BYD Battery-Box Premium HVM 19.3/19.32kWh (2 off) w/ Fronius Primo GEN24 4.0 Plus inverter, SwitchDin 'smart controller' | 4000 | 38.6 |  |  | BYD | Battery-Box Premium HVM 19.3/19.32kWh | 2 | Fronius | Primo GEN24 4.0 Plus | SwitchDin | Droplet | [6 empty] | BYD
2020-11-02 | HBS1988 | BYD Battery-Box Premium HVM 11.0/11.04kWh (3 off) w/ Fronius Primo GEN24 4.0 Plus inverter, SwitchDin 'smart controller' | 4000 | 33 |  |  | BYD | Battery-Box Premium HVM 11.0/11.04kWh | 3 | Fronius | Primo GEN24 4.0 Plus | SwitchDin | Droplet | [6 empty] | BYD
2020-11-02 | HBS1989 | BYD Battery-Box Premium HVM 13.8/13.8kWh (3 off) w/ Fronius Primo GEN24 4.0 Plus inverter, SwitchDin 'smart controller' | 4000 | 41.4 |  |  | BYD | Battery-Box Premium HVM 13.8/13.8kWh | 3 | Fronius | Primo GEN24 4.0 Plus | SwitchDin | Droplet | [6 empty] | BYD
2020-11-02 | HBS1990 | BYD Battery-Box Premium HVM 16.6/16.54kWh (3 off) w/ Fronius Primo GEN24 4.0 Plus inverter, SwitchDin 'smart controller' | 4000 | 49.8 |  |  | BYD | Battery-Box Premium HVM 16.6/16.54kWh | 3 | Fronius | Primo GEN24 4.0 Plus | SwitchDin | Droplet | [6 empty] | BYD
2020-11-02 | HBS1991 | BYD Battery-Box Premium HVM 19.3/19.32kWh (3 off) w/ Fronius Primo GEN24 4.0 Plus inverter, SwitchDin 'smart controller' | 4000 | 57.9 |  |  | BYD | Battery-Box Premium HVM 19.3/19.32kWh | 3 | Fronius | Primo GEN24 4.0 Plus | SwitchDin | Droplet | [6 empty] | BYD
2020-11-02 | HBS1992 | BYD Battery-Box Premium HVS 5.1/5.12kWh (1 off) w/ Fronius Primo GEN24 4.6 Plus inverter, SwitchDin 'smart controller' | 4600 | 5.1 |  |  | BYD | Battery-Box Premium HVS 5.1/5.12kWh | 1 | Fronius | Primo GEN24 4.6 Plus | SwitchDin | Droplet | [6 empty] | BYD
2020-11-02 | HBS1993 | BYD Battery-Box Premium HVS 7.7/7.68kWh (1 off) w/ Fronius Primo GEN24 4.6 Plus inverter, SwitchDin 'smart controller' | 4600 | 7.7 |  |  | BYD | Battery-Box Premium HVS 7.7/7.68kWh | 1 | Fronius | Primo GEN24 4.6 Plus | SwitchDin | Droplet | [6 empty] | BYD
2020-11-02 | HBS1994 | BYD Battery-Box Premium HVS 5.1/5.12kWh (2 off) w/ Fronius Primo GEN24 4.6 Plus inverter, SwitchDin 'smart controller' | 4600 | 10.2 |  |  | BYD | Battery-Box Premium HVS 5.1/5.12kWh | 2 | Fronius | Primo GEN24 4.6 Plus | SwitchDin | Droplet | [6 empty] | BYD
2020-11-02 | HBS1995 | BYD Battery-Box Premium HVS 7.7/7.68kWh (2 off) w/ Fronius Primo GEN24 4.6 Plus inverter, SwitchDin 'smart controller' | 4600 | 15.4 |  |  | BYD | Battery-Box Premium HVS 7.7/7.68kWh | 2 | Fronius | Primo GEN24 4.6 Plus | SwitchDin | Droplet | [6 empty] | BYD
2020-11-02 | HBS1996 | BYD Battery-Box Premium HVS 5.1/5.12kWh (3 off) w/ Fronius Primo GEN24 4.6 Plus inverter, SwitchDin 'smart controller' | 4600 | 15.3 |  |  | BYD | Battery-Box Premium HVS 5.1/5.12kWh | 3 | Fronius | Primo GEN24 4.6 Plus | SwitchDin | Droplet | [6 empty] | BYD
2020-11-02 | HBS1997 | BYD Battery-Box Premium HVS 7.7/7.68kWh (3 off) w/ Fronius Primo GEN24 4.6 Plus inverter, SwitchDin 'smart controller' | 4600 | 23.1 |  |  | BYD | Battery-Box Premium HVS 7.7/7.68kWh | 3 | Fronius | Primo GEN24 4.6 Plus | SwitchDin | Droplet | [6 empty] | BYD
2020-11-02 | HBS1999 | BYD Battery-Box Premium HVM 11.0/11.04kWh (1 off) w/ Fronius Primo GEN24 4.6 Plus inverter, SwitchDin 'smart controller' | 4600 | 11 |  |  | BYD | Battery-Box Premium HVM 11.0/11.04kWh | 1 | Fronius | Primo GEN24 4.6 Plus | SwitchDin | Droplet | [6 empty] | BYD
2020-11-02 | HBS2000 | BYD Battery-Box Premium HVM 13.8/13.8kWh (1 off) w/ Fronius Primo GEN24 4.6 Plus inverter, SwitchDin 'smart controller' | 4600 | 13.8 |  |  | BYD | Battery-Box Premium HVM 13.8/13.8kWh | 1 | Fronius | Primo GEN24 4.6 Plus | SwitchDin | Droplet | [6 empty] | BYD
2020-11-02 | HBS2001 | BYD Battery-Box Premium HVM 16.6/16.54kWh (1 off) w/ Fronius Primo GEN24 4.6 Plus inverter, SwitchDin 'smart controller' | 4600 | 16.6 |  |  | BYD | Battery-Box Premium HVM 16.6/16.54kWh | 1 | Fronius | Primo GEN24 4.6 Plus | SwitchDin | Droplet | [6 empty] | BYD
2020-11-02 | HBS2002 | BYD Battery-Box Premium HVM 19.3/19.32kWh (1 off) w/ Fronius Primo GEN24 4.6 Plus inverter, SwitchDin 'smart controller' | 4600 | 19.3 |  |  | BYD | Battery-Box Premium HVM 19.3/19.32kWh | 1 | Fronius | Primo GEN24 4.6 Plus | SwitchDin | Droplet | [6 empty] | BYD
2020-11-02 | HBS2004 | BYD Battery-Box Premium HVM 11.0/11.04kWh (2 off) w/ Fronius Primo GEN24 4.6 Plus inverter, SwitchDin 'smart controller' | 4600 | 22 |  |  | BYD | Battery-Box Premium HVM 11.0/11.04kWh | 2 | Fronius | Primo GEN24 4.6 Plus | SwitchDin | Droplet | [6 empty] | BYD
2020-11-02 | HBS2005 | BYD Battery-Box Premium HVM 13.8/13.8kWh (2 off) w/ Fronius Primo GEN24 4.6 Plus inverter, SwitchDin 'smart controller' | 4600 | 27.6 |  |  | BYD | Battery-Box Premium HVM 13.8/13.8kWh | 2 | Fronius | Primo GEN24 4.6 Plus | SwitchDin | Droplet | [6 empty] | BYD
2020-11-02 | HBS2006 | BYD Battery-Box Premium HVM 16.6/16.54kWh (2 off) w/ Fronius Primo GEN24 4.6 Plus inverter, SwitchDin 'smart controller' | 4600 | 33.2 |  |  | BYD | Battery-Box Premium HVM 16.6/16.54kWh | 2 | Fronius | Primo GEN24 4.6 Plus | SwitchDin | Droplet | [6 empty] | BYD
2020-11-02 | HBS2007 | BYD Battery-Box Premium HVM 19.3/19.32kWh (2 off) w/ Fronius Primo GEN24 4.6 Plus inverter, SwitchDin 'smart controller' | 4600 | 38.6 |  |  | BYD | Battery-Box Premium HVM 19.3/19.32kWh | 2 | Fronius | Primo GEN24 4.6 Plus | SwitchDin | Droplet | [6 empty] | BYD
2020-11-02 | HBS2009 | BYD Battery-Box Premium HVM 11.0/11.04kWh (3 off) w/ Fronius Primo GEN24 4.6 Plus inverter, SwitchDin 'smart controller' | 4600 | 33 |  |  | BYD | Battery-Box Premium HVM 11.0/11.04kWh | 3 | Fronius | Primo GEN24 4.6 Plus | SwitchDin | Droplet | [6 empty] | BYD
2020-11-02 | HBS2010 | BYD Battery-Box Premium HVM 13.8/13.8kWh (3 off) w/ Fronius Primo GEN24 4.6 Plus inverter, SwitchDin 'smart controller' | 4600 | 41.4 |  |  | BYD | Battery-Box Premium HVM 13.8/13.8kWh | 3 | Fronius | Primo GEN24 4.6 Plus | SwitchDin | Droplet | [6 empty] | BYD
2020-11-02 | HBS2011 | BYD Battery-Box Premium HVM 16.6/16.54kWh (3 off) w/ Fronius Primo GEN24 4.6 Plus inverter, SwitchDin 'smart controller' | 4600 | 49.8 |  |  | BYD | Battery-Box Premium HVM 16.6/16.54kWh | 3 | Fronius | Primo GEN24 4.6 Plus | SwitchDin | Droplet | [6 empty] | BYD
2020-11-02 | HBS2012 | BYD Battery-Box Premium HVM 19.3/19.32kWh (3 off) w/ Fronius Primo GEN24 4.6 Plus inverter, SwitchDin 'smart controller' | 4600 | 57.9 |  |  | BYD | Battery-Box Premium HVM 19.3/19.32kWh | 3 | Fronius | Primo GEN24 4.6 Plus | SwitchDin | Droplet | [6 empty] | BYD
2020-11-02 | HBS2013 | BYD Battery-Box Premium HVS 5.1/5.12kWh (1 off) w/ Fronius Primo GEN24 5.0 Plus inverter, SwitchDin 'smart controller' | 5000 | 5.1 |  |  | BYD | Battery-Box Premium HVS 5.1/5.12kWh | 1 | Fronius | Primo GEN24 5.0 Plus | SwitchDin | Droplet | [6 empty] | BYD
2020-11-02 | HBS2014 | BYD Battery-Box Premium HVS 7.7/7.68kWh (1 off) w/ Fronius Primo GEN24 5.0 Plus inverter, SwitchDin 'smart controller' | 5000 | 7.7 |  |  | BYD | Battery-Box Premium HVS 7.7/7.68kWh | 1 | Fronius | Primo GEN24 5.0 Plus | SwitchDin | Droplet | [6 empty] | BYD
2020-11-02 | HBS2015 | BYD Battery-Box Premium HVS 5.1/5.12kWh (2 off) w/ Fronius Primo GEN24 5.0 Plus inverter, SwitchDin 'smart controller' | 5000 | 10.2 |  |  | BYD | Battery-Box Premium HVS 5.1/5.12kWh | 2 | Fronius | Primo GEN24 5.0 Plus | SwitchDin | Droplet | [6 empty] | BYD
2020-11-02 | HBS2016 | BYD Battery-Box Premium HVS 7.7/7.68kWh (2 off) w/ Fronius Primo GEN24 5.0 Plus inverter, SwitchDin 'smart controller' | 5000 | 15.4 |  |  | BYD | Battery-Box Premium HVS 7.7/7.68kWh | 2 | Fronius | Primo GEN24 5.0 Plus | SwitchDin | Droplet | [6 empty] | BYD
2020-11-02 | HBS2017 | BYD Battery-Box Premium HVS 5.1/5.12kWh (3 off) w/ Fronius Primo GEN24 5.0 Plus inverter, SwitchDin 'smart controller' | 5000 | 15.3 |  |  | BYD | Battery-Box Premium HVS 5.1/5.12kWh | 3 | Fronius | Primo GEN24 5.0 Plus | SwitchDin | Droplet | [6 empty] | BYD
2020-11-02 | HBS2018 | BYD Battery-Box Premium HVS 7.7/7.68kWh (3 off) w/ Fronius Primo GEN24 5.0 Plus inverter, SwitchDin 'smart controller' | 5000 | 23.1 |  |  | BYD | Battery-Box Premium HVS 7.7/7.68kWh | 3 | Fronius | Primo GEN24 5.0 Plus | SwitchDin | Droplet | [6 empty] | BYD
2020-11-02 | HBS2020 | BYD Battery-Box Premium HVM 11.0/11.04kWh (1 off) w/ Fronius Primo GEN24 5.0 Plus inverter, SwitchDin 'smart controller' | 5000 | 11 |  |  | BYD | Battery-Box Premium HVM 11.0/11.04kWh | 1 | Fronius | Primo GEN24 5.0 Plus | SwitchDin | Droplet | [6 empty] | BYD
2020-11-02 | HBS2021 | BYD Battery-Box Premium HVM 13.8/13.8kWh (1 off) w/ Fronius Primo GEN24 5.0 Plus inverter, SwitchDin 'smart controller' | 5000 | 13.8 |  |  | BYD | Battery-Box Premium HVM 13.8/13.8kWh | 1 | Fronius | Primo GEN24 5.0 Plus | SwitchDin | Droplet | [6 empty] | BYD
2020-11-02 | HBS2022 | BYD Battery-Box Premium HVM 16.6/16.54kWh (1 off) w/ Fronius Primo GEN24 5.0 Plus inverter, SwitchDin 'smart controller' | 5000 | 16.6 |  |  | BYD | Battery-Box Premium HVM 16.6/16.54kWh | 1 | Fronius | Primo GEN24 5.0 Plus | SwitchDin | Droplet | [6 empty] | BYD
2020-11-02 | HBS2023 | BYD Battery-Box Premium HVM 19.3/19.32kWh (1 off) w/ Fronius Primo GEN24 5.0 Plus inverter, SwitchDin 'smart controller' | 5000 | 19.3 |  |  | BYD | Battery-Box Premium HVM 19.3/19.32kWh | 1 | Fronius | Primo GEN24 5.0 Plus | SwitchDin | Droplet | [6 empty] | BYD
2020-11-02 | HBS2025 | BYD Battery-Box Premium HVM 11.0/11.04kWh (2 off) w/ Fronius Primo GEN24 5.0 Plus inverter, SwitchDin 'smart controller' | 5000 | 22 |  |  | BYD | Battery-Box Premium HVM 11.0/11.04kWh | 2 | Fronius | Primo GEN24 5.0 Plus | SwitchDin | Droplet | [6 empty] | BYD
2020-11-02 | HBS2026 | BYD Battery-Box Premium HVM 13.8/13.8kWh (2 off) w/ Fronius Primo GEN24 5.0 Plus inverter, SwitchDin 'smart controller' | 5000 | 27.6 |  |  | BYD | Battery-Box Premium HVM 13.8/13.8kWh | 2 | Fronius | Primo GEN24 5.0 Plus | SwitchDin | Droplet | [6 empty] | BYD
2020-11-02 | HBS2027 | BYD Battery-Box Premium HVM 16.6/16.54kWh (2 off) w/ Fronius Primo GEN24 5.0 Plus inverter, SwitchDin 'smart controller' | 5000 | 33.2 |  |  | BYD | Battery-Box Premium HVM 16.6/16.54kWh | 2 | Fronius | Primo GEN24 5.0 Plus | SwitchDin | Droplet | [6 empty] | BYD
2020-11-02 | HBS2028 | BYD Battery-Box Premium HVM 19.3/19.32kWh (2 off) w/ Fronius Primo GEN24 5.0 Plus inverter, SwitchDin 'smart controller' | 5000 | 38.6 |  |  | BYD | Battery-Box Premium HVM 19.3/19.32kWh | 2 | Fronius | Primo GEN24 5.0 Plus | SwitchDin | Droplet | [6 empty] | BYD
2020-11-02 | HBS2030 | BYD Battery-Box Premium HVM 11.0/11.04kWh (3 off) w/ Fronius Primo GEN24 5.0 Plus inverter, SwitchDin 'smart controller' | 5000 | 33 |  |  | BYD | Battery-Box Premium HVM 11.0/11.04kWh | 3 | Fronius | Primo GEN24 5.0 Plus | SwitchDin | Droplet | [6 empty] | BYD
2020-11-02 | HBS2031 | BYD Battery-Box Premium HVM 13.8/13.8kWh (3 off) w/ Fronius Primo GEN24 5.0 Plus inverter, SwitchDin 'smart controller' | 5000 | 41.4 |  |  | BYD | Battery-Box Premium HVM 13.8/13.8kWh | 3 | Fronius | Primo GEN24 5.0 Plus | SwitchDin | Droplet | [6 empty] | BYD
2020-11-02 | HBS2032 | BYD Battery-Box Premium HVM 16.6/16.54kWh (3 off) w/ Fronius Primo GEN24 5.0 Plus inverter, SwitchDin 'smart controller' | 5000 | 49.8 |  |  | BYD | Battery-Box Premium HVM 16.6/16.54kWh | 3 | Fronius | Primo GEN24 5.0 Plus | SwitchDin | Droplet | [6 empty] | BYD
2020-11-02 | HBS2033 | BYD Battery-Box Premium HVM 19.3/19.32kWh (3 off) w/ Fronius Primo GEN24 5.0 Plus inverter, SwitchDin 'smart controller' | 5000 | 57.9 |  |  | BYD | Battery-Box Premium HVM 19.3/19.32kWh | 3 | Fronius | Primo GEN24 5.0 Plus | SwitchDin | Droplet | [6 empty] | BYD
2020-11-02 | HBS2034 | BYD Battery-Box Premium HVS 5.1/5.12kWh (1 off) w/ Fronius Primo GEN24 6.0 Plus inverter, SwitchDin 'smart controller' | 6000 | 5.1 |  |  | BYD | Battery-Box Premium HVS 5.1/5.12kWh | 1 | Fronius | Primo GEN24 6.0 Plus | SwitchDin | Droplet | [6 empty] | BYD
2020-11-02 | HBS2035 | BYD Battery-Box Premium HVS 7.7/7.68kWh (1 off) w/ Fronius Primo GEN24 6.0 Plus inverter, SwitchDin 'smart controller' | 6000 | 7.7 |  |  | BYD | Battery-Box Premium HVS 7.7/7.68kWh | 1 | Fronius | Primo GEN24 6.0 Plus | SwitchDin | Droplet | [6 empty] | BYD
2020-11-02 | HBS2036 | BYD Battery-Box Premium HVS 5.1/5.12kWh (2 off) w/ Fronius Primo GEN24 6.0 Plus inverter, SwitchDin 'smart controller' | 6000 | 10.2 |  |  | BYD | Battery-Box Premium HVS 5.1/5.12kWh | 2 | Fronius | Primo GEN24 6.0 Plus | SwitchDin | Droplet | [6 empty] | BYD
2020-11-02 | HBS2037 | BYD Battery-Box Premium HVS 7.7/7.68kWh (2 off) w/ Fronius Primo GEN24 6.0 Plus inverter, SwitchDin 'smart controller' | 6000 | 15.4 |  |  | BYD | Battery-Box Premium HVS 7.7/7.68kWh | 2 | Fronius | Primo GEN24 6.0 Plus | SwitchDin | Droplet | [6 empty] | BYD
2020-11-02 | HBS2038 | BYD Battery-Box Premium HVS 5.1/5.12kWh (3 off) w/ Fronius Primo GEN24 6.0 Plus inverter, SwitchDin 'smart controller' | 6000 | 15.3 |  |  | BYD | Battery-Box Premium HVS 5.1/5.12kWh | 3 | Fronius | Primo GEN24 6.0 Plus | SwitchDin | Droplet | [6 empty] | BYD
2020-11-02 | HBS2039 | BYD Battery-Box Premium HVS 7.7/7.68kWh (3 off) w/ Fronius Primo GEN24 6.0 Plus inverter, SwitchDin 'smart controller' | 6000 | 23.1 |  |  | BYD | Battery-Box Premium HVS 7.7/7.68kWh | 3 | Fronius | Primo GEN24 6.0 Plus | SwitchDin | Droplet | [6 empty] | BYD
2020-11-02 | HBS2041 | BYD Battery-Box Premium HVM 11.0/11.04kWh (1 off) w/ Fronius Primo GEN24 6.0 Plus inverter, SwitchDin 'smart controller' | 6000 | 11 |  |  | BYD | Battery-Box Premium HVM 11.0/11.04kWh | 1 | Fronius | Primo GEN24 6.0 Plus | SwitchDin | Droplet | [6 empty] | BYD
2020-11-02 | HBS2042 | BYD Battery-Box Premium HVM 13.8/13.8kWh (1 off) w/ Fronius Primo GEN24 6.0 Plus inverter, SwitchDin 'smart controller' | 6000 | 13.8 |  |  | BYD | Battery-Box Premium HVM 13.8/13.8kWh | 1 | Fronius | Primo GEN24 6.0 Plus | SwitchDin | Droplet | [6 empty] | BYD
2020-11-02 | HBS2043 | BYD Battery-Box Premium HVM 16.6/16.54kWh (1 off) w/ Fronius Primo GEN24 6.0 Plus inverter, SwitchDin 'smart controller' | 6000 | 16.6 |  |  | BYD | Battery-Box Premium HVM 16.6/16.54kWh | 1 | Fronius | Primo GEN24 6.0 Plus | SwitchDin | Droplet | [6 empty] | BYD
2020-11-02 | HBS2044 | BYD Battery-Box Premium HVM 19.3/19.32kWh (1 off) w/ Fronius Primo GEN24 6.0 Plus inverter, SwitchDin 'smart controller' | 6000 | 19.3 |  |  | BYD | Battery-Box Premium HVM 19.3/19.32kWh | 1 | Fronius | Primo GEN24 6.0 Plus | SwitchDin | Droplet | [6 empty] | BYD
2020-11-02 | HBS2046 | BYD Battery-Box Premium HVM 11.0/11.04kWh (2 off) w/ Fronius Primo GEN24 6.0 Plus inverter, SwitchDin 'smart controller' | 6000 | 22 |  |  | BYD | Battery-Box Premium HVM 11.0/11.04kWh | 2 | Fronius | Primo GEN24 6.0 Plus | SwitchDin | Droplet | [6 empty] | BYD
2020-11-02 | HBS2047 | BYD Battery-Box Premium HVM 13.8/13.8kWh (2 off) w/ Fronius Primo GEN24 6.0 Plus inverter, SwitchDin 'smart controller' | 6000 | 27.6 |  |  | BYD | Battery-Box Premium HVM 13.8/13.8kWh | 2 | Fronius | Primo GEN24 6.0 Plus | SwitchDin | Droplet | [6 empty] | BYD
2020-11-02 | HBS2048 | BYD Battery-Box Premium HVM 16.6/16.54kWh (2 off) w/ Fronius Primo GEN24 6.0 Plus inverter, SwitchDin 'smart controller' | 6000 | 33.2 |  |  | BYD | Battery-Box Premium HVM 16.6/16.54kWh | 2 | Fronius | Primo GEN24 6.0 Plus | SwitchDin | Droplet | [6 empty] | BYD
2020-11-02 | HBS2049 | BYD Battery-Box Premium HVM 19.3/19.32kWh (2 off) w/ Fronius Primo GEN24 6.0 Plus inverter, SwitchDin 'smart controller' | 6000 | 38.6 |  |  | BYD | Battery-Box Premium HVM 19.3/19.32kWh | 2 | Fronius | Primo GEN24 6.0 Plus | SwitchDin | Droplet | [6 empty] | BYD
2020-11-02 | HBS2051 | BYD Battery-Box Premium HVM 11.0/11.04kWh (3 off) w/ Fronius Primo GEN24 6.0 Plus inverter, SwitchDin 'smart controller' | 6000 | 33 |  |  | BYD | Battery-Box Premium HVM 11.0/11.04kWh | 3 | Fronius | Primo GEN24 6.0 Plus | SwitchDin | Droplet | [6 empty] | BYD
2020-11-02 | HBS2052 | BYD Battery-Box Premium HVM 13.8/13.8kWh (3 off) w/ Fronius Primo GEN24 6.0 Plus inverter, SwitchDin 'smart controller' | 6000 | 41.4 |  |  | BYD | Battery-Box Premium HVM 13.8/13.8kWh | 3 | Fronius | Primo GEN24 6.0 Plus | SwitchDin | Droplet | [6 empty] | BYD
2020-11-02 | HBS2053 | BYD Battery-Box Premium HVM 16.6/16.54kWh (3 off) w/ Fronius Primo GEN24 6.0 Plus inverter, SwitchDin 'smart controller' | 6000 | 49.8 |  |  | BYD | Battery-Box Premium HVM 16.6/16.54kWh | 3 | Fronius | Primo GEN24 6.0 Plus | SwitchDin | Droplet | [6 empty] | BYD
2020-11-02 | HBS2054 | BYD Battery-Box Premium HVM 19.3/19.32kWh (3 off) w/ Fronius Primo GEN24 6.0 Plus inverter, SwitchDin 'smart controller' | 6000 | 57.9 |  |  | BYD | Battery-Box Premium HVM 19.3/19.32kWh | 3 | Fronius | Primo GEN24 6.0 Plus | SwitchDin | Droplet | [6 empty] | BYD
2020-11-03 | HBS2055 | Alpha-ESS SMILE-BAT-10.1PX1 w/ RHI-5K-48ES inverter | 5000 | 9.1 |  |  | Alpha-ESS | SMILE-BAT-10.1P | 1 | Ginlong Technologies Co Ltd | RHI-5K-48ES | [8 empty] | Alpha-ESS
2020-11-03 | HBS2056 | Alpha-ESS SMILE-BAT-10.1PX2 w/ RHI-5K-48ES inverter | 5000 | 18.2 |  |  | Alpha-ESS | SMILE-BAT-10.1P | 2 | Ginlong Technologies Co Ltd | RHI-5K-48ES | [8 empty] | Alpha-ESS
2020-11-03 | HBS2057 | Alpha-ESS SMILE-BAT-10.1PX3 w/ RHI-5K-48ES inverter | 5000 | 27.3 |  |  | Alpha-ESS | SMILE-BAT-10.1P | 3 | Ginlong Technologies Co Ltd | RHI-5K-48ES | [8 empty] | Alpha-ESS
2020-11-03 | HBS2058 | Alpha-ESS SMILE-BAT-10.3PX1 w/ RHI-5K-48ES inverter | 5000 | 9.3 |  |  | Alpha-ESS | SMILE-BAT-10.3P | 1 | Ginlong Technologies Co Ltd | RHI-5K-48ES | [8 empty] | Alpha-ESS
2020-11-03 | HBS2059 | Alpha-ESS SMILE-BAT-10.3PX2 w/ RHI-5K-48ES inverter | 5000 | 18.6 |  |  | Alpha-ESS | SMILE-BAT-10.3P | 2 | Ginlong Technologies Co Ltd | RHI-5K-48ES | [8 empty] | Alpha-ESS
2020-11-03 | HBS2060 | Alpha-ESS SMILE-BAT-10.3PX3 w/ RHI-5K-48ES inverter | 5000 | 27.9 |  |  | Alpha-ESS | SMILE-BAT-10.3P | 3 | Ginlong Technologies Co Ltd | RHI-5K-48ES | [8 empty] | Alpha-ESS
2020-11-03 | HBS2061 | Alpha-ESS SMILE-BAT-13.3PX1 w/ RHI-5K-48ES inverter | 5000 | 13.3 |  |  | Alpha-ESS | SMILE-BAT-13.3P | 1 | Ginlong Technologies Co Ltd | RHI-5K-48ES | [8 empty] | Alpha-ESS
2020-11-03 | HBS2062 | Alpha-ESS SMILE-BAT-13.3PX2 w/ RHI-5K-48ES inverter | 5000 | 26.6 |  |  | Alpha-ESS | SMILE-BAT-13.3P | 2 | Ginlong Technologies Co Ltd | RHI-5K-48ES | [8 empty] | Alpha-ESS
2020-11-03 | HBS2063 | Alpha-ESS SMILE-BAT-13.3PX3 w/ RHI-5K-48ES inverter | 5000 | 39.9 |  |  | Alpha-ESS | SMILE-BAT-13.3P | 3 | Ginlong Technologies Co Ltd | RHI-5K-48ES | [8 empty] | Alpha-ESS
2020-11-11 | HBS2064 | Tesla Powerwall 2 AC (x2) with Backup Gateway | 5000 | 27 | Tesla | Powerwall 2 |  |  | 2 |  |  | Tesla | Backup Gateway | [6 empty] | Tesla
2020-11-11 | HBS2065 | Energizer Homepower HP-6M | 3600 | 5.8 | Enertek Holdings Pty Ltd | HP-6M |  |  | 1 | [10 empty] | Energizer
2020-11-11 | HBS2066 | Energizer Homepower HP-6M/1S | 3600 | 11.6 | Enertek Holdings Pty Ltd | HP-6M/1S |  |  | 1 | [10 empty] | Energizer
2020-11-11 | HBS2067 | Energizer Homepower HP-6M/2S | 3600 | 17.4 | Enertek Holdings Pty Ltd | HP-6M/2S |  |  | 1 | [10 empty] | Energizer
2020-11-11 | HBS2068 | Energizer Homepower HP-6M/3S | 3600 | 23.2 | Enertek Holdings Pty Ltd | HP-6M/3S |  |  | 1 | [10 empty] | Energizer
2020-11-11 | HBS2069 | BYD LVS 4.0 w/ Sungrow SH5K-30 inverter | 4990 | 4 |  |  | BYD | LVS 4.0 | 1 | Sungrow | SH5K-30 | [8 empty] | BYD
2020-11-11 | HBS2070 | BYD LVS 8.0 w/ Sungrow SH5K-30 inverter | 4990 | 8 |  |  | BYD | LVS 8.0 | 1 | Sungrow | SH5K-30 | [8 empty] | BYD
2020-11-11 | HBS2071 | BYD LVS 12.0 w/ Sungrow SH5K-30 inverter | 4990 | 12 |  |  | BYD | LVS 12.0 | 1 | Sungrow | SH5K-30 | [8 empty] | BYD
2020-11-11 | HBS2072 | BYD LVS 16.0 w/ Sungrow SH5K-30 inverter | 4990 | 16 |  |  | BYD | LVS 16.0 | 1 | Sungrow | SH5K-30 | [8 empty] | BYD
2020-11-11 | HBS2073 | BYD LVS 20.0 w/ Sungrow SH5K-30 inverter | 4990 | 20 |  |  | BYD | LVS 20.0 | 1 | Sungrow | SH5K-30 | [8 empty] | BYD
2020-11-11 | HBS2074 | BYD LVS 24.0 w/ Sungrow SH5K-30 inverter | 4990 | 24 |  |  | BYD | LVS 24.0 | 1 | Sungrow | SH5K-30 | [8 empty] | BYD
2020-11-17 | HBS2076 | BYD Battery-Box Premium HVS 7.7/7.68kWh w/ Goodwe GW5KL-ET inverter | 5000 | 7.7 |  |  | BYD | Battery-Box Premium HVS 7.7/7.68kWh | 1 | Goodwe | GW5KL-ET | [8 empty] | BYD
2020-11-17 | HBS2077 | BYD Battery-Box Premium HVS 10.2/10.24kWh w/ Goodwe GW5KL-ET inverter | 5000 | 10.2 |  |  | BYD | Battery-Box Premium HVS 10.2/10.24kWh | 1 | Goodwe | GW5KL-ET | [8 empty] | BYD
2020-11-17 | HBS2079 | BYD Battery-Box Premium HVS 7.7/7.68kWh w/ Goodwe GW6KL-ET inverter | 6000 | 7.7 |  |  | BYD | Battery-Box Premium HVS 7.7/7.68kWh | 1 | Goodwe | GW6KL-ET | [8 empty] | BYD
2020-11-17 | HBS2080 | BYD Battery-Box Premium HVS 10.2/10.24kWh w/ Goodwe GW6KL-ET inverter | 6000 | 10.2 |  |  | BYD | Battery-Box Premium HVS 10.2/10.24kWh | 1 | Goodwe | GW6KL-ET | [8 empty] | BYD
2020-11-17 | HBS2082 | BYD Battery-Box Premium HVS 7.7/7.68kWh w/ Goodwe GW8KL-ET inverter | 8000 | 7.7 |  |  | BYD | Battery-Box Premium HVS 7.7/7.68kWh | 1 | Goodwe | GW8KL-ET | [8 empty] | BYD
2020-11-17 | HBS2083 | BYD Battery-Box Premium HVS 10.2/10.24kWh w/ Goodwe GW8KL-ET inverter | 8000 | 10.2 |  |  | BYD | Battery-Box Premium HVS 10.2/10.24kWh | 1 | Goodwe | GW8KL-ET | [8 empty] | BYD
2020-11-17 | HBS2085 | BYD Battery-Box Premium HVS 7.7/7.68kWh w/ Goodwe GW10KL-ET inverter | 10000 | 7.7 |  |  | BYD | Battery-Box Premium HVS 7.7/7.68kWh | 1 | Goodwe | GW10KL-ET | [8 empty] | BYD
2020-11-17 | HBS2086 | BYD Battery-Box Premium HVS 10.2/10.24kWh w/ Goodwe GW10KL-ET inverter | 10000 | 10.2 |  |  | BYD | Battery-Box Premium HVS 10.2/10.24kWh | 1 | Goodwe | GW10KL-ET | [8 empty] | BYD
2020-11-17 | HBS2087 | BYD Battery-Box Premium HVS 5.1/5.12kWh w/ Goodwe GW3600-EH inverter | 3600 | 5.1 |  |  | BYD | Battery-Box Premium HVS 5.1/5.12kWh | 1 | Goodwe | GW3600-EH | [8 empty] | BYD
2020-11-17 | HBS2088 | BYD Battery-Box Premium HVS 7.7/7.68kWh w/ Goodwe GW3600-EH inverter | 3600 | 7.7 |  |  | BYD | Battery-Box Premium HVS 7.7/7.68kWh | 1 | Goodwe | GW3600-EH | [8 empty] | BYD
2020-11-17 | HBS2090 | BYD Battery-Box Premium HVS 5.1/5.12kWh w/ Goodwe GW5000-EH inverter | 5000 | 5.1 |  |  | BYD | Battery-Box Premium HVS 5.1/5.12kWh | 1 | Goodwe | GW5000-EH | [8 empty] | BYD
2020-11-17 | HBS2091 | BYD Battery-Box Premium HVS 7.7/7.68kWh w/ Goodwe GW5000-EH inverter | 5000 | 7.7 |  |  | BYD | Battery-Box Premium HVS 7.7/7.68kWh | 1 | Goodwe | GW5000-EH | [8 empty] | BYD
2020-11-17 | HBS2093 | BYD Battery-Box Premium HVS 5.1/5.12kWh w/ Goodwe GW6000-EH inverter | 6000 | 5.1 |  |  | BYD | Battery-Box Premium HVS 5.1/5.12kWh | 1 | Goodwe | GW6000-EH | [8 empty] | BYD
2020-11-17 | HBS2094 | BYD Battery-Box Premium HVS 7.7/7.68kWh w/ Goodwe GW6000-EH inverter | 6000 | 7.7 |  |  | BYD | Battery-Box Premium HVS 7.7/7.68kWh | 1 | Goodwe | GW6000-EH | [8 empty] | BYD
2020-11-17 | HBS2096 | Alpha-ESS SMILE-BAT-10.1PX1 w/ RHI-5K-48ES-5G inverter | 5000 | 9.1 |  |  | Alpha-ESS | SMILE-BAT-10.1P | 1 | Ginlong Technologies Co Ltd | RHI-5K-48ES-5G | [8 empty] | Alpha-ESS
2020-11-17 | HBS2097 | Alpha-ESS SMILE-BAT-10.1PX2 w/ RHI-5K-48ES-5G inverter | 5000 | 18.2 |  |  | Alpha-ESS | SMILE-BAT-10.1P | 2 | Ginlong Technologies Co Ltd | RHI-5K-48ES-5G | [8 empty] | Alpha-ESS
2020-11-17 | HBS2098 | Alpha-ESS SMILE-BAT-10.1PX3 w/ RHI-5K-48ES-5G inverter | 5000 | 27.3 |  |  | Alpha-ESS | SMILE-BAT-10.1P | 3 | Ginlong Technologies Co Ltd | RHI-5K-48ES-5G | [8 empty] | Alpha-ESS
2020-11-17 | HBS2099 | Alpha-ESS SMILE-BAT-10.3PX1 w/ RHI-5K-48ES-5G inverter | 5000 | 9.3 |  |  | Alpha-ESS | SMILE-BAT-10.3P | 1 | Ginlong Technologies Co Ltd | RHI-5K-48ES-5G | [8 empty] | Alpha-ESS
2020-11-17 | HBS2100 | Alpha-ESS SMILE-BAT-10.3PX2 w/ RHI-5K-48ES-5G inverter | 5000 | 18.6 |  |  | Alpha-ESS | SMILE-BAT-10.3P | 2 | Ginlong Technologies Co Ltd | RHI-5K-48ES-5G | [8 empty] | Alpha-ESS
2020-11-17 | HBS2101 | Alpha-ESS SMILE-BAT-10.3PX3 w/ RHI-5K-48ES-5G inverter | 5000 | 27.9 |  |  | Alpha-ESS | SMILE-BAT-10.3P | 3 | Ginlong Technologies Co Ltd | RHI-5K-48ES-5G | [8 empty] | Alpha-ESS
2020-11-17 | HBS2102 | Alpha-ESS SMILE-BAT-13.3PX1 w/ RHI-5K-48ES-5G inverter | 5000 | 13.3 |  |  | Alpha-ESS | SMILE-BAT-13.3P | 1 | Ginlong Technologies Co Ltd | RHI-5K-48ES-5G | [8 empty] | Alpha-ESS
2020-11-17 | HBS2103 | Alpha-ESS SMILE-BAT-13.3PX2 w/ RHI-5K-48ES-5G inverter | 5000 | 26.6 |  |  | Alpha-ESS | SMILE-BAT-13.3P | 2 | Ginlong Technologies Co Ltd | RHI-5K-48ES-5G | [8 empty] | Alpha-ESS
2020-11-17 | HBS2104 | Alpha-ESS SMILE-BAT-13.3PX3 w/ RHI-5K-48ES-5G inverter | 5000 | 39.9 |  |  | Alpha-ESS | SMILE-BAT-13.3P | 3 | Ginlong Technologies Co Ltd | RHI-5K-48ES-5G | [8 empty] | Alpha-ESS
2020-11-26 | HBS2105 | BYD LVS 4.0 w/ Selectronic SPMC480-AU inverter, Select.live | 3500 | 4 |  |  | BYD | LVS 4.0 | 1 | Selectronic | SPMC480-AU | Selectronic | Select.live | [6 empty] | BYD
2020-11-26 | HBS2106 | BYD LVS 8.0 w/ Selectronic SPMC480-AU inverter, Select.live | 3500 | 8 |  |  | BYD | LVS 8.0 | 1 | Selectronic | SPMC480-AU | Selectronic | Select.live | [6 empty] | BYD
2020-11-26 | HBS2107 | BYD LVS 12.0 w/ Selectronic SPMC480-AU inverter, Select.live | 3500 | 12 |  |  | BYD | LVS 12.0 | 1 | Selectronic | SPMC480-AU | Selectronic | Select.live | [6 empty] | BYD
2020-11-26 | HBS2108 | BYD LVS 16.0 w/ Selectronic SPMC480-AU inverter, Select.live | 3500 | 16 |  |  | BYD | LVS 16.0 | 1 | Selectronic | SPMC480-AU | Selectronic | Select.live | [6 empty] | BYD
2020-11-26 | HBS2109 | BYD LVS 20.0 w/ Selectronic SPMC480-AU inverter, Select.live | 3500 | 20 |  |  | BYD | LVS 20.0 | 1 | Selectronic | SPMC480-AU | Selectronic | Select.live | [6 empty] | BYD
2020-11-26 | HBS2110 | BYD LVS 24.0 w/ Selectronic SPMC480-AU inverter, Select.live | 3500 | 24 |  |  | BYD | LVS 24.0 | 1 | Selectronic | SPMC480-AU | Selectronic | Select.live | [6 empty] | BYD
2020-11-26 | HBS2111 | BYD LVS 4.0 w/ Selectronic SPMC481-AU inverter, Select.live | 5000 | 4 |  |  | BYD | LVS 4.0 | 1 | Selectronic | SPMC481-AU | Selectronic | Select.live | [6 empty] | BYD
2020-11-26 | HBS2112 | BYD LVS 8.0 w/ Selectronic SPMC481-AU inverter, Select.live | 5000 | 8 |  |  | BYD | LVS 8.0 | 1 | Selectronic | SPMC481-AU | Selectronic | Select.live | [6 empty] | BYD
2020-11-26 | HBS2113 | BYD LVS 12.0 w/ Selectronic SPMC481-AU inverter, Select.live | 5000 | 12 |  |  | BYD | LVS 12.0 | 1 | Selectronic | SPMC481-AU | Selectronic | Select.live | [6 empty] | BYD
2020-11-26 | HBS2114 | BYD LVS 16.0 w/ Selectronic SPMC481-AU inverter, Select.live | 5000 | 16 |  |  | BYD | LVS 16.0 | 1 | Selectronic | SPMC481-AU | Selectronic | Select.live | [6 empty] | BYD
2020-11-26 | HBS2115 | BYD LVS 20.0 w/ Selectronic SPMC481-AU inverter, Select.live | 5000 | 20 |  |  | BYD | LVS 20.0 | 1 | Selectronic | SPMC481-AU | Selectronic | Select.live | [6 empty] | BYD
2020-11-26 | HBS2116 | BYD LVS 24.0 w/ Selectronic SPMC481-AU inverter, Select.live | 5000 | 24 |  |  | BYD | LVS 24.0 | 1 | Selectronic | SPMC481-AU | Selectronic | Select.live | [6 empty] | BYD
2020-11-26 | HBS2117 | BYD LVS 4.0 w/ Selectronic SPMC482-AU inverter, Select.live | 7500 | 4 |  |  | BYD | LVS 4.0 | 1 | Selectronic | SPMC482-AU | Selectronic | Select.live | [6 empty] | BYD
2020-11-26 | HBS2118 | BYD LVS 8.0 w/ Selectronic SPMC482-AU inverter, Select.live | 7500 | 8 |  |  | BYD | LVS 8.0 | 1 | Selectronic | SPMC482-AU | Selectronic | Select.live | [6 empty] | BYD
2020-11-26 | HBS2119 | BYD LVS 12.0 w/ Selectronic SPMC482-AU inverter, Select.live | 7500 | 12 |  |  | BYD | LVS 12.0 | 1 | Selectronic | SPMC482-AU | Selectronic | Select.live | [6 empty] | BYD
2020-11-26 | HBS2120 | BYD LVS 16.0 w/ Selectronic SPMC482-AU inverter, Select.live | 7500 | 16 |  |  | BYD | LVS 16.0 | 1 | Selectronic | SPMC482-AU | Selectronic | Select.live | [6 empty] | BYD
2020-11-26 | HBS2121 | BYD LVS 20.0 w/ Selectronic SPMC482-AU inverter, Select.live | 7500 | 20 |  |  | BYD | LVS 20.0 | 1 | Selectronic | SPMC482-AU | Selectronic | Select.live | [6 empty] | BYD
2020-11-26 | HBS2122 | BYD LVS 24.0 w/ Selectronic SPMC482-AU inverter, Select.live | 7500 | 24 |  |  | BYD | LVS 24.0 | 1 | Selectronic | SPMC482-AU | Selectronic | Select.live | [6 empty] | BYD
2020-11-30 | HBS2127 | BYD LVS 4.0 w/ Goodwe GW5048-EM inverter | 5000 | 4 |  |  | BYD | LVS 4.0 | 1 | Goodwe | GW5048-EM | [8 empty] | BYD
2020-11-30 | HBS2128 | BYD LVS 8.0 w/ Goodwe GW5048-EM inverter | 5000 | 8 |  |  | BYD | LVS 8.0 | 1 | Goodwe | GW5048-EM | [8 empty] | BYD
2020-11-30 | HBS2129 | BYD LVS 12.0 w/ Goodwe GW5048-EM inverter | 5000 | 12 |  |  | BYD | LVS 12.0 | 1 | Goodwe | GW5048-EM | [8 empty] | BYD
2020-11-30 | HBS2130 | BYD LVS 16.0 w/ Goodwe GW5048-EM inverter | 5000 | 16 |  |  | BYD | LVS 16.0 | 1 | Goodwe | GW5048-EM | [8 empty] | BYD
2020-11-30 | HBS2131 | BYD LVS 20.0 w/ Goodwe GW5048-EM inverter | 5000 | 20 |  |  | BYD | LVS 20.0 | 1 | Goodwe | GW5048-EM | [8 empty] | BYD
2020-11-30 | HBS2132 | BYD LVS 24.0 w/ Goodwe GW5048-EM inverter | 5000 | 24 |  |  | BYD | LVS 24.0 | 1 | Goodwe | GW5048-EM | [8 empty] | BYD
2020-11-30 | HBS2133 | BYD LVS 4.0 w/ Goodwe GW3648-EM inverter | 3680 | 4 |  |  | BYD | LVS 4.0 | 1 | Goodwe | GW3648-EM | [8 empty] | BYD
2020-11-30 | HBS2134 | BYD LVS 8.0 w/ Goodwe GW3648-EM inverter | 3680 | 8 |  |  | BYD | LVS 8.0 | 1 | Goodwe | GW3648-EM | [8 empty] | BYD
2020-11-30 | HBS2135 | BYD LVS 12.0 w/ Goodwe GW3648-EM inverter | 3680 | 12 |  |  | BYD | LVS 12.0 | 1 | Goodwe | GW3648-EM | [8 empty] | BYD
2020-11-30 | HBS2136 | BYD LVS 16.0 w/ Goodwe GW3648-EM inverter | 3680 | 16 |  |  | BYD | LVS 16.0 | 1 | Goodwe | GW3648-EM | [8 empty] | BYD
2020-11-30 | HBS2137 | BYD LVS 20.0 w/ Goodwe GW3648-EM inverter | 3680 | 20 |  |  | BYD | LVS 20.0 | 1 | Goodwe | GW3648-EM | [8 empty] | BYD
2020-11-30 | HBS2138 | BYD LVS 24.0 w/ Goodwe GW3648-EM inverter | 3680 | 24 |  |  | BYD | LVS 24.0 | 1 | Goodwe | GW3648-EM | [8 empty] | BYD
2020-11-30 | HBS2139 | BYD LVS 4.0 w/ Goodwe GW3048-EM inverter | 3000 | 4 |  |  | BYD | LVS 4.0 | 1 | Goodwe | GW3048-EM | [8 empty] | BYD
2020-11-30 | HBS2140 | BYD LVS 8.0 w/ Goodwe GW3048-EM inverter | 3000 | 8 |  |  | BYD | LVS 8.0 | 1 | Goodwe | GW3048-EM | [8 empty] | BYD
2020-11-30 | HBS2141 | BYD LVS 12.0 w/ Goodwe GW3048-EM inverter | 3000 | 12 |  |  | BYD | LVS 12.0 | 1 | Goodwe | GW3048-EM | [8 empty] | BYD
2020-11-30 | HBS2142 | BYD LVS 16.0 w/ Goodwe GW3048-EM inverter | 3000 | 16 |  |  | BYD | LVS 16.0 | 1 | Goodwe | GW3048-EM | [8 empty] | BYD
2020-11-30 | HBS2143 | BYD LVS 20.0 w/ Goodwe GW3048-EM inverter | 3000 | 20 |  |  | BYD | LVS 20.0 | 1 | Goodwe | GW3048-EM | [8 empty] | BYD
2020-11-30 | HBS2144 | BYD LVS 24.0 w/ Goodwe GW3048-EM inverter | 3000 | 24 |  |  | BYD | LVS 24.0 | 1 | Goodwe | GW3048-EM | [8 empty] | BYD
2020-11-30 | HBS2157 | BYD LVS 4.0 w/ Goodwe GW3600S-BP inverter | 3680 | 4 |  |  | BYD | LVS 4.0 | 1 | Goodwe | GW3600S-BP | [8 empty] | BYD
2020-11-30 | HBS2158 | BYD LVS 8.0 w/ Goodwe GW3600S-BP inverter | 3680 | 8 |  |  | BYD | LVS 8.0 | 1 | Goodwe | GW3600S-BP | [8 empty] | BYD
2020-11-30 | HBS2159 | BYD LVS 12.0 w/ Goodwe GW3600S-BP inverter | 3680 | 12 |  |  | BYD | LVS 12.0 | 1 | Goodwe | GW3600S-BP | [8 empty] | BYD
2020-11-30 | HBS2160 | BYD LVS 16.0 w/ Goodwe GW3600S-BP inverter | 3680 | 16 |  |  | BYD | LVS 16.0 | 1 | Goodwe | GW3600S-BP | [8 empty] | BYD
2020-11-30 | HBS2161 | BYD LVS 20.0 w/ Goodwe GW3600S-BP inverter | 3680 | 20 |  |  | BYD | LVS 20.0 | 1 | Goodwe | GW3600S-BP | [8 empty] | BYD
2020-11-30 | HBS2162 | BYD LVS 24.0 w/ Goodwe GW3600S-BP inverter | 3680 | 24 |  |  | BYD | LVS 24.0 | 1 | Goodwe | GW3600S-BP | [8 empty] | BYD
2020-11-30 | HBS2163 | BYD LVS 4.0 w/ Goodwe GW5000S-BP inverter | 5000 | 4 |  |  | BYD | LVS 4.0 | 1 | Goodwe | GW5000S-BP | [8 empty] | BYD
2020-11-30 | HBS2164 | BYD LVS 8.0 w/ Goodwe GW5000S-BP inverter | 5000 | 8 |  |  | BYD | LVS 8.0 | 1 | Goodwe | GW5000S-BP | [8 empty] | BYD
2020-11-30 | HBS2165 | BYD LVS 12.0 w/ Goodwe GW5000S-BP inverter | 5000 | 12 |  |  | BYD | LVS 12.0 | 1 | Goodwe | GW5000S-BP | [8 empty] | BYD
2020-11-30 | HBS2166 | BYD LVS 16.0 w/ Goodwe GW5000S-BP inverter | 5000 | 16 |  |  | BYD | LVS 16.0 | 1 | Goodwe | GW5000S-BP | [8 empty] | BYD
2020-11-30 | HBS2167 | BYD LVS 20.0 w/ Goodwe GW5000S-BP inverter | 5000 | 20 |  |  | BYD | LVS 20.0 | 1 | Goodwe | GW5000S-BP | [8 empty] | BYD
2020-11-30 | HBS2168 | BYD LVS 24.0 w/ Goodwe GW5000S-BP inverter | 5000 | 24 |  |  | BYD | LVS 24.0 | 1 | Goodwe | GW5000S-BP | [8 empty] | BYD
2020-12-03 | HBS2126 | GivEnergy Giv-Bat8.2 w/ Giv-AC3.0 inverter | 3000 | 6.9 |  |  | GivEnergy | Giv-Bat 8.2 | 1 | GivEnergy | Giv-AC3.0 | [8 empty] | GivEnergy
2020-12-11 | HBS2169 | Redback Smart Three Phase Hybrid-Pylontech 9.6 (Pylontech H48050 (4 off) w/ Redback ST10000 Inverter, BE14000-HV enclosure, smart meter) | 10000 | 8.6 |  |  | Pylon Technologies | RB-HVS-192-50 | 1 | Redback | ST10000 | [8 empty] | Pylontech
2020-12-11 | HBS2170 | Redback Smart Three Phase Hybrid-Pylontech 14.2 (Pylontech H48074 (4 off) w/ Redback ST10000 Inverter, BE14000-HV enclosure, smart meter) | 10000 | 12.8 |  |  | Pylon Technologies | RB-HVS-192-74 | 1 | Redback | ST10000 | [8 empty] | Pylontech
2020-12-11 | HBS2171 | Redback Smart Three Phase Hybrid-Pylontech 19.2 (Pylontech H48050 (8 off) w/ Redback ST10000 Inverter, BE14000-HV enclosure (2 off), smart meter) | 10000 | 17.3 |  |  | Pylon Technologies | RB-HVS-384-50 | 1 | Redback | ST10000 | [8 empty] | Pylontech
2020-12-11 | HBS2172 | Redback Smart Three Phase Hybrid-Pylontech 28.4 (Pylontech H48074 (8 off) w/ Redback ST10000 Inverter, BE14000-HV enclosure (2 off), smart meter) | 10000 | 25.6 |  |  | Pylon Technologies | RB-HVS-384-74 | 1 | Redback | ST10000 | [8 empty] | Pylontech
2020-12-11 | HBS2173 | Redback Smart Hybrid-Pylontech 4.8 (Pylontech US2000 (2 off) w/ Redback SH5000 Inverter, BE14000 enclosure, smart meter) | 5000 | 4.4 |  |  | Pylon Technologies | US2000 | 2 | Redback | SH5000 | [8 empty] | Pylontech
2020-12-11 | HBS2174 | Redback Smart Hybrid-Pylontech 7.2 (Pylontech US2000 (3 off) w/ Redback SH5000 Inverter, BE14000 enclosure, smart meter) | 5000 | 6.6 |  |  | Pylon Technologies | US2000 | 3 | Redback | SH5000 | [8 empty] | Pylontech
2020-12-11 | HBS2175 | Redback Smart Hybrid-Pylontech 9.6 (Pylontech US2000 (4 off) w/ Redback SH5000 Inverter, BE14000 enclosure, smart meter) | 5000 | 8.8 |  |  | Pylon Technologies | US2000 | 4 | Redback | SH5000 | [8 empty] | Pylontech
2020-12-11 | HBS2176 | Redback Smart Hybrid-Pylontech 7.1 (Pylontech US3000 (2 off) w/ Redback SH5000 Inverter, BE14000 enclosure, smart meter) | 5000 | 6.4 |  |  | Pylon Technologies | US3000 | 2 | Redback | SH5000 | [8 empty] | Pylontech
2020-12-11 | HBS2177 | Redback Smart Hybrid-Pylontech 10.6 (Pylontech US3000 (3 off) w/ Redback SH5000 Inverter, BE14000 enclosure, smart meter) | 5000 | 9.6 |  |  | Pylon Technologies | US3000 | 3 | Redback | SH5000 | [8 empty] | Pylontech
2020-12-11 | HBS2178 | Redback Smart Hybrid-Pylontech 14.2 (Pylontech US3000 (4 off) w/ Redback SH5000 Inverter, BE14000 enclosure, smart meter) | 5000 | 12.8 |  |  | Pylon Technologies | US3000 | 4 | Redback | SH5000 | [8 empty] | Pylontech
2020-12-11 | HBS2179 | Redback Smart Hybrid-Pylontech 6.0 (Pylontech US2000 (1 off), Pylontech US3000 (1 off) w/ Redback SH5000 Inverter, BE14000 enclosure, smart meter) | 5000 | 5.4 |  |  | Pylon Technologies | US2000, US3000 | 1 | Redback | SH5000 | [8 empty] | Pylontech
2020-12-11 | HBS2180 | Redback Smart Hybrid-Pylontech 8.4 (Pylontech US2000 (2 off), Pylontech US3000 (1 off) w/ Redback SH5000 Inverter, BE14000 enclosure, smart meter) | 5000 | 7.6 |  |  | Pylon Technologies | US2000x2, US3000 | 1 | Redback | SH5000 | [8 empty] | Pylontech
2020-12-11 | HBS2181 | Redback Smart Hybrid-Pylontech 10.8 (Pylontech US2000 (3 off), Pylontech US3000 (1 off) w/ Redback SH5000 Inverter, BE14000 enclosure, smart meter) | 5000 | 9.8 |  |  | Pylon Technologies | US2000x3, US3000 | 1 | Redback | SH5000 | [8 empty] | Pylontech
2020-12-11 | HBS2182 | Redback Smart Hybrid-Pylontech 9.5 (Pylontech US2000 (1 off), Pylontech US3000 (2 off) w/ Redback SH5000 Inverter, BE14000 enclosure, smart meter) | 5000 | 8.6 |  |  | Pylon Technologies | US2000, US3000x2 | 1 | Redback | SH5000 | [8 empty] | Pylontech
2020-12-11 | HBS2183 | Redback Smart Hybrid-Pylontech 11.9 (Pylontech US2000 (2 off), Pylontech US3000 (2 off) w/ Redback SH5000 Inverter, BE14000 enclosure, smart meter) | 5000 | 10.8 |  |  | Pylon Technologies | US2000x2, US3000x2 | 1 | Redback | SH5000 | [8 empty] | Pylontech
2020-12-11 | HBS2184 | Redback Smart Hybrid-Pylontech 13.1 (Pylontech US2000 (1 off), Pylontech US3000 (3 off) w/ Redback SH5000 Inverter, BE14000 enclosure, smart meter) | 5000 | 11.8 |  |  | Pylon Technologies | US2000x1, US3000x3 | 1 | Redback | SH5000 | [8 empty] | Pylontech
2020-12-11 | HBS2185 | LG Chem RESU10 w/ Selectronic SPMC480-AU inverter, Select.live | 3500 | 8.8 |  |  | LG Chem | RESU10 | 1 | Selectronic | SPMC480-AU | Selectronic | Select.live | [6 empty] | LGChem
2021-01-04 | HBS2367 | Pylontech PowerCube-X1-48/192V w/ Goodwe 10KL-ET inverter | 10000 | 8.6 |  |  | Pylon Technologies | PowerCube-X1-48/192V | 1 | Goodwe | 10KL-ET | [8 empty] | Pylontech
2021-01-04 | HBS2368 | Pylontech PowerCube-X1-48/240V w/ Goodwe 10KL-ET inverter | 10000 | 10.8 |  |  | Pylon Technologies | PowerCube-X1-48/240V | 1 | Goodwe | 10KL-ET | [8 empty] | Pylontech
2021-01-04 | HBS2369 | Pylontech PowerCube-X1-48/288V w/ Goodwe 10KL-ET inverter | 10000 | 13 |  |  | Pylon Technologies | PowerCube-X1-48/288V | 1 | Goodwe | 10KL-ET | [8 empty] | Pylontech
2021-01-04 | HBS2370 | Pylontech PowerCube-X1-48/336V w/ Goodwe 10KL-ET inverter | 10000 | 15.1 |  |  | Pylon Technologies | PowerCube-X1-48/336V | 1 | Goodwe | 10KL-ET | [8 empty] | Pylontech
2021-01-04 | HBS2371 | Pylontech PowerCube-H1-48/384V w/ Goodwe 10KL-ET inverter | 10000 | 17.2 |  |  | Pylon Technologies | PowerCube-H1-48/384V | 1 | Goodwe | 10KL-ET | [8 empty] | Pylontech
2021-01-04 | HBS2372 | Pylontech PowerCube-H1-48/432V w/ Goodwe 10KL-ET inverter | 10000 | 19.4 |  |  | Pylon Technologies | PowerCube-H1-48/432V | 1 | Goodwe | 10KL-ET | [8 empty] | Pylontech
2021-01-04 | HBS2373 | Pylontech PowerCube-H1-48/480V w/ Goodwe 10KL-ET inverter | 10000 | 21.6 |  |  | Pylon Technologies | PowerCube-H1-48/480V | 1 | Goodwe | 10KL-ET | [8 empty] | Pylontech
2021-01-04 | HBS2374 | Pylontech PowerCube-H1-48/528V w/ Goodwe 10KL-ET inverter | 10000 | 23.8 |  |  | Pylon Technologies | PowerCube-H1-48/528V | 1 | Goodwe | 10KL-ET | [8 empty] | Pylontech
2021-01-04 | HBS2375 | Pylontech PowerCube-H1-48/576V w/ Goodwe 10KL-ET inverter | 10000 | 25.9 |  |  | Pylon Technologies | PowerCube-H1-48/576V | 1 | Goodwe | 10KL-ET | [8 empty] | Pylontech
2021-02-12 | HBS2397 | Q.HOME+ ESS HYB G2 (Q.SAVE G2 6.3kWh B1.1.1 w/ Q.VOLT G2 HYB-5kW.1.1 inverter), SwitchDin 'smart controller' | 5000 | 5.67 |  |  | Q CELLS | Q.SAVE G2 6.3kWh B1.1.1 | 1 | Q CELLS | Q.VOLT G2 HYB-5kW.1.1 | SwitchDin | Droplet | [6 empty] | Q CELLS
2021-02-12 | HBS2398 | Q.HOME+ ESS HYB G2 (Q.SAVE G2 6.3kWh B1.1.1 (x2) w/ Q.VOLT G2 HYB-5kW.1.1 inverter), SwitchDin 'smart controller' | 5000 | 11.34 |  |  | Q CELLS | Q.SAVE G2 6.3kWh B1.1.1 | 1 | Q CELLS | Q.VOLT G2 HYB-5kW.1.1 | SwitchDin | Droplet | [6 empty] | Q CELLS
2021-02-12 | HBS2399 | Q.HOME+ ESS HYB G2 (Q.SAVE G2 6.3kWh B1.1.1 (x3) w/ Q.VOLT G2 HYB-5kW.1.1 inverter), SwitchDin 'smart controller' | 5000 | 17.01 |  |  | Q CELLS | Q.SAVE G2 6.3kWh B1.1.1 | 1 | Q CELLS | Q.VOLT G2 HYB-5kW.1.1 | SwitchDin | Droplet | [6 empty] | Q CELLS
2021-02-17 | HBS2384 | Pylontech Force-L1-48-148 w/ Goodwe 5048-EM inverter | 5000 | 6.39 |  |  | Pylon Technologies | Force-L1-48-148 | 1 | Goodwe | 5048-EM | [8 empty] | Pylontech
2021-02-17 | HBS2385 | Pylontech Force-L1-48-222 w/ Goodwe 5048-EM inverter | 5000 | 9.6 |  |  | Pylon Technologies | Force-L1-48-222 | 1 | Goodwe | 5048-EM | [8 empty] | Pylontech
2021-02-17 | HBS2386 | Pylontech Force-L1-48-296 w/ Goodwe 5048-EM inverter | 5000 | 12.78 |  |  | Pylon Technologies | Force-L1-48-296 | 1 | Goodwe | 5048-EM | [8 empty] | Pylontech
2021-02-17 | HBS2390 | Pylontech Force-L1-48-148 w/ Goodwe 5000S-BP inverter | 5000 | 6.39 |  |  | Pylon Technologies | Force-L1-48-148 | 1 | Goodwe | 5000S-BP | [8 empty] | Pylontech
2021-02-17 | HBS2391 | Pylontech Force-L1-48-222 w/ Goodwe 5000S-BP inverter | 5000 | 9.6 |  |  | Pylon Technologies | Force-L1-48-222 | 1 | Goodwe | 5000S-BP | [8 empty] | Pylontech
2021-02-17 | HBS2392 | Pylontech Force-L1-48-296 w/ Goodwe 5000S-BP inverter | 5000 | 12.78 |  |  | Pylon Technologies | Force-L1-48-296 | 1 | Goodwe | 5000S-BP | [8 empty] | Pylontech
2021-02-17 | HBS2393 | Pylontech Force-H1-48-144V w/ Goodwe 5KL-ET inverter | 5000 | 9.6 |  |  | Pylon Technologies | Force-H1-48-144V | 1 | Goodwe | 5KL-ET | [8 empty] | Pylontech
2021-02-17 | HBS2394 | Pylontech Force-H1-48-192V w/ Goodwe 5KL-ET inverter | 5000 | 12.8 |  |  | Pylon Technologies | Force-H1-48-192V | 1 | Goodwe | 5KL-ET | [8 empty] | Pylontech
2021-02-17 | HBS2395 | Pylontech Force-H1-48-144V w/ Goodwe 10KL-ET inverter | 10000 | 9.6 |  |  | Pylon Technologies | Force-H1-48-144V | 1 | Goodwe | 10KL-ET | [8 empty] | Pylontech
2021-02-17 | HBS2396 | Pylontech Force-H1-48-192V w/ Goodwe 10KL-ET inverter | 10000 | 12.8 |  |  | Pylon Technologies | Force-H1-48-192V | 1 | Goodwe | 10KL-ET | [8 empty] | Pylontech
2021-03-30 | HBS2401 | AOBO 5.8kWh/LV w/ Solis RHI-3K-48ES inverter, SwitchDin 'smart controller' | 3300 | 5.3 |  |  | AOBO ENVIRONMENTAL NEW ENERGY (WUXI) CO LTD | 5.8kWh/LV | 1 | Ginlong Technologies Co Ltd | RHI-3K-48ES | SwitchDin | Droplet | [6 empty] | AOBO
2021-03-30 | HBS2402 | AOBO 5.8kWh/LV w/ Solis RHI-3.6K-48ES inverter, SwitchDin 'smart controller' | 3300 | 5.3 |  |  | AOBO ENVIRONMENTAL NEW ENERGY (WUXI) CO LTD | 5.8kWh/LV | 1 | Ginlong Technologies Co Ltd | RHI-3.6K-48ES | SwitchDin | Droplet | [6 empty] | AOBO
2021-03-30 | HBS2403 | AOBO 5.8kWh/LV w/ Solis RHI-4.6K-48ES inverter, SwitchDin 'smart controller' | 4600 | 5.3 |  |  | AOBO ENVIRONMENTAL NEW ENERGY (WUXI) CO LTD | 5.8kWh/LV | 1 | Ginlong Technologies Co Ltd | RHI-4.6K-48ES | SwitchDin | Droplet | [6 empty] | AOBO
2021-03-30 | HBS2404 | AOBO 5.8kWh/LV w/ Solis RHI-5K-48ES inverter, SwitchDin 'smart controller' | 5000 | 5.3 |  |  | AOBO ENVIRONMENTAL NEW ENERGY (WUXI) CO LTD | 5.8kWh/LV | 1 | Ginlong Technologies Co Ltd | RHI-5K-48ES | SwitchDin | Droplet | [6 empty] | AOBO
2021-03-30 | HBS2405 | AOBO 5.8kWh/LV w/ Solis RHI-3K-48ES-5G inverter, SwitchDin 'smart controller' | 3000 | 5.3 |  |  | AOBO ENVIRONMENTAL NEW ENERGY (WUXI) CO LTD | 5.8kWh/LV | 1 | Ginlong Technologies Co Ltd | RHI-3K-48ES-5G | SwitchDin | Droplet | [6 empty] | AOBO
2021-03-30 | HBS2406 | AOBO 5.8kWh/LV w/ Solis RHI-3.6K-48ES-5G inverter, SwitchDin 'smart controller' | 3600 | 5.3 |  |  | AOBO ENVIRONMENTAL NEW ENERGY (WUXI) CO LTD | 5.8kWh/LV | 1 | Ginlong Technologies Co Ltd | RHI-3.6K-48ES-5G | SwitchDin | Droplet | [6 empty] | AOBO
2021-03-30 | HBS2407 | AOBO 5.8kWh/LV w/ Solis RHI-4.6K-48ES-5G inverter, SwitchDin 'smart controller' | 4600 | 5.3 |  |  | AOBO ENVIRONMENTAL NEW ENERGY (WUXI) CO LTD | 5.8kWh/LV | 1 | Ginlong Technologies Co Ltd | RHI-4.6K-48ES-5G | SwitchDin | Droplet | [6 empty] | AOBO
2021-03-30 | HBS2408 | AOBO 5.8kWh/LV w/ Solis RHI-5K-48ES-5G inverter, SwitchDin 'smart controller' | 5000 | 5.3 |  |  | AOBO ENVIRONMENTAL NEW ENERGY (WUXI) CO LTD | 5.8kWh/LV | 1 | Ginlong Technologies Co Ltd | RHI-5K-48ES-5G | SwitchDin | Droplet | [6 empty] | AOBO
2021-04-01 | HBS2439 | BYD Battery-Box Premium LVL 15.4 w/ Solis RHI-3K-48ES inverter, SwitchDin 'smart controller' | 3000 | 15.36 |  |  | BYD | Battery-Box Premium LVL 15.4 | 1 | Ginlong Technologies Co Ltd | RHI-3K-48ES | SwitchDin | Droplet | [6 empty] | BYD
2021-04-01 | HBS2440 | BYD LVS 4.0 w/ Solis RHI-3K-48ES inverter, SwitchDin 'smart controller' | 3000 | 4 |  |  | BYD | LVS 4.0 | 1 | Ginlong Technologies Co Ltd | RHI-3K-48ES | SwitchDin | Droplet | [6 empty] | BYD
2021-04-01 | HBS2441 | BYD LVS 8.0 w/ Solis RHI-3K-48ES inverter, SwitchDin 'smart controller' | 3000 | 8 |  |  | BYD | LVS 8.0 | 1 | Ginlong Technologies Co Ltd | RHI-3K-48ES | SwitchDin | Droplet | [6 empty] | BYD
2021-04-01 | HBS2442 | BYD LVS 12.0 w/ Solis RHI-3K-48ES inverter, SwitchDin 'smart controller' | 3000 | 12 |  |  | BYD | LVS 12.0 | 1 | Ginlong Technologies Co Ltd | RHI-3K-48ES | SwitchDin | Droplet | [6 empty] | BYD
2021-04-01 | HBS2443 | BYD LVS 16.0 w/ Solis RHI-3K-48ES inverter, SwitchDin 'smart controller' | 3000 | 16 |  |  | BYD | LVS 16.0 | 1 | Ginlong Technologies Co Ltd | RHI-3K-48ES | SwitchDin | Droplet | [6 empty] | BYD
2021-04-01 | HBS2444 | BYD LVS 20.0 w/ Solis RHI-3K-48ES inverter, SwitchDin 'smart controller' | 3000 | 20 |  |  | BYD | LVS 20.0 | 1 | Ginlong Technologies Co Ltd | RHI-3K-48ES | SwitchDin | Droplet | [6 empty] | BYD
2021-04-01 | HBS2445 | BYD LVS 24.0 w/ Solis RHI-3K-48ES inverter, SwitchDin 'smart controller' | 3000 | 24 |  |  | BYD | LVS 24.0 | 1 | Ginlong Technologies Co Ltd | RHI-3K-48ES | SwitchDin | Droplet | [6 empty] | BYD
2021-04-01 | HBS2446 | BYD Battery-Box Premium LVL 15.4 w/ Solis RHI-3.6K-48ES inverter, SwitchDin 'smart controller' | 3600 | 15.36 |  |  | BYD | Battery-Box Premium LVL 15.4 | 1 | Ginlong Technologies Co Ltd | RHI-3.6K-48ES | SwitchDin | Droplet | [6 empty] | BYD
2021-04-01 | HBS2447 | BYD LVS 4.0 w/ Solis RHI-3.6K-48ES inverter, SwitchDin 'smart controller' | 3600 | 4 |  |  | BYD | LVS 4.0 | 1 | Ginlong Technologies Co Ltd | RHI-3.6K-48ES | SwitchDin | Droplet | [6 empty] | BYD
2021-04-01 | HBS2448 | BYD LVS 8.0 w/ Solis RHI-3.6K-48ES inverter, SwitchDin 'smart controller' | 3600 | 8 |  |  | BYD | LVS 8.0 | 1 | Ginlong Technologies Co Ltd | RHI-3.6K-48ES | SwitchDin | Droplet | [6 empty] | BYD
2021-04-01 | HBS2449 | BYD LVS 12.0 w/ Solis RHI-3.6K-48ES inverter, SwitchDin 'smart controller' | 3600 | 12 |  |  | BYD | LVS 12.0 | 1 | Ginlong Technologies Co Ltd | RHI-3.6K-48ES | SwitchDin | Droplet | [6 empty] | BYD
2021-04-01 | HBS2450 | BYD LVS 16.0 w/ Solis RHI-3.6K-48ES inverter, SwitchDin 'smart controller' | 3600 | 16 |  |  | BYD | LVS 16.0 | 1 | Ginlong Technologies Co Ltd | RHI-3.6K-48ES | SwitchDin | Droplet | [6 empty] | BYD
2021-04-01 | HBS2451 | BYD LVS 20.0 w/ Solis RHI-3.6K-48ES inverter, SwitchDin 'smart controller' | 3600 | 20 |  |  | BYD | LVS 20.0 | 1 | Ginlong Technologies Co Ltd | RHI-3.6K-48ES | SwitchDin | Droplet | [6 empty] | BYD
2021-04-01 | HBS2452 | BYD LVS 24.0 w/ Solis RHI-3.6K-48ES inverter, SwitchDin 'smart controller' | 3600 | 24 |  |  | BYD | LVS 24.0 | 1 | Ginlong Technologies Co Ltd | RHI-3.6K-48ES | SwitchDin | Droplet | [6 empty] | BYD
2021-04-01 | HBS2453 | BYD Battery-Box Premium LVL 15.4 w/ Solis RHI-4.6K-48ES inverter, SwitchDin 'smart controller' | 4600 | 15.36 |  |  | BYD | Battery-Box Premium LVL 15.4 | 1 | Ginlong Technologies Co Ltd | RHI-4.6K-48ES | SwitchDin | Droplet | [6 empty] | BYD
2021-04-01 | HBS2454 | BYD LVS 8.0 w/ Solis RHI-4.6K-48ES inverter, SwitchDin 'smart controller' | 4600 | 8 |  |  | BYD | LVS 8.0 | 1 | Ginlong Technologies Co Ltd | RHI-4.6K-48ES | SwitchDin | Droplet | [6 empty] | BYD
2021-04-01 | HBS2455 | BYD LVS 12.0 w/ Solis RHI-4.6K-48ES inverter, SwitchDin 'smart controller' | 4600 | 12 |  |  | BYD | LVS 12.0 | 1 | Ginlong Technologies Co Ltd | RHI-4.6K-48ES | SwitchDin | Droplet | [6 empty] | BYD
2021-04-01 | HBS2456 | BYD LVS 16.0 w/ Solis RHI-4.6K-48ES inverter, SwitchDin 'smart controller' | 4600 | 16 |  |  | BYD | LVS 16.0 | 1 | Ginlong Technologies Co Ltd | RHI-4.6K-48ES | SwitchDin | Droplet | [6 empty] | BYD
2021-04-01 | HBS2457 | BYD LVS 20.0 w/ Solis RHI-4.6K-48ES inverter, SwitchDin 'smart controller' | 4600 | 20 |  |  | BYD | LVS 20.0 | 1 | Ginlong Technologies Co Ltd | RHI-4.6K-48ES | SwitchDin | Droplet | [6 empty] | BYD
2021-04-01 | HBS2458 | BYD LVS 24.0 w/ Solis RHI-4.6K-48ES inverter, SwitchDin 'smart controller' | 4600 | 24 |  |  | BYD | LVS 24.0 | 1 | Ginlong Technologies Co Ltd | RHI-4.6K-48ES | SwitchDin | Droplet | [6 empty] | BYD
2021-04-01 | HBS2459 | BYD Battery-Box Premium LVL 15.4 w/ Solis RHI-5K-48ES inverter, SwitchDin 'smart controller' | 5000 | 15.36 |  |  | BYD | Battery-Box Premium LVL 15.4 | 1 | Ginlong Technologies Co Ltd | RHI-5K-48ES | SwitchDin | Droplet | [6 empty] | BYD
2021-04-01 | HBS2460 | BYD LVS 8.0 w/ Solis RHI-5K-48ES inverter, SwitchDin 'smart controller' | 5000 | 8 |  |  | BYD | LVS 8.0 | 1 | Ginlong Technologies Co Ltd | RHI-5K-48ES | SwitchDin | Droplet | [6 empty] | BYD
2021-04-01 | HBS2461 | BYD LVS 12.0 w/ Solis RHI-5K-48ES inverter, SwitchDin 'smart controller' | 5000 | 12 |  |  | BYD | LVS 12.0 | 1 | Ginlong Technologies Co Ltd | RHI-5K-48ES | SwitchDin | Droplet | [6 empty] | BYD
2021-04-01 | HBS2462 | BYD LVS 16.0 w/ Solis RHI-5K-48ES inverter, SwitchDin 'smart controller' | 5000 | 16 |  |  | BYD | LVS 16.0 | 1 | Ginlong Technologies Co Ltd | RHI-5K-48ES | SwitchDin | Droplet | [6 empty] | BYD
2021-04-01 | HBS2463 | BYD LVS 20.0 w/ Solis RHI-5K-48ES inverter, SwitchDin 'smart controller' | 5000 | 20 |  |  | BYD | LVS 20.0 | 1 | Ginlong Technologies Co Ltd | RHI-5K-48ES | SwitchDin | Droplet | [6 empty] | BYD
2021-04-01 | HBS2464 | BYD LVS 24.0 w/ Solis RHI-5K-48ES inverter, SwitchDin 'smart controller' | 5000 | 24 |  |  | BYD | LVS 24.0 | 1 | Ginlong Technologies Co Ltd | RHI-5K-48ES | SwitchDin | Droplet | [6 empty] | BYD
2021-04-01 | HBS2472 | LG Chem RESU3.3 w/ Solis RHI-3K-48ES inverter, SwitchDin 'smart controller' | 3000 | 2.9 |  |  | LG Chem | RESU3.3 | 1 | Ginlong Technologies Co Ltd | RHI-3K-48ES | SwitchDin | Droplet | [6 empty] | LGChem
2021-04-01 | HBS2473 | LG Chem RESU6.5 w/ Solis RHI-3K-48ES inverter, SwitchDin 'smart controller' | 3000 | 5.9 |  |  | LG Chem | RESU6.5 | 1 | Ginlong Technologies Co Ltd | RHI-3K-48ES | SwitchDin | Droplet | [6 empty] | LGChem
2021-04-01 | HBS2474 | LG Chem RESU10 w/ Solis RHI-3K-48ES inverter, SwitchDin 'smart controller' | 3000 | 9.3 |  |  | LG Chem | RESU10 | 1 | Ginlong Technologies Co Ltd | RHI-3K-48ES | SwitchDin | Droplet | [6 empty] | LGChem
2021-04-01 | HBS2475 | LG Chem RESU13 w/ Solis RHI-3K-48ES inverter, SwitchDin 'smart controller' | 3000 | 12.4 |  |  | LG Chem | RESU13 | 1 | Ginlong Technologies Co Ltd | RHI-3K-48ES | SwitchDin | Droplet | [6 empty] | LGChem
2021-04-01 | HBS2476 | LG Chem RESU3.3 w/ Solis RHI-3.6K-48ES inverter, SwitchDin 'smart controller' | 3600 | 2.9 |  |  | LG Chem | RESU3.3 | 1 | Ginlong Technologies Co Ltd | RHI-3.6K-48ES | SwitchDin | Droplet | [6 empty] | LGChem
2021-04-01 | HBS2477 | LG Chem RESU6.5 w/ Solis RHI-3.6K-48ES inverter, SwitchDin 'smart controller' | 3600 | 5.9 |  |  | LG Chem | RESU6.5 | 1 | Ginlong Technologies Co Ltd | RHI-3.6K-48ES | SwitchDin | Droplet | [6 empty] | LGChem
2021-04-01 | HBS2478 | LG Chem RESU10 w/ Solis RHI-3.6K-48ES inverter, SwitchDin 'smart controller' | 3600 | 9.3 |  |  | LG Chem | RESU10 | 1 | Ginlong Technologies Co Ltd | RHI-3.6K-48ES | SwitchDin | Droplet | [6 empty] | LGChem
2021-04-01 | HBS2479 | LG Chem RESU13 w/ Solis RHI-3.6K-48ES inverter, SwitchDin 'smart controller' | 3600 | 12.4 |  |  | LG Chem | RESU13 | 1 | Ginlong Technologies Co Ltd | RHI-3.6K-48ES | SwitchDin | Droplet | [6 empty] | LGChem
2021-04-01 | HBS2480 | LG Chem RESU3.3 w/ Solis RHI-4.6K-48ES inverter, SwitchDin 'smart controller' | 4600 | 2.9 |  |  | LG Chem | RESU3.3 | 1 | Ginlong Technologies Co Ltd | RHI-4.6K-48ES | SwitchDin | Droplet | [6 empty] | LGChem
2021-04-01 | HBS2481 | LG Chem RESU6.5 w/ Solis RHI-4.6K-48ES inverter, SwitchDin 'smart controller' | 4600 | 5.9 |  |  | LG Chem | RESU6.5 | 1 | Ginlong Technologies Co Ltd | RHI-4.6K-48ES | SwitchDin | Droplet | [6 empty] | LGChem
2021-04-01 | HBS2482 | LG Chem RESU10 w/ Solis RHI-4.6K-48ES inverter, SwitchDin 'smart controller' | 4600 | 9.3 |  |  | LG Chem | RESU10 | 1 | Ginlong Technologies Co Ltd | RHI-4.6K-48ES | SwitchDin | Droplet | [6 empty] | LGChem
2021-04-01 | HBS2483 | LG Chem RESU13 w/ Solis RHI-4.6K-48ES inverter, SwitchDin 'smart controller' | 4600 | 12.4 |  |  | LG Chem | RESU13 | 1 | Ginlong Technologies Co Ltd | RHI-4.6K-48ES | SwitchDin | Droplet | [6 empty] | LGChem
2021-04-01 | HBS2484 | LG Chem RESU3.3 w/ Solis RHI-5K-48ES inverter, SwitchDin 'smart controller' | 5000 | 2.9 |  |  | LG Chem | RESU3.3 | 1 | Ginlong Technologies Co Ltd | RHI-5K-48ES | SwitchDin | Droplet | [6 empty] | LGChem
2021-04-01 | HBS2485 | LG Chem RESU6.5 w/ Solis RHI-5K-48ES inverter, SwitchDin 'smart controller' | 5000 | 5.9 |  |  | LG Chem | RESU6.5 | 1 | Ginlong Technologies Co Ltd | RHI-5K-48ES | SwitchDin | Droplet | [6 empty] | LGChem
2021-04-01 | HBS2486 | LG Chem RESU10 w/ Solis RHI-5K-48ES inverter, SwitchDin 'smart controller' | 5000 | 9.3 |  |  | LG Chem | RESU10 | 1 | Ginlong Technologies Co Ltd | RHI-5K-48ES | SwitchDin | Droplet | [6 empty] | LGChem
2021-04-01 | HBS2487 | LG Chem RESU13 w/ Solis RHI-5K-48ES inverter, SwitchDin 'smart controller' | 5000 | 12.4 |  |  | LG Chem | RESU13 | 1 | Ginlong Technologies Co Ltd | RHI-5K-48ES | SwitchDin | Droplet | [6 empty] | LGChem
2021-04-06 | HBS2488 | Soltaro AIO2-BTLV-10KWH w/ AIO2-INS-5000 inverter | 5000 | 9 |  |  | Soltaro | AIO2-BTLV-10KWH | 1 | Soltaro | AIO2-INS-5000 | [8 empty] | Soltaro
2021-04-06 | HBS2489 | Soltaro AIO2-BTLV-10KWH (x2) w/ AIO2-INS-5000 inverter | 5000 | 18 |  |  | Soltaro | AIO2-BTLV-10KWH | 2 | Soltaro | AIO2-INS-5000 | [8 empty] | Soltaro
2021-04-06 | HBS2490 | Soltaro AIO2-BTLV-10KWH (x3) w/ AIO2-INS-5000 inverter | 5000 | 27 |  |  | Soltaro | AIO2-BTLV-10KWH | 3 | Soltaro | AIO2-INS-5000 | [8 empty] | Soltaro
2021-04-06 | HBS2491 | Soltaro AIO2-BTLV-5KWH w/ AIO2-INS-5000 inverter | 5000 | 4.5 |  |  | Soltaro | AIO2-BTLV-5KWH | 1 | Soltaro | AIO2-INS-5000 | [8 empty] | Soltaro
2021-04-06 | HBS2492 | Soltaro AIO2-BTLV-5KWH (x2) w/ AIO2-INS-5000 inverter | 5000 | 9 |  |  | Soltaro | AIO2-BTLV-5KWH | 2 | Soltaro | AIO2-INS-5000 | [8 empty] | Soltaro
2021-04-06 | HBS2493 | Soltaro AIO2-BTLV-5KWH (x3) w/ AIO2-INS-5000 inverter | 5000 | 13.5 |  |  | Soltaro | AIO2-BTLV-5KWH | 3 | Soltaro | AIO2-INS-5000 | [8 empty] | Soltaro
2021-04-21 | HBS2510 | LG Chem RESU10H (2 off) w/ SolarEdge SE5000-AUS inverter (2 off), SE meter | 9970 | 18.6 |  |  | LG Chem | RESU10H | 2 | SolarEdge | SE5000-AUS | SolarEdge | SE-WND-3Y400-MB-K2 (x2) | [6 empty] | LGChem
2021-04-27 | HBS2506 | Duracell Energy Bank 2 (DUR-EB2-1P-050-3B24) | 3 | 6.5 | Duracell | DUR-EB2-1P-050-3B24 |  |  | 1 | [10 empty] | Duracell
2021-04-27 | HBS2507 | Duracell Energy Bank 2 (DUR-EB2-1P-050-4B24) | 4 | 8.6 | Duracell | DUR-EB2-1P-050-4B24 |  |  | 1 | [10 empty] | Duracell
2021-04-27 | HBS2508 | Duracell Energy Bank 2 (DUR-EB2-1P-050-5B24) | 5 | 10.8 | Duracell | DUR-EB2-1P-050-5B24 |  |  | 1 | [10 empty] | Duracell
2021-04-27 | HBS2509 | Duracell Energy Bank 2 (DUR-EB2-1P-050-6B24) | 5 | 13 | Duracell | DUR-EB2-1P-050-6B24 |  |  | 1 | [10 empty] | Duracell
2021-04-29 | HBS2494 | Sofar Solar GTX2500 w/ ME 3000SP inverter, CarbonTRACK CT200i | 3000 | 2.3 |  |  | Shenzen SOFAR SOLAR Co., Ltd. | GTX2500 | 1 | Shenzhen SOFARSOLAR Co Ltd | ME 3000SP | CarbonTRACK | CT200i | [6 empty] | Sofar Solar
2021-04-29 | HBS2495 | Sofar Solar GTX5000 w/ ME 3000SP inverter, CarbonTRACK CT200i | 3000 | 4.6 |  |  | Shenzen SOFAR SOLAR Co., Ltd. | GTX5000 | 1 | Shenzhen SOFARSOLAR Co Ltd | ME 3000SP | CarbonTRACK | CT200i | [6 empty] | Sofar Solar
2021-04-29 | HBS2496 | Sofar Solar GTX2500 w/ HYD 3000-ES inverter, CarbonTRACK CT200i | 3000 | 2.3 |  |  | Shenzen SOFAR SOLAR Co., Ltd. | GTX2500 | 1 | Shenzhen SOFARSOLAR Co Ltd | HYD 3000-ES | CarbonTRACK | CT200i | [6 empty] | Sofar Solar
2021-04-29 | HBS2497 | Sofar Solar GTX5000 w/ HYD 3000-ES inverter, CarbonTRACK CT200i | 3600 | 4.6 |  |  | Shenzen SOFAR SOLAR Co., Ltd. | GTX5000 | 1 | Shenzhen SOFARSOLAR Co Ltd | HYD 3000-ES | CarbonTRACK | CT200i | [6 empty] | Sofar Solar
2021-04-29 | HBS2498 | Sofar Solar GTX2500 w/ HYD 3600-ES inverter, CarbonTRACK CT200i | 3600 | 2.3 |  |  | Shenzen SOFAR SOLAR Co., Ltd. | GTX2500 | 1 | Shenzhen SOFARSOLAR Co Ltd | HYD 3600-ES | CarbonTRACK | CT200i | [6 empty] | Sofar Solar
2021-04-29 | HBS2499 | Sofar Solar GTX5000 w/ HYD 3600-ES inverter, CarbonTRACK CT200i | 3600 | 4.6 |  |  | Shenzen SOFAR SOLAR Co., Ltd. | GTX5000 | 1 | Shenzhen SOFARSOLAR Co Ltd | HYD 3600-ES | CarbonTRACK | CT200i | [6 empty] | Sofar Solar
2021-04-29 | HBS2500 | Sofar Solar GTX2500 w/ HYD 4000-ES inverter, CarbonTRACK CT200i | 4000 | 2.3 |  |  | Shenzen SOFAR SOLAR Co., Ltd. | GTX2500 | 1 | Shenzhen SOFARSOLAR Co Ltd | HYD 4000-ES | CarbonTRACK | CT200i | [6 empty] | Sofar Solar
2021-04-29 | HBS2501 | Sofar Solar GTX5000 w/ HYD 4000-ES inverter, CarbonTRACK CT200i | 4000 | 4.6 |  |  | Shenzen SOFAR SOLAR Co., Ltd. | GTX5000 | 1 | Shenzhen SOFARSOLAR Co Ltd | HYD 4000-ES | CarbonTRACK | CT200i | [6 empty] | Sofar Solar
2021-04-29 | HBS2502 | Sofar Solar GTX2500 w/ HYD 5000-ES inverter, CarbonTRACK CT200i | 5000 | 2.3 |  |  | Shenzen SOFAR SOLAR Co., Ltd. | GTX2500 | 1 | Shenzhen SOFARSOLAR Co Ltd | HYD 5000-ES | CarbonTRACK | CT200i | [6 empty] | Sofar Solar
2021-04-29 | HBS2503 | Sofar Solar GTX5000 w/ HYD 5000-ES inverter, CarbonTRACK CT200i | 5000 | 4.6 |  |  | Shenzen SOFAR SOLAR Co., Ltd. | GTX5000 | 1 | Shenzhen SOFARSOLAR Co Ltd | HYD 5000-ES | CarbonTRACK | CT200i | [6 empty] | Sofar Solar
2021-04-29 | HBS2504 | Sofar Solar GTX2500 w/ HYD 6000-ES inverter, CarbonTRACK CT200i | 6000 | 2.3 |  |  | Shenzen SOFAR SOLAR Co., Ltd. | GTX2500 | 1 | Shenzhen SOFARSOLAR Co Ltd | HYD 6000-ES | CarbonTRACK | CT200i | [6 empty] | Sofar Solar
2021-04-29 | HBS2505 | Sofar Solar GTX5000 w/ HYD 6000-ES inverter, CarbonTRACK CT200i | 6000 | 4.6 |  |  | Shenzen SOFAR SOLAR Co., Ltd. | GTX5000 | 1 | Shenzhen SOFARSOLAR Co Ltd | HYD 6000-ES | CarbonTRACK | CT200i | [6 empty] | Sofar Solar
2021-05-07 | HBS2511 | Huawei LUNA2000-5-S0 w/ SUN2000-2KTL-L1 inverter, SmartDongle-WLAN-FE | 2000 | 5 |  |  | Huawei | LUNA2000-5-S0 (LUNA2000-5kW-C0 + 1xLUNA2000-5-EO) | 1 | Huawei | SUN2000-2KTL-L1 | Huawei | SmartDongle-WLAN-FE | [6 empty] | Huawei
2021-05-07 | HBS2512 | Huawei LUNA2000-10-S0 w/ SUN2000-2KTL-L1 inverter, SmartDongle-WLAN-FE | 2000 | 10 |  |  | Huawei | LUNA2000-10-S0 (LUNA2000-5kW-C0 + 2xLUNA2000-5-EO) | 1 | Huawei | SUN2000-2KTL-L1 | Huawei | SmartDongle-WLAN-FE | [6 empty] | Huawei
2021-05-07 | HBS2513 | Huawei LUNA2000-15-S0 w/ SUN2000-2KTL-L1 inverter, SmartDongle-WLAN-FE | 2000 | 15 |  |  | Huawei | LUNA2000-15-S0 (LUNA2000-5kW-C0 + 3xLUNA2000-5-EO) | 1 | Huawei | SUN2000-2KTL-L1 | Huawei | SmartDongle-WLAN-FE | [6 empty] | Huawei
2021-05-07 | HBS2514 | Huawei LUNA2000-5-S0 w/ SUN2000-3KTL-L1 inverter, SmartDongle-WLAN-FE | 3000 | 5 |  |  | Huawei | LUNA2000-5-S0 (LUNA2000-5kW-C0 + 1xLUNA2000-5-EO) | 1 | Huawei | SUN2000-3KTL-L1 | Huawei | SmartDongle-WLAN-FE | [6 empty] | Huawei
2021-05-07 | HBS2515 | Huawei LUNA2000-10-S0 w/ SUN2000-3KTL-L1 inverter, SmartDongle-WLAN-FE | 3000 | 10 |  |  | Huawei | LUNA2000-10-S0 (LUNA2000-5kW-C0 + 2xLUNA2000-5-EO) | 1 | Huawei | SUN2000-3KTL-L1 | Huawei | SmartDongle-WLAN-FE | [6 empty] | Huawei
2021-05-07 | HBS2516 | Huawei LUNA2000-15-S0 w/ SUN2000-3KTL-L1 inverter, SmartDongle-WLAN-FE | 3000 | 15 |  |  | Huawei | LUNA2000-15-S0 (LUNA2000-5kW-C0 + 3xLUNA2000-5-EO) | 1 | Huawei | SUN2000-3KTL-L1 | Huawei | SmartDongle-WLAN-FE | [6 empty] | Huawei
2021-05-07 | HBS2517 | Huawei LUNA2000-5-S0 w/ SUN2000-4KTL-L1 inverter, SmartDongle-WLAN-FE | 4000 | 5 |  |  | Huawei | LUNA2000-5-S0 (LUNA2000-5kW-C0 + 1xLUNA2000-5-EO) | 1 | Huawei | SUN2000-4KTL-L1 | Huawei | SmartDongle-WLAN-FE | [6 empty] | Huawei
2021-05-07 | HBS2518 | Huawei LUNA2000-10-S0 w/ SUN2000-4KTL-L1 inverter, SmartDongle-WLAN-FE | 4000 | 10 |  |  | Huawei | LUNA2000-10-S0 (LUNA2000-5kW-C0 + 2xLUNA2000-5-EO) | 1 | Huawei | SUN2000-4KTL-L1 | Huawei | SmartDongle-WLAN-FE | [6 empty] | Huawei
2021-05-07 | HBS2519 | Huawei LUNA2000-15-S0 w/ SUN2000-4KTL-L1 inverter, SmartDongle-WLAN-FE | 4000 | 15 |  |  | Huawei | LUNA2000-15-S0 (LUNA2000-5kW-C0 + 3xLUNA2000-5-EO) | 1 | Huawei | SUN2000-4KTL-L1 | Huawei | SmartDongle-WLAN-FE | [6 empty] | Huawei
2021-05-07 | HBS2520 | Huawei LUNA2000-5-S0 w/ SUN2000-4.6KTL-L1 inverter, SmartDongle-WLAN-FE | 4600 | 5 |  |  | Huawei | LUNA2000-5-S0 (LUNA2000-5kW-C0 + 1xLUNA2000-5-EO) | 1 | Huawei | SUN2000-4.6KTL-L1 | Huawei | SmartDongle-WLAN-FE | [6 empty] | Huawei
2021-05-07 | HBS2521 | Huawei LUNA2000-10-S0 w/ SUN2000-4.6KTL-L1 inverter, SmartDongle-WLAN-FE | 4600 | 10 |  |  | Huawei | LUNA2000-10-S0 (LUNA2000-5kW-C0 + 2xLUNA2000-5-EO) | 1 | Huawei | SUN2000-4.6KTL-L1 | Huawei | SmartDongle-WLAN-FE | [6 empty] | Huawei
2021-05-07 | HBS2522 | Huawei LUNA2000-15-S0 w/ SUN2000-4.6KTL-L1 inverter, SmartDongle-WLAN-FE | 4600 | 15 |  |  | Huawei | LUNA2000-15-S0 (LUNA2000-5kW-C0 + 3xLUNA2000-5-EO) | 1 | Huawei | SUN2000-4.6KTL-L1 | Huawei | SmartDongle-WLAN-FE | [6 empty] | Huawei
2021-05-07 | HBS2523 | Huawei LUNA2000-5-S0 w/ SUN2000-5KTL-L1 inverter, SmartDongle-WLAN-FE | 4999 | 5 |  |  | Huawei | LUNA2000-5-S0 (LUNA2000-5kW-C0 + 1xLUNA2000-5-EO) | 1 | Huawei | SUN2000-5KTL-L1 | Huawei | SmartDongle-WLAN-FE | [6 empty] | Huawei
2021-05-07 | HBS2524 | Huawei LUNA2000-10-S0 w/ SUN2000-5KTL-L1 inverter, SmartDongle-WLAN-FE | 4999 | 10 |  |  | Huawei | LUNA2000-10-S0 (LUNA2000-5kW-C0 + 2xLUNA2000-5-EO) | 1 | Huawei | SUN2000-5KTL-L1 | Huawei | SmartDongle-WLAN-FE | [6 empty] | Huawei
2021-05-07 | HBS2525 | Huawei LUNA2000-15-S0 w/ SUN2000-5KTL-L1 inverter, SmartDongle-WLAN-FE | 4999 | 15 |  |  | Huawei | LUNA2000-15-S0 (LUNA2000-5kW-C0 + 3xLUNA2000-5-EO) | 1 | Huawei | SUN2000-5KTL-L1 | Huawei | SmartDongle-WLAN-FE | [6 empty] | Huawei
2021-05-07 | HBS2526 | Huawei LUNA2000-5-S0 w/ SUN2000-6KTL-L1 inverter, SmartDongle-WLAN-FE | 6000 | 5 |  |  | Huawei | LUNA2000-5-S0 (LUNA2000-5kW-C0 + 1xLUNA2000-5-EO) | 1 | Huawei | SUN2000-6KTL-L1 | Huawei | SmartDongle-WLAN-FE | [6 empty] | Huawei
2021-05-07 | HBS2527 | Huawei LUNA2000-10-S0 w/ SUN2000-6KTL-L1 inverter, SmartDongle-WLAN-FE | 6000 | 10 |  |  | Huawei | LUNA2000-10-S0 (LUNA2000-5kW-C0 + 2xLUNA2000-5-EO) | 1 | Huawei | SUN2000-6KTL-L1 | Huawei | SmartDongle-WLAN-FE | [6 empty] | Huawei
2021-05-07 | HBS2528 | Huawei LUNA2000-15-S0 w/ SUN2000-6KTL-L1 inverter, SmartDongle-WLAN-FE | 6000 | 15 |  |  | Huawei | LUNA2000-15-S0 (LUNA2000-5kW-C0 + 3xLUNA2000-5-EO) | 1 | Huawei | SUN2000-6KTL-L1 | Huawei | SmartDongle-WLAN-FE | [6 empty] | Huawei
2021-05-07 | HBS2529 | Huawei LUNA2000-5-S0 w/ SUN2000-5KTL-M0 inverter, SmartDongle-WLAN-FE | 5000 | 5 |  |  | Huawei | LUNA2000-5-S0 (LUNA2000-5kW-C0 + 1xLUNA2000-5-EO) | 1 | Huawei | SUN2000-5KTL-M0 | Huawei | SmartDongle-WLAN-FE | [6 empty] | Huawei
2021-05-07 | HBS2530 | Huawei LUNA2000-10-S0 w/ SUN2000-5KTL-M0 inverter, SmartDongle-WLAN-FE | 5000 | 10 |  |  | Huawei | LUNA2000-10-S0 (LUNA2000-5kW-C0 + 2xLUNA2000-5-EO) | 1 | Huawei | SUN2000-5KTL-M0 | Huawei | SmartDongle-WLAN-FE | [6 empty] | Huawei
2021-05-07 | HBS2531 | Huawei LUNA2000-15-S0 w/ SUN2000-5KTL-M0 inverter, SmartDongle-WLAN-FE | 5000 | 15 |  |  | Huawei | LUNA2000-15-S0 (LUNA2000-5kW-C0 + 3xLUNA2000-5-EO) | 1 | Huawei | SUN2000-5KTL-M0 | Huawei | SmartDongle-WLAN-FE | [6 empty] | Huawei
2021-05-07 | HBS2532 | Huawei LUNA2000-5-S0 w/ SUN2000-6KTL-M0 inverter, SmartDongle-WLAN-FE | 6000 | 5 |  |  | Huawei | LUNA2000-5-S0 (LUNA2000-5kW-C0 + 1xLUNA2000-5-EO) | 1 | Huawei | SUN2000-6KTL-M0 | Huawei | SmartDongle-WLAN-FE | [6 empty] | Huawei
2021-05-07 | HBS2533 | Huawei LUNA2000-10-S0 w/ SUN2000-6KTL-M0 inverter, SmartDongle-WLAN-FE | 6000 | 10 |  |  | Huawei | LUNA2000-10-S0 (LUNA2000-5kW-C0 + 2xLUNA2000-5-EO) | 1 | Huawei | SUN2000-6KTL-M0 | Huawei | SmartDongle-WLAN-FE | [6 empty] | Huawei
2021-05-07 | HBS2534 | Huawei LUNA2000-15-S0 w/ SUN2000-6KTL-M0 inverter, SmartDongle-WLAN-FE | 6000 | 15 |  |  | Huawei | LUNA2000-15-S0 (LUNA2000-5kW-C0 + 3xLUNA2000-5-EO) | 1 | Huawei | SUN2000-6KTL-M0 | Huawei | SmartDongle-WLAN-FE | [6 empty] | Huawei
2021-05-07 | HBS2535 | Huawei LUNA2000-5-S0 w/ SUN2000-5KTL-M1 inverter, SmartDongle-WLAN-FE | 5000 | 5 |  |  | Huawei | LUNA2000-5-S0 (LUNA2000-5kW-C0 + 1xLUNA2000-5-EO) | 1 | Huawei | SUN2000-5KTL-M1 | Huawei | SmartDongle-WLAN-FE | [6 empty] | Huawei
2021-05-07 | HBS2536 | Huawei LUNA2000-10-S0 w/ SUN2000-5KTL-M1 inverter, SmartDongle-WLAN-FE | 5000 | 10 |  |  | Huawei | LUNA2000-10-S0 (LUNA2000-5kW-C0 + 2xLUNA2000-5-EO) | 1 | Huawei | SUN2000-5KTL-M1 | Huawei | SmartDongle-WLAN-FE | [6 empty] | Huawei
2021-05-07 | HBS2537 | Huawei LUNA2000-15-S0 w/ SUN2000-5KTL-M1 inverter, SmartDongle-WLAN-FE | 5000 | 15 |  |  | Huawei | LUNA2000-15-S0 (LUNA2000-5kW-C0 + 3xLUNA2000-5-EO) | 1 | Huawei | SUN2000-5KTL-M1 | Huawei | SmartDongle-WLAN-FE | [6 empty] | Huawei
2021-05-07 | HBS2538 | Huawei LUNA2000-5-S0 w/ SUN2000-6KTL-M1 inverter, SmartDongle-WLAN-FE | 6000 | 5 |  |  | Huawei | LUNA2000-5-S0 (LUNA2000-5kW-C0 + 1xLUNA2000-5-EO) | 1 | Huawei | SUN2000-6KTL-M1 | Huawei | SmartDongle-WLAN-FE | [6 empty] | Huawei
2021-05-07 | HBS2539 | Huawei LUNA2000-10-S0 w/ SUN2000-6KTL-M1 inverter, SmartDongle-WLAN-FE | 6000 | 10 |  |  | Huawei | LUNA2000-10-S0 (LUNA2000-5kW-C0 + 2xLUNA2000-5-EO) | 1 | Huawei | SUN2000-6KTL-M1 | Huawei | SmartDongle-WLAN-FE | [6 empty] | Huawei
2021-05-07 | HBS2540 | Huawei LUNA2000-15-S0 w/ SUN2000-6KTL-M1 inverter, SmartDongle-WLAN-FE | 6000 | 15 |  |  | Huawei | LUNA2000-15-S0 (LUNA2000-5kW-C0 + 3xLUNA2000-5-EO) | 1 | Huawei | SUN2000-6KTL-M1 | Huawei | SmartDongle-WLAN-FE | [6 empty] | Huawei
2021-05-11 | HBS2565 | Soluna 10K Pack HV w/ GoodWe GW5KL-ET inverter | 5000 | 8 |  |  | Soluna | Soluna 10K Pack HV | 1 | GoodWe | GW5KL-ET | [8 empty] | Soluna
2021-05-11 | HBS2566 | Soluna 10K Pack HV w/ GoodWe GW6KL-ET inverter | 6000 | 8 |  |  | Soluna | Soluna 10K Pack HV | 1 | GoodWe | GW6KL-ET | [8 empty] | Soluna
2021-05-11 | HBS2567 | Soluna 10K Pack HV w/ GoodWe GW8KL-ET inverter | 8000 | 8 |  |  | Soluna | Soluna 10K Pack HV | 1 | GoodWe | GW8KL-ET | [8 empty] | Soluna
2021-05-11 | HBS2568 | Soluna 10K Pack HV w/ GoodWe GW10KL-ET inverter | 10000 | 8 |  |  | Soluna | Soluna 10K Pack HV | 1 | GoodWe | GW10KL-ET | [8 empty] | Soluna
2021-05-11 | HBS2569 | Soluna 10K Pack HV w/ GoodWe GW3600-EH inverter | 3600 | 8 |  |  | Soluna | Soluna 10K Pack HV | 1 | GoodWe | GW3600-EH | [8 empty] | Soluna
2021-05-11 | HBS2570 | Soluna 10K Pack HV w/ GoodWe GW5000-EH inverter | 5000 | 8 |  |  | Soluna | Soluna 10K Pack HV | 1 | GoodWe | GW5000-EH | [8 empty] | Soluna
2021-05-11 | HBS2571 | Soluna 10K Pack HV w/ GoodWe GW6000-EH inverter | 6000 | 8 |  |  | Soluna | Soluna 10K Pack HV | 1 | GoodWe | GW6000-EH | [8 empty] | Soluna
2021-05-14 | HBS2575 | Zenaji AEON A48-40 (x4) w/ Selectronic SPMC480-AU inverter, Select.live | 3500 | 7.6 |  |  | Zenaji | A48-40 | 4 | Selectronic | SPMC480-AU | Selectronic | Select.live | [6 empty] | Zenaji
2021-05-14 | HBS2576 | Zenaji AEON A48-40 (x5) w/ Selectronic SPMC480-AU inverter, Select.live | 3500 | 9.5 |  |  | Zenaji | A48-40 | 5 | Selectronic | SPMC480-AU | Selectronic | Select.live | [6 empty] | Zenaji
2021-05-14 | HBS2577 | Zenaji AEON A48-40 (x6) w/ Selectronic SPMC480-AU inverter, Select.live | 3500 | 11.4 |  |  | Zenaji | A48-40 | 6 | Selectronic | SPMC480-AU | Selectronic | Select.live | [6 empty] | Zenaji
2021-05-14 | HBS2578 | Zenaji AEON A48-40 (x7) w/ Selectronic SPMC480-AU inverter, Select.live | 3500 | 13.3 |  |  | Zenaji | A48-40 | 7 | Selectronic | SPMC480-AU | Selectronic | Select.live | [6 empty] | Zenaji
2021-05-14 | HBS2579 | Zenaji AEON A48-40 (x8) w/ Selectronic SPMC480-AU inverter, Select.live | 3500 | 15.2 |  |  | Zenaji | A48-40 | 8 | Selectronic | SPMC480-AU | Selectronic | Select.live | [6 empty] | Zenaji
2021-05-14 | HBS2580 | Zenaji AEON A48-40 (x9) w/ Selectronic SPMC480-AU inverter, Select.live | 3500 | 17.1 |  |  | Zenaji | A48-40 | 9 | Selectronic | SPMC480-AU | Selectronic | Select.live | [6 empty] | Zenaji
2021-05-14 | HBS2581 | Zenaji AEON A48-40 (x10) w/ Selectronic SPMC480-AU inverter, Select.live | 3500 | 19 |  |  | Zenaji | A48-40 | 10 | Selectronic | SPMC480-AU | Selectronic | Select.live | [6 empty] | Zenaji
2021-05-14 | HBS2585 | Zenaji AEON A48-40 (x4) w/ Selectronic SPMC481-AU inverter, Select.live | 5000 | 7.6 |  |  | Zenaji | A48-40 | 4 | Selectronic | SPMC481-AU | Selectronic | Select.live | [6 empty] | Zenaji
2021-05-14 | HBS2586 | Zenaji AEON A48-40 (x5) w/ Selectronic SPMC481-AU inverter, Select.live | 5000 | 9.5 |  |  | Zenaji | A48-40 | 5 | Selectronic | SPMC481-AU | Selectronic | Select.live | [6 empty] | Zenaji
2021-05-14 | HBS2587 | Zenaji AEON A48-40 (x6) w/ Selectronic SPMC481-AU inverter, Select.live | 5000 | 11.4 |  |  | Zenaji | A48-40 | 6 | Selectronic | SPMC481-AU | Selectronic | Select.live | [6 empty] | Zenaji
2021-05-14 | HBS2588 | Zenaji AEON A48-40 (x7) w/ Selectronic SPMC481-AU inverter, Select.live | 5000 | 13.3 |  |  | Zenaji | A48-40 | 7 | Selectronic | SPMC481-AU | Selectronic | Select.live | [6 empty] | Zenaji
2021-05-14 | HBS2589 | Zenaji AEON A48-40 (x8) w/ Selectronic SPMC481-AU inverter, Select.live | 5000 | 15.2 |  |  | Zenaji | A48-40 | 8 | Selectronic | SPMC481-AU | Selectronic | Select.live | [6 empty] | Zenaji
2021-05-14 | HBS2590 | Zenaji AEON A48-40 (x9) w/ Selectronic SPMC481-AU inverter, Select.live | 5000 | 17.1 |  |  | Zenaji | A48-40 | 9 | Selectronic | SPMC481-AU | Selectronic | Select.live | [6 empty] | Zenaji
2021-05-14 | HBS2591 | Zenaji AEON A48-40 (x10) w/ Selectronic SPMC481-AU inverter, Select.live | 5000 | 19 |  |  | Zenaji | A48-40 | 10 | Selectronic | SPMC481-AU | Selectronic | Select.live | [6 empty] | Zenaji
2021-05-14 | HBS2595 | Zenaji AEON A48-40 (x4) w/ Selectronic SPMC482-AU inverter, Select.live | 7500 | 7.6 |  |  | Zenaji | A48-40 | 4 | Selectronic | SPMC482-AU | Selectronic | Select.live | [6 empty] | Zenaji
2021-05-14 | HBS2596 | Zenaji AEON A48-40 (x5) w/ Selectronic SPMC482-AU inverter, Select.live | 7500 | 9.5 |  |  | Zenaji | A48-40 | 5 | Selectronic | SPMC482-AU | Selectronic | Select.live | [6 empty] | Zenaji
2021-05-14 | HBS2597 | Zenaji AEON A48-40 (x6) w/ Selectronic SPMC482-AU inverter, Select.live | 7500 | 11.4 |  |  | Zenaji | A48-40 | 6 | Selectronic | SPMC482-AU | Selectronic | Select.live | [6 empty] | Zenaji
2021-05-14 | HBS2598 | Zenaji AEON A48-40 (x7) w/ Selectronic SPMC482-AU inverter, Select.live | 7500 | 13.3 |  |  | Zenaji | A48-40 | 7 | Selectronic | SPMC482-AU | Selectronic | Select.live | [6 empty] | Zenaji
2021-05-14 | HBS2599 | Zenaji AEON A48-40 (x8) w/ Selectronic SPMC482-AU inverter, Select.live | 7500 | 15.2 |  |  | Zenaji | A48-40 | 8 | Selectronic | SPMC482-AU | Selectronic | Select.live | [6 empty] | Zenaji
2021-05-14 | HBS2600 | Zenaji AEON A48-40 (x9) w/ Selectronic SPMC482-AU inverter, Select.live | 7500 | 17.1 |  |  | Zenaji | A48-40 | 9 | Selectronic | SPMC482-AU | Selectronic | Select.live | [6 empty] | Zenaji
2021-05-14 | HBS2601 | Zenaji AEON A48-40 (x10) w/ Selectronic SPMC482-AU inverter, Select.live | 7500 | 19 |  |  | Zenaji | A48-40 | 10 | Selectronic | SPMC482-AU | Selectronic | Select.live | [6 empty] | Zenaji
2021-05-17 | HBS2605 | Zenaji AEON A48-40 (x4) w/ Victron MultiPlus-II 48/5000/70-50 inverter and GX device, SwitchDin 'smart controller' | 5000 | 7.6 |  |  | Zenaji | A48-40 | 4 | Victron | MultiPlus-II 48/5000/70-50 | SwitchDin | Droplet |  |  | Victron | Venus GX |  |  | Zenaji
2021-05-17 | HBS2606 | Zenaji AEON A48-40 (x5) w/ Victron MultiPlus-II 48/5000/70-50 inverter and GX device, SwitchDin 'smart controller' | 5000 | 9.5 |  |  | Zenaji | A48-40 | 5 | Victron | MultiPlus-II 48/5000/70-50 | SwitchDin | Droplet |  |  | Victron | Venus GX |  |  | Zenaji
2021-05-17 | HBS2607 | Zenaji AEON A48-40 (x6) w/ Victron MultiPlus-II 48/5000/70-50 inverter and GX device, SwitchDin 'smart controller' | 5000 | 11.4 |  |  | Zenaji | A48-40 | 6 | Victron | MultiPlus-II 48/5000/70-50 | SwitchDin | Droplet |  |  | Victron | Venus GX |  |  | Zenaji
2021-05-17 | HBS2608 | Zenaji AEON A48-40 (x7) w/ Victron MultiPlus-II 48/5000/70-50 inverter and GX device, SwitchDin 'smart controller' | 5000 | 13.3 |  |  | Zenaji | A48-40 | 7 | Victron | MultiPlus-II 48/5000/70-50 | SwitchDin | Droplet |  |  | Victron | Venus GX |  |  | Zenaji
2021-05-17 | HBS2609 | Zenaji AEON A48-40 (x8) w/ Victron MultiPlus-II 48/5000/70-50 inverter and GX device, SwitchDin 'smart controller' | 5000 | 15.2 |  |  | Zenaji | A48-40 | 8 | Victron | MultiPlus-II 48/5000/70-50 | SwitchDin | Droplet |  |  | Victron | Venus GX |  |  | Zenaji
2021-05-17 | HBS2610 | Zenaji AEON A48-40 (x9) w/ Victron MultiPlus-II 48/5000/70-50 inverter and GX device, SwitchDin 'smart controller' | 5000 | 17.1 |  |  | Zenaji | A48-40 | 9 | Victron | MultiPlus-II 48/5000/70-50 | SwitchDin | Droplet |  |  | Victron | Venus GX |  |  | Zenaji
2021-05-17 | HBS2611 | Zenaji AEON A48-40 (x10) w/ Victron MultiPlus-II 48/5000/70-50 inverter and GX device, SwitchDin 'smart controller' | 5000 | 19 |  |  | Zenaji | A48-40 | 10 | Victron | MultiPlus-II 48/5000/70-50 | SwitchDin | Droplet |  |  | Victron | Venus GX |  |  | Zenaji
2021-05-28 | HBS2409 | Pylontech Force-L1-48-148 w/ Sofar Solar HYD 3000-ES inverter | 3000 | 6.4 |  |  | Pylontech | Force-L1-48-148 | 1 | Sofar Solar | HYD 3000-ES | [8 empty] | Pylontech
2021-05-28 | HBS2410 | Pylontech Force-L1-48-222 w/ Sofar Solar HYD 3000-ES inverter | 3000 | 9.6 |  |  | Pylontech | Force-L1-48-222 | 1 | Sofar Solar | HYD 3000-ES | [8 empty] | Pylontech
2021-05-28 | HBS2411 | Pylontech Force-L1-48-296 w/ Sofar Solar HYD 3000-ES inverter | 3000 | 12.8 |  |  | Pylontech | Force-L1-48-296 | 1 | Sofar Solar | HYD 3000-ES | [8 empty] | Pylontech
2021-05-28 | HBS2412 | Pylontech US3000 w/ Sofar Solar HYD 3000-ES inverter | 3000 | 6.4 |  |  | Pylontech | US3000 | 2 | Sofar Solar | HYD 3000-ES | [8 empty] | Pylontech
2021-05-28 | HBS2413 | Pylontech US3000 w/ Sofar Solar HYD 3000-ES inverter | 3000 | 9.6 |  |  | Pylontech | US3000 | 3 | Sofar Solar | HYD 3000-ES | [8 empty] | Pylontech
2021-05-28 | HBS2414 | Pylontech US3000 w/ Sofar Solar HYD 3000-ES inverter | 3000 | 12.8 |  |  | Pylontech | US3000 | 4 | Sofar Solar | HYD 3000-ES | [8 empty] | Pylontech
2021-05-28 | HBS2415 | Pylontech US2000 Plus w/ Sofar Solar HYD 3000-ES inverter | 3000 | 6.6 |  |  | Pylontech | US2000 Plus | 3 | Sofar Solar | HYD 3000-ES | [8 empty] | Pylontech
2021-05-28 | HBS2416 | Pylontech US2000 Plus w/ Sofar Solar HYD 3000-ES inverter | 3000 | 8.8 |  |  | Pylontech | US2000 Plus | 4 | Sofar Solar | HYD 3000-ES | [8 empty] | Pylontech
2021-05-28 | HBS2417 | Pylontech US2000 Plus w/ Sofar Solar HYD 3000-ES inverter | 3000 | 11 |  |  | Pylontech | US2000 Plus | 5 | Sofar Solar | HYD 3000-ES | [8 empty] | Pylontech
2021-05-28 | HBS2418 | Pylontech US2000 Plus w/ Sofar Solar HYD 3000-ES inverter | 3000 | 13.2 |  |  | Pylontech | US2000 Plus | 6 | Sofar Solar | HYD 3000-ES | [8 empty] | Pylontech
2021-05-28 | HBS2419 | Pylontech Force-L1-48-148 w/ Sofar Solar HYD 4000-ES inverter | 4000 | 6.4 |  |  | Pylontech | Force-L1-48-148 | 1 | Sofar Solar | HYD 4000-ES | [8 empty] | Pylontech
2021-05-28 | HBS2420 | Pylontech Force-L1-48-222 w/ Sofar Solar HYD 4000-ES inverter | 4000 | 9.6 |  |  | Pylontech | Force-L1-48-222 | 1 | Sofar Solar | HYD 4000-ES | [8 empty] | Pylontech
2021-05-28 | HBS2421 | Pylontech Force-L1-48-296 w/ Sofar Solar HYD 4000-ES inverter | 4000 | 12.8 |  |  | Pylontech | Force-L1-48-296 | 1 | Sofar Solar | HYD 4000-ES | [8 empty] | Pylontech
2021-05-28 | HBS2422 | Pylontech US3000 w/ Sofar Solar HYD 4000-ES inverter | 4000 | 6.4 |  |  | Pylontech | US3000 | 2 | Sofar Solar | HYD 4000-ES | [8 empty] | Pylontech
2021-05-28 | HBS2423 | Pylontech US3000 w/ Sofar Solar HYD 4000-ES inverter | 4000 | 9.6 |  |  | Pylontech | US3000 | 3 | Sofar Solar | HYD 4000-ES | [8 empty] | Pylontech
2021-05-28 | HBS2424 | Pylontech US3000 w/ Sofar Solar HYD 4000-ES inverter | 4000 | 12.8 |  |  | Pylontech | US3000 | 4 | Sofar Solar | HYD 4000-ES | [8 empty] | Pylontech
2021-05-28 | HBS2425 | Pylontech US2000 Plus w/ Sofar Solar HYD 4000-ES inverter | 4000 | 6.6 |  |  | Pylontech | US2000 Plus | 3 | Sofar Solar | HYD 4000-ES | [8 empty] | Pylontech
2021-05-28 | HBS2426 | Pylontech US2000 Plus w/ Sofar Solar HYD 4000-ES inverter | 4000 | 8.8 |  |  | Pylontech | US2000 Plus | 4 | Sofar Solar | HYD 4000-ES | [8 empty] | Pylontech
2021-05-28 | HBS2427 | Pylontech US2000 Plus w/ Sofar Solar HYD 4000-ES inverter | 4000 | 11 |  |  | Pylontech | US2000 Plus | 5 | Sofar Solar | HYD 4000-ES | [8 empty] | Pylontech
2021-05-28 | HBS2428 | Pylontech US2000 Plus w/ Sofar Solar HYD 4000-ES inverter | 4000 | 13.2 |  |  | Pylontech | US2000 Plus | 6 | Sofar Solar | HYD 4000-ES | [8 empty] | Pylontech
2021-05-28 | HBS2429 | Pylontech Force-L1-48-148 w/ Sofar Solar HYD 5000-ES inverter | 5000 | 6.4 |  |  | Pylontech | Force-L1-48-148 | 1 | Sofar Solar | HYD 5000-ES | [8 empty] | Pylontech
2021-05-28 | HBS2430 | Pylontech Force-L1-48-222 w/ Sofar Solar HYD 5000-ES inverter | 5000 | 9.6 |  |  | Pylontech | Force-L1-48-222 | 1 | Sofar Solar | HYD 5000-ES | [8 empty] | Pylontech
2021-05-28 | HBS2431 | Pylontech Force-L1-48-296 w/ Sofar Solar HYD 5000-ES inverter | 5000 | 12.8 |  |  | Pylontech | Force-L1-48-296 | 1 | Sofar Solar | HYD 5000-ES | [8 empty] | Pylontech
2021-05-28 | HBS2432 | Pylontech US3000 w/ Sofar Solar HYD 5000-ES inverter | 5000 | 6.4 |  |  | Pylontech | US3000 | 2 | Sofar Solar | HYD 5000-ES | [8 empty] | Pylontech
2021-05-28 | HBS2433 | Pylontech US3000 w/ Sofar Solar HYD 5000-ES inverter | 5000 | 9.6 |  |  | Pylontech | US3000 | 3 | Sofar Solar | HYD 5000-ES | [8 empty] | Pylontech
2021-05-28 | HBS2434 | Pylontech US3000 w/ Sofar Solar HYD 5000-ES inverter | 5000 | 12.8 |  |  | Pylontech | US3000 | 4 | Sofar Solar | HYD 5000-ES | [8 empty] | Pylontech
2021-05-28 | HBS2435 | Pylontech US2000 Plus w/ Sofar Solar HYD 5000-ES inverter | 5000 | 6.6 |  |  | Pylontech | US2000 Plus | 3 | Sofar Solar | HYD 5000-ES | [8 empty] | Pylontech
2021-05-28 | HBS2436 | Pylontech US2000 Plus w/ Sofar Solar HYD 5000-ES inverter | 5000 | 8.8 |  |  | Pylontech | US2000 Plus | 4 | Sofar Solar | HYD 5000-ES | [8 empty] | Pylontech
2021-05-28 | HBS2437 | Pylontech US2000 Plus w/ Sofar Solar HYD 5000-ES inverter | 5000 | 11 |  |  | Pylontech | US2000 Plus | 5 | Sofar Solar | HYD 5000-ES | [8 empty] | Pylontech
2021-05-28 | HBS2438 | Pylontech US2000 Plus w/ Sofar Solar HYD 5000-ES inverter | 5000 | 13.2 |  |  | Pylontech | US2000 Plus | 6 | Sofar Solar | HYD 5000-ES | [8 empty] | Pylontech
2021-05-28 | HBS2937 | LG Chem RESU10H (2 off) w/ SolarEdge HD Wave SE10000H-AU0 inverter, SESTI, SE meter | 10000 | 18.6 |  |  | LGChem | RESU10H-R | 2 | SolarEdge | SE10000H-AU000NNU2 | SolarEdge | SE-WND-3Y400-MB-K1 |  |  | SolarEdge |  |  |  | LGChem
2021-06-07 | HBS2938 | Redback SB7200 Smart Battery | 7200 | 6.5 |  |  | Redback | SB7200 | 1 | Redback | [9 empty] | Redback
2021-06-30 | HBS2612 | BYD LVS 4.0 (x1) w/ Sungrow SH5K-30 inverter, Mondo 'smart controller' | 4990 | 4 |  |  | BYD | LVS 4.0 | 1 | Sungrow | SH5K-30 | Mondo | Ubi 3.0 | [6 empty] | BYD
2021-06-30 | HBS2613 | BYD LVS 8.0 (x1) w/ Sungrow SH5K-30 inverter, Mondo 'smart controller' | 4990 | 8 |  |  | BYD | LVS 8.0 | 1 | Sungrow | SH5K-30 | Mondo | Ubi 3.0 | [6 empty] | BYD
2021-06-30 | HBS2614 | BYD LVS 12.0 (x1) w/ Sungrow SH5K-30 inverter, Mondo 'smart controller' | 4990 | 12 |  |  | BYD | LVS 12.0 | 1 | Sungrow | SH5K-30 | Mondo | Ubi 3.0 | [6 empty] | BYD
2021-06-30 | HBS2615 | BYD LVS 16.0 (x1) w/ Sungrow SH5K-30 inverter, Mondo 'smart controller' | 4990 | 16 |  |  | BYD | LVS 16.0 | 1 | Sungrow | SH5K-30 | Mondo | Ubi 3.0 | [6 empty] | BYD
2021-06-30 | HBS2616 | BYD LVS 20.0 (x1) w/ Sungrow SH5K-30 inverter, Mondo 'smart controller' | 4990 | 20 |  |  | BYD | LVS 20.0 | 1 | Sungrow | SH5K-30 | Mondo | Ubi 3.0 | [6 empty] | BYD
2021-06-30 | HBS2617 | BYD LVS 24.0 (x1) w/ Sungrow SH5K-30 inverter, Mondo 'smart controller' | 4990 | 24 |  |  | BYD | LVS 24.0 | 1 | Sungrow | SH5K-30 | Mondo | Ubi 3.0 | [6 empty] | BYD
2021-06-30 | HBS2618 | Sungrow SBP4K8 (x1) w/ Sungrow SH5K-30 inverter, Mondo 'smart controller' | 4990 | 4.6 |  |  | Sungrow | SBP4K8 | 1 | Sungrow | SH5K-30 | Mondo | Ubi 3.0 | [6 empty] | Sungrow
2021-06-30 | HBS2619 | Sungrow SBP4K8 (x2) w/ Sungrow SH5K-30 inverter, Mondo 'smart controller' | 4990 | 9.2 |  |  | Sungrow | SBP4K8 | 2 | Sungrow | SH5K-30 | Mondo | Ubi 3.0 | [6 empty] | Sungrow
2021-06-30 | HBS2620 | Sungrow SBP4K8 (x3) w/ Sungrow SH5K-30 inverter, Mondo 'smart controller' | 4990 | 13.8 |  |  | Sungrow | SBP4K8 | 3 | Sungrow | SH5K-30 | Mondo | Ubi 3.0 | [6 empty] | Sungrow
2021-06-30 | HBS2621 | Sungrow SBP4K8 (x1) w/ Sungrow SH5K-20 inverter, Mondo 'smart controller' | 5000 | 4.6 |  |  | Sungrow | SBP4K8 | 1 | Sungrow | SH5K-20 | Mondo | Ubi 3.0 | [6 empty] | Sungrow
2021-06-30 | HBS2622 | Sungrow SBP4K8 (x2) w/ Sungrow SH5K-20 inverter, Mondo 'smart controller' | 5000 | 9.2 |  |  | Sungrow | SBP4K8 | 2 | Sungrow | SH5K-20 | Mondo | Ubi 3.0 | [6 empty] | Sungrow
2021-06-30 | HBS2623 | Sungrow SBP4K8 (x3) w/ Sungrow SH5K-20 inverter, Mondo 'smart controller' | 5000 | 13.8 |  |  | Sungrow | SBP4K8 | 3 | Sungrow | SH5K-20 | Mondo | Ubi 3.0 | [6 empty] | Sungrow
2021-06-30 | HBS2624 | LG Chem RESU3.3 (x1) w/ Sungrow SH5K-30 inverter, Mondo 'smart controller' | 4990 | 2.9 |  |  | LG Chem | RESU3.3 | 1 | Sungrow | SH5K-30 | Mondo | Ubi 3.0 | [6 empty] | LG Chem
2021-06-30 | HBS2625 | LG Chem RESU6.5 (x1) w/ Sungrow SH5K-30 inverter, Mondo 'smart controller' | 4990 | 5.9 |  |  | LG Chem | RESU6.5 | 1 | Sungrow | SH5K-30 | Mondo | Ubi 3.0 | [6 empty] | LG Chem
2021-06-30 | HBS2626 | LG Chem RESU10 (x1) w/ Sungrow SH5K-30 inverter, Mondo 'smart controller' | 4990 | 8.8 |  |  | LG Chem | RESU10 | 1 | Sungrow | SH5K-30 | Mondo | Ubi 3.0 | [6 empty] | LG Chem
2021-06-30 | HBS2627 | LG Chem RESU6.5 (x2) w/ Sungrow SH5K-30 inverter, Mondo 'smart controller' | 4990 | 11.8 |  |  | LG Chem | RESU6.5 | 2 | Sungrow | SH5K-30 | Mondo | Ubi 3.0 | [6 empty] | LG Chem
2021-06-30 | HBS2628 | LG Chem RESU6.5, RESU10 (x2) w/ Sungrow SH5K-30 inverter, Mondo 'smart controller' | 4990 | 14.7 |  |  | LG Chem | RESU6.5, RESU10 | 2 | Sungrow | SH5K-30 | Mondo | Ubi 3.0 | [6 empty] | LG Chem
2021-06-30 | HBS2629 | LG Chem RESU10 (x2) w/ Sungrow SH5K-30 inverter, Mondo 'smart controller' | 4990 | 17.6 |  |  | LG Chem | RESU10 | 2 | Sungrow | SH5K-30 | Mondo | Ubi 3.0 | [6 empty] | LG Chem
2021-06-30 | HBS2630 | LG Chem RESU13 (x1) w/ Sungrow SH5K-30 inverter, Mondo 'smart controller' | 4990 | 12.4 |  |  | LG Chem | RESU13 | 1 | Sungrow | SH5K-30 | Mondo | Ubi 3.0 | [6 empty] | LG Chem
2021-06-30 | HBS2631 | LG Chem RESU10H (x1) w/ Sungrow SH10RT inverter, Mondo 'smart controller' | 10000 | 9.3 |  |  | LG Chem | RESU10H | 1 | Sungrow | SH10RT | Mondo | Ubi 3.0 | [6 empty] | LG Chem
2021-06-30 | HBS2632 | LG Chem RESU3.3 (x1) w/ Sungrow SH5K-20 inverter, Mondo 'smart controller' | 5000 | 2.9 |  |  | LG Chem | RESU3.3 | 1 | Sungrow | SH5K-20 | Mondo | Ubi 3.0 | [6 empty] | LG Chem
2021-06-30 | HBS2633 | LG Chem RESU6.5 (x1) w/ Sungrow SH5K-20 inverter, Mondo 'smart controller' | 5000 | 5.9 |  |  | LG Chem | RESU6.5 | 1 | Sungrow | SH5K-20 | Mondo | Ubi 3.0 | [6 empty] | LG Chem
2021-06-30 | HBS2634 | LG Chem RESU10 (x1) w/ Sungrow SH5K-20 inverter, Mondo 'smart controller' | 5000 | 8.8 |  |  | LG Chem | RESU10 | 1 | Sungrow | SH5K-20 | Mondo | Ubi 3.0 | [6 empty] | LG Chem
2021-06-30 | HBS2635 | LG Chem RESU6.5 (x2) w/ Sungrow SH5K-20 inverter, Mondo 'smart controller' | 5000 | 11.8 |  |  | LG Chem | RESU6.5 | 2 | Sungrow | SH5K-20 | Mondo | Ubi 3.0 | [6 empty] | LG Chem
2021-06-30 | HBS2636 | LG Chem RESU6.5, RESU10 (x2) w/ Sungrow SH5K-20 inverter, Mondo 'smart controller' | 5000 | 14.7 |  |  | LG Chem | RESU6.5, RESU10 | 2 | Sungrow | SH5K-20 | Mondo | Ubi 3.0 | [6 empty] | LG Chem
2021-06-30 | HBS2637 | LG Chem RESU10 (x2) w/ Sungrow SH5K-20 inverter, Mondo 'smart controller' | 5000 | 17.6 |  |  | LG Chem | RESU10 | 2 | Sungrow | SH5K-20 | Mondo | Ubi 3.0 | [6 empty] | LG Chem
2021-06-30 | HBS2638 | LG Chem RESU13 (x1) w/ Sungrow SH5K-20 inverter, Mondo 'smart controller' | 5000 | 12.4 |  |  | LG Chem | RESU13 | 1 | Sungrow | SH5K-20 | Mondo | Ubi 3.0 | [6 empty] | LG Chem
2021-06-30 | HBS2639 | LG Chem RESU13 (x2) w/ Sungrow SH5K-20 inverter, Mondo 'smart controller' | 5000 | 24.8 |  |  | LG Chem | RESU13 | 2 | Sungrow | SH5K-20 | Mondo | Ubi 3.0 | [6 empty] | LG Chem
2021-06-30 | HBS2641 | BYD Battery-Box Premium LVL 15.4 (x1) w/ Selectronic SPMC481-AU inverter, Mondo 'smart controller' | 5000 | 15.4 |  |  | BYD | Battery-Box Premium LVL 15.4 | 1 | Selectronic | SPMC481-AU | Mondo | Ubi 3.0 | [6 empty] | BYD
2021-06-30 | HBS2642 | BYD Battery-Box Premium LVL 15.4 (x1) w/ Selectronic SPMC482-AU inverter, Mondo 'smart controller' | 7500 | 15.4 |  |  | BYD | Battery-Box Premium LVL 15.4 | 1 | Selectronic | SPMC482-AU | Mondo | Ubi 3.0 | [6 empty] | BYD
2021-06-30 | HBS2649 | BYD LVS 4.0 (x1) w/ Selectronic SPMC481-AU inverter, Mondo 'smart controller' | 5000 | 4 |  |  | BYD | LVS 4.0 | 1 | Selectronic | SPMC481-AU | Mondo | Ubi 3.0 | [6 empty] | BYD
2021-06-30 | HBS2650 | BYD LVS 8.0 (x1) w/ Selectronic SPMC481-AU inverter, Mondo 'smart controller' | 5000 | 8 |  |  | BYD | LVS 8.0 | 1 | Selectronic | SPMC481-AU | Mondo | Ubi 3.0 | [6 empty] | BYD
2021-06-30 | HBS2651 | BYD LVS 12.0 (x1) w/ Selectronic SPMC481-AU inverter, Mondo 'smart controller' | 5000 | 12 |  |  | BYD | LVS 12.0 | 1 | Selectronic | SPMC481-AU | Mondo | Ubi 3.0 | [6 empty] | BYD
2021-06-30 | HBS2652 | BYD LVS 16.0 (x1) w/ Selectronic SPMC481-AU inverter, Mondo 'smart controller' | 5000 | 16 |  |  | BYD | LVS 16.0 | 1 | Selectronic | SPMC481-AU | Mondo | Ubi 3.0 | [6 empty] | BYD
2021-06-30 | HBS2653 | BYD LVS 20.0 (x1) w/ Selectronic SPMC481-AU inverter, Mondo 'smart controller' | 5000 | 20 |  |  | BYD | LVS 20.0 | 1 | Selectronic | SPMC481-AU | Mondo | Ubi 3.0 | [6 empty] | BYD
2021-06-30 | HBS2654 | BYD LVS 24.0 (x1) w/ Selectronic SPMC481-AU inverter, Mondo 'smart controller' | 5000 | 24 |  |  | BYD | LVS 24.0 | 1 | Selectronic | SPMC481-AU | Mondo | Ubi 3.0 | [6 empty] | BYD
2021-06-30 | HBS2655 | BYD LVS 4.0 (x1) w/ Selectronic SPMC482-AU inverter, Mondo 'smart controller' | 7500 | 4 |  |  | BYD | LVS 4.0 | 1 | Selectronic | SPMC482-AU | Mondo | Ubi 3.0 | [6 empty] | BYD
2021-06-30 | HBS2656 | BYD LVS 8.0 (x1) w/ Selectronic SPMC482-AU inverter, Mondo 'smart controller' | 7500 | 8 |  |  | BYD | LVS 8.0 | 1 | Selectronic | SPMC482-AU | Mondo | Ubi 3.0 | [6 empty] | BYD
2021-06-30 | HBS2657 | BYD LVS 12.0 (x1) w/ Selectronic SPMC482-AU inverter, Mondo 'smart controller' | 7500 | 12 |  |  | BYD | LVS 12.0 | 1 | Selectronic | SPMC482-AU | Mondo | Ubi 3.0 | [6 empty] | BYD
2021-06-30 | HBS2658 | BYD LVS 16.0 (x1) w/ Selectronic SPMC482-AU inverter, Mondo 'smart controller' | 7500 | 16 |  |  | BYD | LVS 16.0 | 1 | Selectronic | SPMC482-AU | Mondo | Ubi 3.0 | [6 empty] | BYD
2021-06-30 | HBS2659 | BYD LVS 20.0 (x1) w/ Selectronic SPMC482-AU inverter, Mondo 'smart controller' | 7500 | 20 |  |  | BYD | LVS 20.0 | 1 | Selectronic | SPMC482-AU | Mondo | Ubi 3.0 | [6 empty] | BYD
2021-06-30 | HBS2660 | BYD LVS 24.0 (x1) w/ Selectronic SPMC482-AU inverter, Mondo 'smart controller' | 7500 | 24 |  |  | BYD | LVS 24.0 | 1 | Selectronic | SPMC482-AU | Mondo | Ubi 3.0 | [6 empty] | BYD
2021-06-30 | HBS2661 | BYD Battery-Box Pro 13.8 (x1) w/ Selectronic SPMC481-AU inverter, Mondo 'smart controller' | 5000 | 13.8 |  |  | BYD | Battery-Box Pro 13.8 | 1 | Selectronic | SPMC481-AU | Mondo | Ubi 3.0 | [6 empty] | BYD
2021-06-30 | HBS2662 | BYD Battery-Box Pro 13.8 (x1) w/ Selectronic SPMC482-AU inverter, Mondo 'smart controller' | 7500 | 13.8 |  |  | BYD | Battery-Box Pro 13.8 | 1 | Selectronic | SPMC482-AU | Mondo | Ubi 3.0 | [6 empty] | BYD
2021-06-30 | HBS2663 | BYD Battery-Box Pro 13.8 (x4) w/ Selectronic SPMC482-AU inverter, Mondo 'smart controller' | 7500 | 55.2 |  |  | BYD | Battery-Box Pro 13.8 | 4 | Selectronic | SPMC482-AU | Mondo | Ubi 3.0 | [6 empty] | BYD
2021-06-30 | HBS2664 | BYD Battery-Box L 3.5(Au) (x1) w/ Selectronic SPMC481-AU inverter, Mondo 'smart controller' | 5000 | 3.5 |  |  | BYD | Battery-Box L 3.5(Au) | 1 | Selectronic | SPMC481-AU | Mondo | Ubi 3.0 | [6 empty] | BYD
2021-06-30 | HBS2665 | BYD Battery-Box L 3.5(Au) (x1) w/ Selectronic SPMC482-AU inverter, Mondo 'smart controller' | 7500 | 3.5 |  |  | BYD | Battery-Box L 3.5(Au) | 1 | Selectronic | SPMC482-AU | Mondo | Ubi 3.0 | [6 empty] | BYD
2021-06-30 | HBS2666 | BYD Battery-Box L 7(Au) (x1) w/ Selectronic SPMC481-AU inverter, Mondo 'smart controller' | 5000 | 7 |  |  | BYD | Battery-Box L 7(Au) | 1 | Selectronic | SPMC481-AU | Mondo | Ubi 3.0 | [6 empty] | BYD
2021-06-30 | HBS2667 | BYD Battery-Box L 7(Au) (x1) w/ Selectronic SPMC482-AU inverter, Mondo 'smart controller' | 7500 | 7 |  |  | BYD | Battery-Box L 7(Au) | 1 | Selectronic | SPMC482-AU | Mondo | Ubi 3.0 | [6 empty] | BYD
2021-06-30 | HBS2668 | BYD Battery-Box L 10.5(Au) (x1) w/ Selectronic SPMC481-AU inverter, Mondo 'smart controller' | 5000 | 10.5 |  |  | BYD | Battery-Box L 10.5(Au) | 1 | Selectronic | SPMC481-AU | Mondo | Ubi 3.0 | [6 empty] | BYD
2021-06-30 | HBS2669 | BYD Battery-Box L 10.5(Au) (x1) w/ Selectronic SPMC482-AU inverter, Mondo 'smart controller' | 7500 | 10.5 |  |  | BYD | Battery-Box L 10.5(Au) | 1 | Selectronic | SPMC482-AU | Mondo | Ubi 3.0 | [6 empty] | BYD
2021-06-30 | HBS2670 | BYD Battery-Box L 14(Au) (x1) w/ Selectronic SPMC481-AU inverter, Mondo 'smart controller' | 5000 | 14 |  |  | BYD | Battery-Box L 14(Au) | 1 | Selectronic | SPMC481-AU | Mondo | Ubi 3.0 | [6 empty] | BYD
2021-06-30 | HBS2671 | BYD Battery-Box L 14(Au) (x1) w/ Selectronic SPMC482-AU inverter, Mondo 'smart controller' | 7500 | 14 |  |  | BYD | Battery-Box L 14(Au) | 1 | Selectronic | SPMC482-AU | Mondo | Ubi 3.0 | [6 empty] | BYD
2021-06-30 | HBS2672 | LG Chem RESU6.5 (x1) w/ Selectronic SPMC481-AU inverter, Mondo 'smart controller' | 5000 | 5.9 |  |  | LG Chem | RESU6.5 | 1 | Selectronic | SPMC481-AU | Mondo | Ubi 3.0 | [6 empty] | LG Chem
2021-06-30 | HBS2673 | LG Chem RESU10 (x1) w/ Selectronic SPMC481-AU inverter, Mondo 'smart controller' | 5000 | 8.8 |  |  | LG Chem | RESU10 | 1 | Selectronic | SPMC481-AU | Mondo | Ubi 3.0 | [6 empty] | LG Chem
2021-06-30 | HBS2674 | LG Chem RESU6.5 (x2) w/ Selectronic SPMC481-AU inverter, Mondo 'smart controller' | 5000 | 11.8 |  |  | LG Chem | RESU6.5 | 2 | Selectronic | SPMC481-AU | Mondo | Ubi 3.0 | [6 empty] | LG Chem
2021-06-30 | HBS2675 | LG Chem RESU10 (x2) w/ Selectronic SPMC481-AU inverter, Mondo 'smart controller' | 5000 | 17.6 |  |  | LG Chem | RESU10 | 2 | Selectronic | SPMC481-AU | Mondo | Ubi 3.0 | [6 empty] | LG Chem
2021-06-30 | HBS2676 | LG Chem RESU6.5 (x1) w/ Selectronic SPMC482-AU inverter, Mondo 'smart controller' | 7500 | 5.9 |  |  | LG Chem | RESU6.5 | 1 | Selectronic | SPMC482-AU | Mondo | Ubi 3.0 | [6 empty] | LG Chem
2021-06-30 | HBS2677 | LG Chem RESU10 (x1) w/ Selectronic SPMC482-AU inverter, Mondo 'smart controller' | 7500 | 8.8 |  |  | LG Chem | RESU10 | 1 | Selectronic | SPMC482-AU | Mondo | Ubi 3.0 | [6 empty] | LG Chem
2021-06-30 | HBS2678 | LG Chem RESU6.5 (x2) w/ Selectronic SPMC482-AU inverter, Mondo 'smart controller' | 7500 | 11.8 |  |  | LG Chem | RESU6.5 | 2 | Selectronic | SPMC482-AU | Mondo | Ubi 3.0 | [6 empty] | LG Chem
2021-06-30 | HBS2679 | LG Chem RESU10 (x2) w/ Selectronic SPMC482-AU inverter, Mondo 'smart controller' | 7500 | 17.6 |  |  | LG Chem | RESU10 | 2 | Selectronic | SPMC482-AU | Mondo | Ubi 3.0 | [6 empty] | LG Chem
2021-06-30 | HBS2680 | LG Chem RESU13 (x1) w/ Selectronic SPMC481-AU inverter, Mondo 'smart controller' | 5000 | 12.4 |  |  | LG Chem | RESU13 | 1 | Selectronic | SPMC481-AU | Mondo | Ubi 3.0 | [6 empty] | LG Chem
2021-06-30 | HBS2681 | LG Chem RESU13 (x2) w/ Selectronic SPMC481-AU inverter, Mondo 'smart controller' | 5000 | 24.8 |  |  | LG Chem | RESU13 | 2 | Selectronic | SPMC481-AU | Mondo | Ubi 3.0 | [6 empty] | LG Chem
2021-06-30 | HBS2682 | LG Chem RESU13 (x1) w/ Selectronic SPMC482-AU inverter, Mondo 'smart controller' | 7500 | 12.4 |  |  | LG Chem | RESU13 | 1 | Selectronic | SPMC482-AU | Mondo | Ubi 3.0 | [6 empty] | LG Chem
2021-06-30 | HBS2683 | LG Chem RESU13 (x2) w/ Selectronic SPMC482-AU inverter, Mondo 'smart controller' | 7500 | 24.8 |  |  | LG Chem | RESU13 | 2 | Selectronic | SPMC482-AU | Mondo | Ubi 3.0 | [6 empty] | LG Chem
2021-06-30 | HBS2685 | LG Chem RESU10H-C (x1) w/ SMA SBS5.0-10 inverter, Mondo 'smart controller' | 5000 | 9.3 |  |  | LG Chem | RESU10H-C | 1 | SMA | SBS5.0-10 | Mondo | Ubi 3.0 | [6 empty] | LG Chem
2021-06-30 | HBS2687 | BYD Battery-Box H 6.4(AU) (x1) w/ Fronius Symo Hybrid 3.0-3-S inverter, Mondo 'smart controller' | 3000 | 6.4 |  |  | BYD | Battery-Box H 6.4(AU) | 1 | Fronius | Symo Hybrid 3.0-3-S | Mondo | Ubi 3.0 | [6 empty] | BYD
2021-06-30 | HBS2688 | BYD Battery-Box H 7.7(AU) (x1) w/ Fronius Symo Hybrid 3.0-3-S inverter, Mondo 'smart controller' | 3000 | 7.7 |  |  | BYD | Battery-Box H 7.7(AU) | 1 | Fronius | Symo Hybrid 3.0-3-S | Mondo | Ubi 3.0 | [6 empty] | BYD
2021-06-30 | HBS2689 | BYD Battery-Box H 9.0(AU) (x1) w/ Fronius Symo Hybrid 3.0-3-S inverter, Mondo 'smart controller' | 3000 | 9 |  |  | BYD | Battery-Box H 9.0(AU) | 1 | Fronius | Symo Hybrid 3.0-3-S | Mondo | Ubi 3.0 | [6 empty] | BYD
2021-06-30 | HBS2690 | BYD Battery-Box H 10.2(AU) (x1) w/ Fronius Symo Hybrid 3.0-3-S inverter, Mondo 'smart controller' | 3000 | 10.2 |  |  | BYD | Battery-Box H 10.2(AU) | 1 | Fronius | Symo Hybrid 3.0-3-S | Mondo | Ubi 3.0 | [6 empty] | BYD
2021-06-30 | HBS2691 | BYD Battery-Box H 11.5(AU) (x1) w/ Fronius Symo Hybrid 3.0-3-S inverter, Mondo 'smart controller' | 3000 | 11.5 |  |  | BYD | Battery-Box H 11.5(AU) | 1 | Fronius | Symo Hybrid 3.0-3-S | Mondo | Ubi 3.0 | [6 empty] | BYD
2021-06-30 | HBS2692 | BYD Battery-Box H 6.4(AU) (x1) w/ Fronius Symo Hybrid 4.0-3-S inverter, Mondo 'smart controller' | 4000 | 6.4 |  |  | BYD | Battery-Box H 6.4(AU) | 1 | Fronius | Symo Hybrid 4.0-3-S | Mondo | Ubi 3.0 | [6 empty] | BYD
2021-06-30 | HBS2693 | BYD Battery-Box H 7.7(AU) (x1) w/ Fronius Symo Hybrid 4.0-3-S inverter, Mondo 'smart controller' | 4000 | 7.7 |  |  | BYD | Battery-Box H 7.7(AU) | 1 | Fronius | Symo Hybrid 4.0-3-S | Mondo | Ubi 3.0 | [6 empty] | BYD
2021-06-30 | HBS2694 | BYD Battery-Box H 9.0(AU) (x1) w/ Fronius Symo Hybrid 4.0-3-S inverter, Mondo 'smart controller' | 4000 | 9 |  |  | BYD | Battery-Box H 9.0(AU) | 1 | Fronius | Symo Hybrid 4.0-3-S | Mondo | Ubi 3.0 | [6 empty] | BYD
2021-07-01 | HBS2695 | BYD Battery-Box H 10.2(AU) (x1) w/ Fronius Symo Hybrid 4.0-3-S inverter, Mondo 'smart controller' | 4000 | 10.2 |  |  | BYD | Battery-Box H 10.2(AU) | 1 | Fronius | Symo Hybrid 4.0-3-S | Mondo | Ubi 3.0 | [6 empty] | BYD
2021-07-01 | HBS2696 | BYD Battery-Box H 11.5(AU) (x1) w/ Fronius Symo Hybrid 4.0-3-S inverter, Mondo 'smart controller' | 4000 | 11.5 |  |  | BYD | Battery-Box H 11.5(AU) | 1 | Fronius | Symo Hybrid 4.0-3-S | Mondo | Ubi 3.0 | [6 empty] | BYD
2021-07-01 | HBS2697 | BYD Battery-Box H 6.4(AU) (x1) w/ Fronius Symo Hybrid 5.0-3-S inverter, Mondo 'smart controller' | 5000 | 6.4 |  |  | BYD | Battery-Box H 6.4(AU) | 1 | Fronius | Symo Hybrid 5.0-3-S | Mondo | Ubi 3.0 | [6 empty] | BYD
2021-07-01 | HBS2698 | BYD Battery-Box H 7.7(AU) (x1) w/ Fronius Symo Hybrid 5.0-3-S inverter, Mondo 'smart controller' | 5000 | 7.7 |  |  | BYD | Battery-Box H 7.7(AU) | 1 | Fronius | Symo Hybrid 5.0-3-S | Mondo | Ubi 3.0 | [6 empty] | BYD
2021-07-01 | HBS2699 | BYD Battery-Box H 9.0(AU) (x1) w/ Fronius Symo Hybrid 5.0-3-S inverter, Mondo 'smart controller' | 5000 | 9 |  |  | BYD | Battery-Box H 9.0(AU) | 1 | Fronius | Symo Hybrid 5.0-3-S | Mondo | Ubi 3.0 | [6 empty] | BYD
2021-07-01 | HBS2700 | BYD Battery-Box H 10.2(AU) (x1) w/ Fronius Symo Hybrid 5.0-3-S inverter, Mondo 'smart controller' | 5000 | 10.2 |  |  | BYD | Battery-Box H 10.2(AU) | 1 | Fronius | Symo Hybrid 5.0-3-S | Mondo | Ubi 3.0 | [6 empty] | BYD
2021-07-01 | HBS2701 | BYD Battery-Box H 11.5(AU) (x1) w/ Fronius Symo Hybrid 5.0-3-S inverter, Mondo 'smart controller' | 5000 | 11.5 |  |  | BYD | Battery-Box H 11.5(AU) | 1 | Fronius | Symo Hybrid 5.0-3-S | Mondo | Ubi 3.0 | [6 empty] | BYD
2021-07-01 | HBS2702 | LG Chem RESU10H-R (x1) w/ Fronius Symo Hybrid 3.0-3-S inverter, Mondo 'smart controller' | 3000 | 9.3 |  |  | LG Chem | RESU10H-R | 1 | Fronius | Symo Hybrid 3.0-3-S | Mondo | Ubi 3.0 | [6 empty] | LG Chem
2021-07-01 | HBS2703 | LG Chem RESU10H-R (x1) w/ Fronius Symo Hybrid 4.0-3-S inverter, Mondo 'smart controller' | 4000 | 9.3 |  |  | LG Chem | RESU10H-R | 1 | Fronius | Symo Hybrid 4.0-3-S | Mondo | Ubi 3.0 | [6 empty] | LG Chem
2021-07-01 | HBS2704 | LG Chem RESU10H-R (x1) w/ Fronius Symo Hybrid 5.0-3-S inverter, Mondo 'smart controller' | 5000 | 9.3 |  |  | LG Chem | RESU10H-R | 1 | Fronius | Symo Hybrid 5.0-3-S | Mondo | Ubi 3.0 | [6 empty] | LG Chem
2021-07-01 | HBS2705 | BYD Battery-Box H 5.1(AU) (x1) w/ SMA SBS5.0-10 inverter, Mondo 'smart controller' | 5000 | 5.1 |  |  | BYD | Battery-Box H 5.1(AU) | 1 | SMA | SBS5.0-10 | Mondo | Ubi 3.0 | [6 empty] | BYD
2021-07-01 | HBS2707 | BYD Battery-Box H 6.4(AU) (x1) w/ SMA SBS5.0-10 inverter, Mondo 'smart controller' | 5000 | 6.4 |  |  | BYD | Battery-Box H 6.4(AU) | 1 | SMA | SBS5.0-10 | Mondo | Ubi 3.0 | [6 empty] | BYD
2021-07-01 | HBS2709 | BYD Battery-Box H 7.7(AU) (x1) w/ SMA SBS5.0-10 inverter, Mondo 'smart controller' | 5000 | 7.7 |  |  | BYD | Battery-Box H 7.7(AU) | 1 | SMA | SBS5.0-10 | Mondo | Ubi 3.0 | [6 empty] | BYD
2021-07-01 | HBS2711 | BYD Battery-Box H 9.0(AU) (x1) w/ SMA SBS5.0-10 inverter, Mondo 'smart controller' | 5000 | 9 |  |  | BYD | Battery-Box H 9.0(AU) | 1 | SMA | SBS5.0-10 | Mondo | Ubi 3.0 | [6 empty] | BYD
2021-07-01 | HBS2713 | BYD Battery-Box H 10.2(AU) (x1) w/ SMA SBS5.0-10 inverter, Mondo 'smart controller' | 5000 | 10.2 |  |  | BYD | Battery-Box H 10.2(AU) | 1 | SMA | SBS5.0-10 | Mondo | Ubi 3.0 | [6 empty] | BYD
2021-07-01 | HBS2715 | BYD Battery-Box H 11.5(AU) (x1) w/ SMA SBS5.0-10 inverter, Mondo 'smart controller' | 5000 | 11.5 |  |  | BYD | Battery-Box H 11.5(AU) | 1 | SMA | SBS5.0-10 | Mondo | Ubi 3.0 | [6 empty] | BYD
2021-07-01 | HBS2717 | BYD HVM 8.3 (x1) w/ Fronius Symo Hybrid 3.0-3-S inverter, Mondo 'smart controller' | 3000 | 8.3 |  |  | BYD | HVM 8.3 | 1 | Fronius | Symo Hybrid 3.0-3-S | Mondo | Ubi 3.0 | [6 empty] | BYD
2021-07-01 | HBS2718 | BYD HVM 11.0 (x1) w/ Fronius Symo Hybrid 3.0-3-S inverter, Mondo 'smart controller' | 3000 | 11 |  |  | BYD | HVM 11.0 | 1 | Fronius | Symo Hybrid 3.0-3-S | Mondo | Ubi 3.0 | [6 empty] | BYD
2021-07-01 | HBS2719 | BYD HVM 13.8 (x1) w/ Fronius Symo Hybrid 3.0-3-S inverter, Mondo 'smart controller' | 3000 | 13.8 |  |  | BYD | HVM 13.8 | 1 | Fronius | Symo Hybrid 3.0-3-S | Mondo | Ubi 3.0 | [6 empty] | BYD
2021-07-01 | HBS2720 | BYD HVM 16.6 (x1) w/ Fronius Symo Hybrid 3.0-3-S inverter, Mondo 'smart controller' | 3000 | 16.6 |  |  | BYD | HVM 16.6 | 1 | Fronius | Symo Hybrid 3.0-3-S | Mondo | Ubi 3.0 | [6 empty] | BYD
2021-07-01 | HBS2721 | BYD HVM 19.3 (x1) w/ Fronius Symo Hybrid 3.0-3-S inverter, Mondo 'smart controller' | 3000 | 19.3 |  |  | BYD | HVM 19.3 | 1 | Fronius | Symo Hybrid 3.0-3-S | Mondo | Ubi 3.0 | [6 empty] | BYD
2021-07-01 | HBS2722 | BYD HVM 22.1 (x1) w/ Fronius Symo Hybrid 3.0-3-S inverter, Mondo 'smart controller' | 3000 | 22.1 |  |  | BYD | HVM 22.1 | 1 | Fronius | Symo Hybrid 3.0-3-S | Mondo | Ubi 3.0 | [6 empty] | BYD
2021-07-01 | HBS2723 | BYD HVM 8.3 (x1) w/ Fronius Symo Hybrid 4.0-3-S inverter, Mondo 'smart controller' | 4000 | 8.3 |  |  | BYD | HVM 8.3 | 1 | Fronius | Symo Hybrid 4.0-3-S | Mondo | Ubi 3.0 | [6 empty] | BYD
2021-07-01 | HBS2724 | BYD HVM 11.0 (x1) w/ Fronius Symo Hybrid 4.0-3-S inverter, Mondo 'smart controller' | 4000 | 11 |  |  | BYD | HVM 11.0 | 1 | Fronius | Symo Hybrid 4.0-3-S | Mondo | Ubi 3.0 | [6 empty] | BYD
2021-07-01 | HBS2725 | BYD HVM 13.8 (x1) w/ Fronius Symo Hybrid 4.0-3-S inverter, Mondo 'smart controller' | 4000 | 13.8 |  |  | BYD | HVM 13.8 | 1 | Fronius | Symo Hybrid 4.0-3-S | Mondo | Ubi 3.0 | [6 empty] | BYD
2021-07-01 | HBS2726 | BYD HVM 16.6 (x1) w/ Fronius Symo Hybrid 4.0-3-S inverter, Mondo 'smart controller' | 4000 | 16.6 |  |  | BYD | HVM 16.6 | 1 | Fronius | Symo Hybrid 4.0-3-S | Mondo | Ubi 3.0 | [6 empty] | BYD
2021-07-01 | HBS2727 | BYD HVM 19.3 (x1) w/ Fronius Symo Hybrid 4.0-3-S inverter, Mondo 'smart controller' | 4000 | 19.3 |  |  | BYD | HVM 19.3 | 1 | Fronius | Symo Hybrid 4.0-3-S | Mondo | Ubi 3.0 | [6 empty] | BYD
2021-07-01 | HBS2728 | BYD HVM 22.1 (x1) w/ Fronius Symo Hybrid 4.0-3-S inverter, Mondo 'smart controller' | 4000 | 22.1 |  |  | BYD | HVM 22.1 | 1 | Fronius | Symo Hybrid 4.0-3-S | Mondo | Ubi 3.0 | [6 empty] | BYD
2021-07-01 | HBS2729 | BYD HVM 8.3 (x1) w/ Fronius Symo Hybrid 5.0-3-S inverter, Mondo 'smart controller' | 5000 | 8.3 |  |  | BYD | HVM 8.3 | 1 | Fronius | Symo Hybrid 5.0-3-S | Mondo | Ubi 3.0 | [6 empty] | BYD
2021-07-01 | HBS2730 | BYD HVM 11.0 (x1) w/ Fronius Symo Hybrid 5.0-3-S inverter, Mondo 'smart controller' | 5000 | 11 |  |  | BYD | HVM 11.0 | 1 | Fronius | Symo Hybrid 5.0-3-S | Mondo | Ubi 3.0 | [6 empty] | BYD
2021-07-01 | HBS2731 | BYD HVM 13.8 (x1) w/ Fronius Symo Hybrid 5.0-3-S inverter, Mondo 'smart controller' | 5000 | 13.8 |  |  | BYD | HVM 13.8 | 1 | Fronius | Symo Hybrid 5.0-3-S | Mondo | Ubi 3.0 | [6 empty] | BYD
2021-07-01 | HBS2732 | BYD HVM 16.6 (x1) w/ Fronius Symo Hybrid 5.0-3-S inverter, Mondo 'smart controller' | 5000 | 16.6 |  |  | BYD | HVM 16.6 | 1 | Fronius | Symo Hybrid 5.0-3-S | Mondo | Ubi 3.0 | [6 empty] | BYD
2021-07-01 | HBS2733 | BYD HVM 19.3 (x1) w/ Fronius Symo Hybrid 5.0-3-S inverter, Mondo 'smart controller' | 5000 | 19.3 |  |  | BYD | HVM 19.3 | 1 | Fronius | Symo Hybrid 5.0-3-S | Mondo | Ubi 3.0 | [6 empty] | BYD
2021-07-01 | HBS2734 | BYD HVM 22.1 (x1) w/ Fronius Symo Hybrid 5.0-3-S inverter, Mondo 'smart controller' | 5000 | 22.1 |  |  | BYD | HVM 22.1 | 1 | Fronius | Symo Hybrid 5.0-3-S | Mondo | Ubi 3.0 | [6 empty] | BYD
2021-07-01 | HBS2735 | BYD HVS 12.8 (x1) w/ Fronius Symo GEN24 6.0 Plus inverter, Mondo 'smart controller' | 6000 | 12.8 |  |  | BYD | HVS 12.8 | 1 | Fronius | Symo GEN24 6.0 Plus | Mondo | Ubi 3.0 | [6 empty] | BYD
2021-07-01 | HBS2736 | BYD HVS 7.7 (x1) w/ Fronius Symo GEN24 6.0 Plus inverter, Mondo 'smart controller' | 6000 | 7.7 |  |  | BYD | HVS 7.7 | 1 | Fronius | Symo GEN24 6.0 Plus | Mondo | Ubi 3.0 | [6 empty] | BYD
2021-07-01 | HBS2737 | BYD HVS 10.2 (x1) w/ Fronius Symo GEN24 6.0 Plus inverter, Mondo 'smart controller' | 6000 | 10.2 |  |  | BYD | HVS 10.2 | 1 | Fronius | Symo GEN24 6.0 Plus | Mondo | Ubi 3.0 | [6 empty] | BYD
2021-07-01 | HBS2738 | BYD HVS 12.8 (x2) w/ Fronius Symo GEN24 6.0 Plus inverter, Mondo 'smart controller' | 6000 | 25.6 |  |  | BYD | HVS 12.8 | 2 | Fronius | Symo GEN24 6.0 Plus | Mondo | Ubi 3.0 | [6 empty] | BYD
2021-07-01 | HBS2739 | BYD HVS 7.7 (x2) w/ Fronius Symo GEN24 6.0 Plus inverter, Mondo 'smart controller' | 6000 | 15.4 |  |  | BYD | HVS 7.7 | 2 | Fronius | Symo GEN24 6.0 Plus | Mondo | Ubi 3.0 | [6 empty] | BYD
2021-07-01 | HBS2740 | BYD HVS 10.2 (x2) w/ Fronius Symo GEN24 6.0 Plus inverter, Mondo 'smart controller' | 6000 | 20.4 |  |  | BYD | HVS 10.2 | 2 | Fronius | Symo GEN24 6.0 Plus | Mondo | Ubi 3.0 | [6 empty] | BYD
2021-07-01 | HBS2741 | BYD HVS 12.8 (x3) w/ Fronius Symo GEN24 6.0 Plus inverter, Mondo 'smart controller' | 6000 | 38.4 |  |  | BYD | HVS 12.8 | 3 | Fronius | Symo GEN24 6.0 Plus | Mondo | Ubi 3.0 | [6 empty] | BYD
2021-07-01 | HBS2742 | BYD HVS 7.7 (x3) w/ Fronius Symo GEN24 6.0 Plus inverter, Mondo 'smart controller' | 6000 | 23.1 |  |  | BYD | HVS 7.7 | 3 | Fronius | Symo GEN24 6.0 Plus | Mondo | Ubi 3.0 | [6 empty] | BYD
2021-07-01 | HBS2743 | BYD HVS 10.2 (x3) w/ Fronius Symo GEN24 6.0 Plus inverter, Mondo 'smart controller' | 6000 | 30.6 |  |  | BYD | HVS 10.2 | 3 | Fronius | Symo GEN24 6.0 Plus | Mondo | Ubi 3.0 | [6 empty] | BYD
2021-07-01 | HBS2744 | BYD HVM 11.0 (x1) w/ Fronius Symo GEN24 6.0 Plus inverter, Mondo 'smart controller' | 6000 | 11 |  |  | BYD | HVM 11.0 | 1 | Fronius | Symo GEN24 6.0 Plus | Mondo | Ubi 3.0 | [6 empty] | BYD
2021-07-01 | HBS2745 | BYD HVM 13.8 (x1) w/ Fronius Symo GEN24 6.0 Plus inverter, Mondo 'smart controller' | 6000 | 13.8 |  |  | BYD | HVM 13.8 | 1 | Fronius | Symo GEN24 6.0 Plus | Mondo | Ubi 3.0 | [6 empty] | BYD
2021-07-01 | HBS2746 | BYD HVM 16.6 (x1) w/ Fronius Symo GEN24 6.0 Plus inverter, Mondo 'smart controller' | 6000 | 16.6 |  |  | BYD | HVM 16.6 | 1 | Fronius | Symo GEN24 6.0 Plus | Mondo | Ubi 3.0 | [6 empty] | BYD
2021-07-01 | HBS2747 | BYD HVM 19.3 (x1) w/ Fronius Symo GEN24 6.0 Plus inverter, Mondo 'smart controller' | 6000 | 19.3 |  |  | BYD | HVM 19.3 | 1 | Fronius | Symo GEN24 6.0 Plus | Mondo | Ubi 3.0 | [6 empty] | BYD
2021-07-01 | HBS2748 | BYD HVM 22.1 (x1) w/ Fronius Symo GEN24 6.0 Plus inverter, Mondo 'smart controller' | 6000 | 22.1 |  |  | BYD | HVM 22.1 | 1 | Fronius | Symo GEN24 6.0 Plus | Mondo | Ubi 3.0 | [6 empty] | BYD
2021-07-01 | HBS2749 | BYD HVM 11.0 (x2) w/ Fronius Symo GEN24 6.0 Plus inverter, Mondo 'smart controller' | 6000 | 22 |  |  | BYD | HVM 11.0 | 2 | Fronius | Symo GEN24 6.0 Plus | Mondo | Ubi 3.0 | [6 empty] | BYD
2021-07-01 | HBS2750 | BYD HVM 13.8 (x2) w/ Fronius Symo GEN24 6.0 Plus inverter, Mondo 'smart controller' | 6000 | 27.6 |  |  | BYD | HVM 13.8 | 2 | Fronius | Symo GEN24 6.0 Plus | Mondo | Ubi 3.0 | [6 empty] | BYD
2021-07-01 | HBS2751 | BYD HVM 16.6 (x2) w/ Fronius Symo GEN24 6.0 Plus inverter, Mondo 'smart controller' | 6000 | 33.2 |  |  | BYD | HVM 16.6 | 2 | Fronius | Symo GEN24 6.0 Plus | Mondo | Ubi 3.0 | [6 empty] | BYD
2021-07-01 | HBS2752 | BYD HVM 19.3 (x2) w/ Fronius Symo GEN24 6.0 Plus inverter, Mondo 'smart controller' | 6000 | 38.6 |  |  | BYD | HVM 19.3 | 2 | Fronius | Symo GEN24 6.0 Plus | Mondo | Ubi 3.0 | [6 empty] | BYD
2021-07-01 | HBS2753 | BYD HVM 22.1 (x2) w/ Fronius Symo GEN24 6.0 Plus inverter, Mondo 'smart controller' | 6000 | 44.2 |  |  | BYD | HVM 22.1 | 2 | Fronius | Symo GEN24 6.0 Plus | Mondo | Ubi 3.0 | [6 empty] | BYD
2021-07-01 | HBS2754 | BYD HVM 11.0 (x3) w/ Fronius Symo GEN24 6.0 Plus inverter, Mondo 'smart controller' | 6000 | 33 |  |  | BYD | HVM 11.0 | 3 | Fronius | Symo GEN24 6.0 Plus | Mondo | Ubi 3.0 | [6 empty] | BYD
2021-07-01 | HBS2755 | BYD HVM 13.8 (x3) w/ Fronius Symo GEN24 6.0 Plus inverter, Mondo 'smart controller' | 6000 | 41.4 |  |  | BYD | HVM 13.8 | 3 | Fronius | Symo GEN24 6.0 Plus | Mondo | Ubi 3.0 | [6 empty] | BYD
2021-07-01 | HBS2756 | BYD HVM 16.6 (x3) w/ Fronius Symo GEN24 6.0 Plus inverter, Mondo 'smart controller' | 6000 | 49.8 |  |  | BYD | HVM 16.6 | 3 | Fronius | Symo GEN24 6.0 Plus | Mondo | Ubi 3.0 | [6 empty] | BYD
2021-07-01 | HBS2757 | BYD HVM 19.3 (x3) w/ Fronius Symo GEN24 6.0 Plus inverter, Mondo 'smart controller' | 6000 | 57.9 |  |  | BYD | HVM 19.3 | 3 | Fronius | Symo GEN24 6.0 Plus | Mondo | Ubi 3.0 | [6 empty] | BYD
2021-07-01 | HBS2758 | BYD HVS 12.8 (x1) w/ Fronius Symo GEN24 8.0 Plus inverter, Mondo 'smart controller' | 8000 | 12.8 |  |  | BYD | HVS 12.8 | 1 | Fronius | Symo GEN24 8.0 Plus | Mondo | Ubi 3.0 | [6 empty] | BYD
2021-07-01 | HBS2759 | BYD HVS 7.7 (x1) w/ Fronius Symo GEN24 8.0 Plus inverter, Mondo 'smart controller' | 8000 | 7.7 |  |  | BYD | HVS 7.7 | 1 | Fronius | Symo GEN24 8.0 Plus | Mondo | Ubi 3.0 | [6 empty] | BYD
2021-07-01 | HBS2760 | BYD HVS 10.2 (x1) w/ Fronius Symo GEN24 8.0 Plus inverter, Mondo 'smart controller' | 8000 | 10.2 |  |  | BYD | HVS 10.2 | 1 | Fronius | Symo GEN24 8.0 Plus | Mondo | Ubi 3.0 | [6 empty] | BYD
2021-07-01 | HBS2761 | BYD HVS 12.8 (x2) w/ Fronius Symo GEN24 8.0 Plus inverter, Mondo 'smart controller' | 8000 | 25.6 |  |  | BYD | HVS 12.8 | 2 | Fronius | Symo GEN24 8.0 Plus | Mondo | Ubi 3.0 | [6 empty] | BYD
2021-07-01 | HBS2762 | BYD HVS 7.7 (x2) w/ Fronius Symo GEN24 8.0 Plus inverter, Mondo 'smart controller' | 8000 | 15.4 |  |  | BYD | HVS 7.7 | 2 | Fronius | Symo GEN24 8.0 Plus | Mondo | Ubi 3.0 | [6 empty] | BYD
2021-07-01 | HBS2763 | BYD HVS 10.2 (x2) w/ Fronius Symo GEN24 8.0 Plus inverter, Mondo 'smart controller' | 8000 | 20.4 |  |  | BYD | HVS 10.2 | 2 | Fronius | Symo GEN24 8.0 Plus | Mondo | Ubi 3.0 | [6 empty] | BYD
2021-07-01 | HBS2764 | BYD HVS 12.8 (x3) w/ Fronius Symo GEN24 8.0 Plus inverter, Mondo 'smart controller' | 8000 | 38.4 |  |  | BYD | HVS 12.8 | 3 | Fronius | Symo GEN24 8.0 Plus | Mondo | Ubi 3.0 | [6 empty] | BYD
2021-07-01 | HBS2765 | BYD HVS 7.7 (x3) w/ Fronius Symo GEN24 8.0 Plus inverter, Mondo 'smart controller' | 8000 | 23.1 |  |  | BYD | HVS 7.7 | 3 | Fronius | Symo GEN24 8.0 Plus | Mondo | Ubi 3.0 | [6 empty] | BYD
2021-07-01 | HBS2766 | BYD HVS 10.2 (x3) w/ Fronius Symo GEN24 8.0 Plus inverter, Mondo 'smart controller' | 8000 | 30.6 |  |  | BYD | HVS 10.2 | 3 | Fronius | Symo GEN24 8.0 Plus | Mondo | Ubi 3.0 | [6 empty] | BYD
2021-07-01 | HBS2767 | BYD HVM 11.0 (x1) w/ Fronius Symo GEN24 8.0 Plus inverter, Mondo 'smart controller' | 8000 | 11 |  |  | BYD | HVM 11.0 | 1 | Fronius | Symo GEN24 8.0 Plus | Mondo | Ubi 3.0 | [6 empty] | BYD
2021-07-01 | HBS2768 | BYD HVM 13.8 (x1) w/ Fronius Symo GEN24 8.0 Plus inverter, Mondo 'smart controller' | 8000 | 13.8 |  |  | BYD | HVM 13.8 | 1 | Fronius | Symo GEN24 8.0 Plus | Mondo | Ubi 3.0 | [6 empty] | BYD
2021-07-01 | HBS2769 | BYD HVM 16.6 (x1) w/ Fronius Symo GEN24 8.0 Plus inverter, Mondo 'smart controller' | 8000 | 16.6 |  |  | BYD | HVM 16.6 | 1 | Fronius | Symo GEN24 8.0 Plus | Mondo | Ubi 3.0 | [6 empty] | BYD
2021-07-01 | HBS2770 | BYD HVM 19.3 (x1) w/ Fronius Symo GEN24 8.0 Plus inverter, Mondo 'smart controller' | 8000 | 19.3 |  |  | BYD | HVM 19.3 | 1 | Fronius | Symo GEN24 8.0 Plus | Mondo | Ubi 3.0 | [6 empty] | BYD
2021-07-01 | HBS2771 | BYD HVM 22.1 (x1) w/ Fronius Symo GEN24 8.0 Plus inverter, Mondo 'smart controller' | 8000 | 22.1 |  |  | BYD | HVM 22.1 | 1 | Fronius | Symo GEN24 8.0 Plus | Mondo | Ubi 3.0 | [6 empty] | BYD
2021-07-01 | HBS2772 | BYD HVM 11.0 (x2) w/ Fronius Symo GEN24 8.0 Plus inverter, Mondo 'smart controller' | 8000 | 22 |  |  | BYD | HVM 11.0 | 2 | Fronius | Symo GEN24 8.0 Plus | Mondo | Ubi 3.0 | [6 empty] | BYD
2021-07-01 | HBS2773 | BYD HVM 13.8 (x2) w/ Fronius Symo GEN24 8.0 Plus inverter, Mondo 'smart controller' | 8000 | 27.6 |  |  | BYD | HVM 13.8 | 2 | Fronius | Symo GEN24 8.0 Plus | Mondo | Ubi 3.0 | [6 empty] | BYD
2021-07-01 | HBS2774 | BYD HVM 16.6 (x2) w/ Fronius Symo GEN24 8.0 Plus inverter, Mondo 'smart controller' | 8000 | 33.2 |  |  | BYD | HVM 16.6 | 2 | Fronius | Symo GEN24 8.0 Plus | Mondo | Ubi 3.0 | [6 empty] | BYD
2021-07-01 | HBS2775 | BYD HVM 19.3 (x2) w/ Fronius Symo GEN24 8.0 Plus inverter, Mondo 'smart controller' | 8000 | 38.6 |  |  | BYD | HVM 19.3 | 2 | Fronius | Symo GEN24 8.0 Plus | Mondo | Ubi 3.0 | [6 empty] | BYD
2021-07-01 | HBS2776 | BYD HVM 22.1 (x2) w/ Fronius Symo GEN24 8.0 Plus inverter, Mondo 'smart controller' | 8000 | 44.2 |  |  | BYD | HVM 22.1 | 2 | Fronius | Symo GEN24 8.0 Plus | Mondo | Ubi 3.0 | [6 empty] | BYD
2021-07-01 | HBS2777 | BYD HVM 11.0 (x3) w/ Fronius Symo GEN24 8.0 Plus inverter, Mondo 'smart controller' | 8000 | 33 |  |  | BYD | HVM 11.0 | 3 | Fronius | Symo GEN24 8.0 Plus | Mondo | Ubi 3.0 | [6 empty] | BYD
2021-07-01 | HBS2778 | BYD HVM 13.8 (x3) w/ Fronius Symo GEN24 8.0 Plus inverter, Mondo 'smart controller' | 8000 | 41.4 |  |  | BYD | HVM 13.8 | 3 | Fronius | Symo GEN24 8.0 Plus | Mondo | Ubi 3.0 | [6 empty] | BYD
2021-07-01 | HBS2779 | BYD HVM 16.6 (x3) w/ Fronius Symo GEN24 8.0 Plus inverter, Mondo 'smart controller' | 8000 | 49.8 |  |  | BYD | HVM 16.6 | 3 | Fronius | Symo GEN24 8.0 Plus | Mondo | Ubi 3.0 | [6 empty] | BYD
2021-07-01 | HBS2780 | BYD HVM 19.3 (x3) w/ Fronius Symo GEN24 8.0 Plus inverter, Mondo 'smart controller' | 8000 | 57.9 |  |  | BYD | HVM 19.3 | 3 | Fronius | Symo GEN24 8.0 Plus | Mondo | Ubi 3.0 | [6 empty] | BYD
2021-07-01 | HBS2781 | BYD HVS 12.8 (x1) w/ Fronius Symo GEN24 10.0 Plus inverter, Mondo 'smart controller' | 10000 | 12.8 |  |  | BYD | HVS 12.8 | 1 | Fronius | Symo GEN24 10.0 Plus | Mondo | Ubi 3.0 | [6 empty] | BYD
2021-07-01 | HBS2782 | BYD HVS 7.7 (x1) w/ Fronius Symo GEN24 10.0 Plus inverter, Mondo 'smart controller' | 10000 | 7.7 |  |  | BYD | HVS 7.7 | 1 | Fronius | Symo GEN24 10.0 Plus | Mondo | Ubi 3.0 | [6 empty] | BYD
2021-07-01 | HBS2783 | BYD HVS 10.2 (x1) w/ Fronius Symo GEN24 10.0 Plus inverter, Mondo 'smart controller' | 10000 | 10.2 |  |  | BYD | HVS 10.2 | 1 | Fronius | Symo GEN24 10.0 Plus | Mondo | Ubi 3.0 | [6 empty] | BYD
2021-07-01 | HBS2784 | BYD HVS 12.8 (x2) w/ Fronius Symo GEN24 10.0 Plus inverter, Mondo 'smart controller' | 10000 | 25.6 |  |  | BYD | HVS 12.8 | 2 | Fronius | Symo GEN24 10.0 Plus | Mondo | Ubi 3.0 | [6 empty] | BYD
2021-07-01 | HBS2785 | BYD HVS 7.7 (x2) w/ Fronius Symo GEN24 10.0 Plus inverter, Mondo 'smart controller' | 10000 | 15.4 |  |  | BYD | HVS 7.7 | 2 | Fronius | Symo GEN24 10.0 Plus | Mondo | Ubi 3.0 | [6 empty] | BYD
2021-07-01 | HBS2786 | BYD HVS 10.2 (x2) w/ Fronius Symo GEN24 10.0 Plus inverter, Mondo 'smart controller' | 10000 | 20.4 |  |  | BYD | HVS 10.2 | 2 | Fronius | Symo GEN24 10.0 Plus | Mondo | Ubi 3.0 | [6 empty] | BYD
2021-07-01 | HBS2787 | BYD HVS 12.8 (x3) w/ Fronius Symo GEN24 10.0 Plus inverter, Mondo 'smart controller' | 10000 | 38.4 |  |  | BYD | HVS 12.8 | 3 | Fronius | Symo GEN24 10.0 Plus | Mondo | Ubi 3.0 | [6 empty] | BYD
2021-07-01 | HBS2788 | BYD HVS 7.7 (x3) w/ Fronius Symo GEN24 10.0 Plus inverter, Mondo 'smart controller' | 10000 | 23.1 |  |  | BYD | HVS 7.7 | 3 | Fronius | Symo GEN24 10.0 Plus | Mondo | Ubi 3.0 | [6 empty] | BYD
2021-07-01 | HBS2789 | BYD HVS 10.2 (x3) w/ Fronius Symo GEN24 10.0 Plus inverter, Mondo 'smart controller' | 10000 | 30.6 |  |  | BYD | HVS 10.2 | 3 | Fronius | Symo GEN24 10.0 Plus | Mondo | Ubi 3.0 | [6 empty] | BYD
2021-07-01 | HBS2790 | BYD HVM 11.0 (x1) w/ Fronius Symo GEN24 10.0 Plus inverter, Mondo 'smart controller' | 10000 | 11 |  |  | BYD | HVM 11.0 | 1 | Fronius | Symo GEN24 10.0 Plus | Mondo | Ubi 3.0 | [6 empty] | BYD
2021-07-01 | HBS2791 | BYD HVM 13.8 (x1) w/ Fronius Symo GEN24 10.0 Plus inverter, Mondo 'smart controller' | 10000 | 13.8 |  |  | BYD | HVM 13.8 | 1 | Fronius | Symo GEN24 10.0 Plus | Mondo | Ubi 3.0 | [6 empty] | BYD
2021-07-01 | HBS2792 | BYD HVM 16.6 (x1) w/ Fronius Symo GEN24 10.0 Plus inverter, Mondo 'smart controller' | 10000 | 16.6 |  |  | BYD | HVM 16.6 | 1 | Fronius | Symo GEN24 10.0 Plus | Mondo | Ubi 3.0 | [6 empty] | BYD
2021-07-01 | HBS2793 | BYD HVM 19.3 (x1) w/ Fronius Symo GEN24 10.0 Plus inverter, Mondo 'smart controller' | 10000 | 19.3 |  |  | BYD | HVM 19.3 | 1 | Fronius | Symo GEN24 10.0 Plus | Mondo | Ubi 3.0 | [6 empty] | BYD
2021-07-01 | HBS2794 | BYD HVM 22.1 (x1) w/ Fronius Symo GEN24 10.0 Plus inverter, Mondo 'smart controller' | 10000 | 22.1 |  |  | BYD | HVM 22.1 | 1 | Fronius | Symo GEN24 10.0 Plus | Mondo | Ubi 3.0 | [6 empty] | BYD
2021-07-01 | HBS2795 | BYD HVM 11.0 (x2) w/ Fronius Symo GEN24 10.0 Plus inverter, Mondo 'smart controller' | 10000 | 22 |  |  | BYD | HVM 11.0 | 2 | Fronius | Symo GEN24 10.0 Plus | Mondo | Ubi 3.0 | [6 empty] | BYD
2021-07-01 | HBS2796 | BYD HVM 13.8 (x2) w/ Fronius Symo GEN24 10.0 Plus inverter, Mondo 'smart controller' | 10000 | 27.6 |  |  | BYD | HVM 13.8 | 2 | Fronius | Symo GEN24 10.0 Plus | Mondo | Ubi 3.0 | [6 empty] | BYD
2021-07-01 | HBS2797 | BYD HVM 16.6 (x2) w/ Fronius Symo GEN24 10.0 Plus inverter, Mondo 'smart controller' | 10000 | 33.2 |  |  | BYD | HVM 16.6 | 2 | Fronius | Symo GEN24 10.0 Plus | Mondo | Ubi 3.0 | [6 empty] | BYD
2021-07-01 | HBS2798 | BYD HVM 19.3 (x2) w/ Fronius Symo GEN24 10.0 Plus inverter, Mondo 'smart controller' | 10000 | 38.6 |  |  | BYD | HVM 19.3 | 2 | Fronius | Symo GEN24 10.0 Plus | Mondo | Ubi 3.0 | [6 empty] | BYD
2021-07-01 | HBS2799 | BYD HVM 22.1 (x2) w/ Fronius Symo GEN24 10.0 Plus inverter, Mondo 'smart controller' | 10000 | 44.2 |  |  | BYD | HVM 22.1 | 2 | Fronius | Symo GEN24 10.0 Plus | Mondo | Ubi 3.0 | [6 empty] | BYD
2021-07-01 | HBS2800 | BYD HVM 11.0 (x3) w/ Fronius Symo GEN24 10.0 Plus inverter, Mondo 'smart controller' | 10000 | 33 |  |  | BYD | HVM 11.0 | 3 | Fronius | Symo GEN24 10.0 Plus | Mondo | Ubi 3.0 | [6 empty] | BYD
2021-07-01 | HBS2801 | BYD HVM 13.8 (x3) w/ Fronius Symo GEN24 10.0 Plus inverter, Mondo 'smart controller' | 10000 | 41.4 |  |  | BYD | HVM 13.8 | 3 | Fronius | Symo GEN24 10.0 Plus | Mondo | Ubi 3.0 | [6 empty] | BYD
2021-07-01 | HBS2802 | BYD HVM 16.6 (x3) w/ Fronius Symo GEN24 10.0 Plus inverter, Mondo 'smart controller' | 10000 | 49.8 |  |  | BYD | HVM 16.6 | 3 | Fronius | Symo GEN24 10.0 Plus | Mondo | Ubi 3.0 | [6 empty] | BYD
2021-07-01 | HBS2803 | BYD HVM 19.3 (x3) w/ Fronius Symo GEN24 10.0 Plus inverter, Mondo 'smart controller' | 10000 | 57.9 |  |  | BYD | HVM 19.3 | 3 | Fronius | Symo GEN24 10.0 Plus | Mondo | Ubi 3.0 | [6 empty] | BYD
2021-07-01 | HBS2804 | BYD HVS 12.8 (x1) w/ Fronius Primo GEN24 3.0 Plus inverter, Mondo 'smart controller' | 3000 | 12.8 |  |  | BYD | HVS 12.8 | 1 | Fronius | Primo GEN24 3.0 Plus | Mondo | Ubi 3.0 | [6 empty] | BYD
2021-07-01 | HBS2805 | BYD HVS 7.7 (x1) w/ Fronius Primo GEN24 3.0 Plus inverter, Mondo 'smart controller' | 3000 | 7.7 |  |  | BYD | HVS 7.7 | 1 | Fronius | Primo GEN24 3.0 Plus | Mondo | Ubi 3.0 | [6 empty] | BYD
2021-07-01 | HBS2806 | BYD HVS 12.8 (x2) w/ Fronius Primo GEN24 3.0 Plus inverter, Mondo 'smart controller' | 3000 | 25.6 |  |  | BYD | HVS 12.8 | 2 | Fronius | Primo GEN24 3.0 Plus | Mondo | Ubi 3.0 | [6 empty] | BYD
2021-07-01 | HBS2807 | BYD HVS 7.7 (x2) w/ Fronius Primo GEN24 3.0 Plus inverter, Mondo 'smart controller' | 3000 | 15.4 |  |  | BYD | HVS 7.7 | 2 | Fronius | Primo GEN24 3.0 Plus | Mondo | Ubi 3.0 | [6 empty] | BYD
2021-07-01 | HBS2808 | BYD HVS 12.8 (x3) w/ Fronius Primo GEN24 3.0 Plus inverter, Mondo 'smart controller' | 3000 | 38.4 |  |  | BYD | HVS 12.8 | 3 | Fronius | Primo GEN24 3.0 Plus | Mondo | Ubi 3.0 | [6 empty] | BYD
2021-07-01 | HBS2809 | BYD HVS 7.7 (x3) w/ Fronius Primo GEN24 3.0 Plus inverter, Mondo 'smart controller' | 3000 | 23.1 |  |  | BYD | HVS 7.7 | 3 | Fronius | Primo GEN24 3.0 Plus | Mondo | Ubi 3.0 | [6 empty] | BYD
2021-07-01 | HBS2810 | BYD HVM 11.0 (x1) w/ Fronius Primo GEN24 3.0 Plus inverter, Mondo 'smart controller' | 3000 | 11 |  |  | BYD | HVM 11.0 | 1 | Fronius | Primo GEN24 3.0 Plus | Mondo | Ubi 3.0 | [6 empty] | BYD
2021-07-01 | HBS2811 | BYD HVM 13.8 (x1) w/ Fronius Primo GEN24 3.0 Plus inverter, Mondo 'smart controller' | 3000 | 13.8 |  |  | BYD | HVM 13.8 | 1 | Fronius | Primo GEN24 3.0 Plus | Mondo | Ubi 3.0 | [6 empty] | BYD
2021-07-01 | HBS2812 | BYD HVM 16.6 (x1) w/ Fronius Primo GEN24 3.0 Plus inverter, Mondo 'smart controller' | 3000 | 16.6 |  |  | BYD | HVM 16.6 | 1 | Fronius | Primo GEN24 3.0 Plus | Mondo | Ubi 3.0 | [6 empty] | BYD
2021-07-01 | HBS2813 | BYD HVM 19.3 (x1) w/ Fronius Primo GEN24 3.0 Plus inverter, Mondo 'smart controller' | 3000 | 19.3 |  |  | BYD | HVM 19.3 | 1 | Fronius | Primo GEN24 3.0 Plus | Mondo | Ubi 3.0 | [6 empty] | BYD
2021-07-01 | HBS2814 | BYD HVM 11.0 (x2) w/ Fronius Primo GEN24 3.0 Plus inverter, Mondo 'smart controller' | 3000 | 22 |  |  | BYD | HVM 11.0 | 2 | Fronius | Primo GEN24 3.0 Plus | Mondo | Ubi 3.0 | [6 empty] | BYD
2021-07-01 | HBS2815 | BYD HVM 13.8 (x2) w/ Fronius Primo GEN24 3.0 Plus inverter, Mondo 'smart controller' | 3000 | 27.6 |  |  | BYD | HVM 13.8 | 2 | Fronius | Primo GEN24 3.0 Plus | Mondo | Ubi 3.0 | [6 empty] | BYD
2021-07-01 | HBS2816 | BYD HVM 16.6 (x2) w/ Fronius Primo GEN24 3.0 Plus inverter, Mondo 'smart controller' | 3000 | 33.2 |  |  | BYD | HVM 16.6 | 2 | Fronius | Primo GEN24 3.0 Plus | Mondo | Ubi 3.0 | [6 empty] | BYD
2021-07-01 | HBS2817 | BYD HVM 19.3 (x2) w/ Fronius Primo GEN24 3.0 Plus inverter, Mondo 'smart controller' | 3000 | 38.6 |  |  | BYD | HVM 19.3 | 2 | Fronius | Primo GEN24 3.0 Plus | Mondo | Ubi 3.0 | [6 empty] | BYD
2021-07-01 | HBS2818 | BYD HVM 11.0 (x3) w/ Fronius Primo GEN24 3.0 Plus inverter, Mondo 'smart controller' | 3000 | 33 |  |  | BYD | HVM 11.0 | 3 | Fronius | Primo GEN24 3.0 Plus | Mondo | Ubi 3.0 | [6 empty] | BYD
2021-07-01 | HBS2819 | BYD HVM 13.8 (x3) w/ Fronius Primo GEN24 3.0 Plus inverter, Mondo 'smart controller' | 3000 | 41.4 |  |  | BYD | HVM 13.8 | 3 | Fronius | Primo GEN24 3.0 Plus | Mondo | Ubi 3.0 | [6 empty] | BYD
2021-07-01 | HBS2820 | BYD HVM 16.6 (x3) w/ Fronius Primo GEN24 3.0 Plus inverter, Mondo 'smart controller' | 3000 | 49.8 |  |  | BYD | HVM 16.6 | 3 | Fronius | Primo GEN24 3.0 Plus | Mondo | Ubi 3.0 | [6 empty] | BYD
2021-07-01 | HBS2821 | BYD HVM 19.3 (x3) w/ Fronius Primo GEN24 3.0 Plus inverter, Mondo 'smart controller' | 3000 | 57.9 |  |  | BYD | HVM 19.3 | 3 | Fronius | Primo GEN24 3.0 Plus | Mondo | Ubi 3.0 | [6 empty] | BYD
2021-07-01 | HBS2822 | BYD HVS 12.8 (x1) w/ Fronius Primo GEN24 3.6 Plus inverter, Mondo 'smart controller' | 3680 | 12.8 |  |  | BYD | HVS 12.8 | 1 | Fronius | Primo GEN24 3.6 Plus | Mondo | Ubi 3.0 | [6 empty] | BYD
2021-07-01 | HBS2823 | BYD HVS 7.7 (x1) w/ Fronius Primo GEN24 3.6 Plus inverter, Mondo 'smart controller' | 3680 | 7.7 |  |  | BYD | HVS 7.7 | 1 | Fronius | Primo GEN24 3.6 Plus | Mondo | Ubi 3.0 | [6 empty] | BYD
2021-07-01 | HBS2824 | BYD HVS 12.8 (x2) w/ Fronius Primo GEN24 3.6 Plus inverter, Mondo 'smart controller' | 3680 | 25.6 |  |  | BYD | HVS 12.8 | 2 | Fronius | Primo GEN24 3.6 Plus | Mondo | Ubi 3.0 | [6 empty] | BYD
2021-07-01 | HBS2825 | BYD HVS 7.7 (x2) w/ Fronius Primo GEN24 3.6 Plus inverter, Mondo 'smart controller' | 3680 | 15.4 |  |  | BYD | HVS 7.7 | 2 | Fronius | Primo GEN24 3.6 Plus | Mondo | Ubi 3.0 | [6 empty] | BYD
2021-07-01 | HBS2826 | BYD HVS 12.8 (x3) w/ Fronius Primo GEN24 3.6 Plus inverter, Mondo 'smart controller' | 3680 | 38.4 |  |  | BYD | HVS 12.8 | 3 | Fronius | Primo GEN24 3.6 Plus | Mondo | Ubi 3.0 | [6 empty] | BYD
2021-07-01 | HBS2827 | BYD HVS 7.7 (x3) w/ Fronius Primo GEN24 3.6 Plus inverter, Mondo 'smart controller' | 3680 | 23.1 |  |  | BYD | HVS 7.7 | 3 | Fronius | Primo GEN24 3.6 Plus | Mondo | Ubi 3.0 | [6 empty] | BYD
2021-07-01 | HBS2828 | BYD HVM 11.0 (x1) w/ Fronius Primo GEN24 3.6 Plus inverter, Mondo 'smart controller' | 3680 | 11 |  |  | BYD | HVM 11.0 | 1 | Fronius | Primo GEN24 3.6 Plus | Mondo | Ubi 3.0 | [6 empty] | BYD
2021-07-01 | HBS2829 | BYD HVM 13.8 (x1) w/ Fronius Primo GEN24 3.6 Plus inverter, Mondo 'smart controller' | 3680 | 13.8 |  |  | BYD | HVM 13.8 | 1 | Fronius | Primo GEN24 3.6 Plus | Mondo | Ubi 3.0 | [6 empty] | BYD
2021-07-01 | HBS2830 | BYD HVM 16.6 (x1) w/ Fronius Primo GEN24 3.6 Plus inverter, Mondo 'smart controller' | 3680 | 16.6 |  |  | BYD | HVM 16.6 | 1 | Fronius | Primo GEN24 3.6 Plus | Mondo | Ubi 3.0 | [6 empty] | BYD
2021-07-01 | HBS2831 | BYD HVM 19.3 (x1) w/ Fronius Primo GEN24 3.6 Plus inverter, Mondo 'smart controller' | 3680 | 19.3 |  |  | BYD | HVM 19.3 | 1 | Fronius | Primo GEN24 3.6 Plus | Mondo | Ubi 3.0 | [6 empty] | BYD
2021-07-01 | HBS2832 | BYD HVM 11.0 (x2) w/ Fronius Primo GEN24 3.6 Plus inverter, Mondo 'smart controller' | 3680 | 22 |  |  | BYD | HVM 11.0 | 2 | Fronius | Primo GEN24 3.6 Plus | Mondo | Ubi 3.0 | [6 empty] | BYD
2021-07-01 | HBS2833 | BYD HVM 13.8 (x2) w/ Fronius Primo GEN24 3.6 Plus inverter, Mondo 'smart controller' | 3680 | 27.6 |  |  | BYD | HVM 13.8 | 2 | Fronius | Primo GEN24 3.6 Plus | Mondo | Ubi 3.0 | [6 empty] | BYD
2021-07-01 | HBS2834 | BYD HVM 16.6 (x2) w/ Fronius Primo GEN24 3.6 Plus inverter, Mondo 'smart controller' | 3680 | 33.2 |  |  | BYD | HVM 16.6 | 2 | Fronius | Primo GEN24 3.6 Plus | Mondo | Ubi 3.0 | [6 empty] | BYD
2021-07-01 | HBS2835 | BYD HVM 19.3 (x2) w/ Fronius Primo GEN24 3.6 Plus inverter, Mondo 'smart controller' | 3680 | 38.6 |  |  | BYD | HVM 19.3 | 2 | Fronius | Primo GEN24 3.6 Plus | Mondo | Ubi 3.0 | [6 empty] | BYD
2021-07-01 | HBS2836 | BYD HVM 11.0 (x3) w/ Fronius Primo GEN24 3.6 Plus inverter, Mondo 'smart controller' | 3680 | 33 |  |  | BYD | HVM 11.0 | 3 | Fronius | Primo GEN24 3.6 Plus | Mondo | Ubi 3.0 | [6 empty] | BYD
2021-07-01 | HBS2837 | BYD HVM 13.8 (x3) w/ Fronius Primo GEN24 3.6 Plus inverter, Mondo 'smart controller' | 3680 | 41.4 |  |  | BYD | HVM 13.8 | 3 | Fronius | Primo GEN24 3.6 Plus | Mondo | Ubi 3.0 | [6 empty] | BYD
2021-07-01 | HBS2838 | BYD HVM 16.6 (x3) w/ Fronius Primo GEN24 3.6 Plus inverter, Mondo 'smart controller' | 3680 | 49.8 |  |  | BYD | HVM 16.6 | 3 | Fronius | Primo GEN24 3.6 Plus | Mondo | Ubi 3.0 | [6 empty] | BYD
2021-07-01 | HBS2839 | BYD HVM 19.3 (x3) w/ Fronius Primo GEN24 3.6 Plus inverter, Mondo 'smart controller' | 3680 | 57.9 |  |  | BYD | HVM 19.3 | 3 | Fronius | Primo GEN24 3.6 Plus | Mondo | Ubi 3.0 | [6 empty] | BYD
2021-07-01 | HBS2840 | BYD HVS 12.8 (x1) w/ Fronius Primo GEN24 4.0 Plus inverter, Mondo 'smart controller' | 4000 | 12.8 |  |  | BYD | HVS 12.8 | 1 | Fronius | Primo GEN24 4.0 Plus | Mondo | Ubi 3.0 | [6 empty] | BYD
2021-07-01 | HBS2841 | BYD HVS 7.7 (x1) w/ Fronius Primo GEN24 4.0 Plus inverter, Mondo 'smart controller' | 4000 | 7.7 |  |  | BYD | HVS 7.7 | 1 | Fronius | Primo GEN24 4.0 Plus | Mondo | Ubi 3.0 | [6 empty] | BYD
2021-07-01 | HBS2842 | BYD HVS 12.8 (x2) w/ Fronius Primo GEN24 4.0 Plus inverter, Mondo 'smart controller' | 4000 | 25.6 |  |  | BYD | HVS 12.8 | 2 | Fronius | Primo GEN24 4.0 Plus | Mondo | Ubi 3.0 | [6 empty] | BYD
2021-07-01 | HBS2843 | BYD HVS 7.7 (x2) w/ Fronius Primo GEN24 4.0 Plus inverter, Mondo 'smart controller' | 4000 | 15.4 |  |  | BYD | HVS 7.7 | 2 | Fronius | Primo GEN24 4.0 Plus | Mondo | Ubi 3.0 | [6 empty] | BYD
2021-07-01 | HBS2844 | BYD HVS 12.8 (x3) w/ Fronius Primo GEN24 4.0 Plus inverter, Mondo 'smart controller' | 4000 | 38.4 |  |  | BYD | HVS 12.8 | 3 | Fronius | Primo GEN24 4.0 Plus | Mondo | Ubi 3.0 | [6 empty] | BYD
2021-07-01 | HBS2845 | BYD HVS 7.7 (x3) w/ Fronius Primo GEN24 4.0 Plus inverter, Mondo 'smart controller' | 4000 | 23.1 |  |  | BYD | HVS 7.7 | 3 | Fronius | Primo GEN24 4.0 Plus | Mondo | Ubi 3.0 | [6 empty] | BYD
2021-07-01 | HBS2846 | BYD HVM 11.0 (x1) w/ Fronius Primo GEN24 4.0 Plus inverter, Mondo 'smart controller' | 4000 | 11 |  |  | BYD | HVM 11.0 | 1 | Fronius | Primo GEN24 4.0 Plus | Mondo | Ubi 3.0 | [6 empty] | BYD
2021-07-01 | HBS2847 | BYD HVM 13.8 (x1) w/ Fronius Primo GEN24 4.0 Plus inverter, Mondo 'smart controller' | 4000 | 13.8 |  |  | BYD | HVM 13.8 | 1 | Fronius | Primo GEN24 4.0 Plus | Mondo | Ubi 3.0 | [6 empty] | BYD
2021-07-01 | HBS2848 | BYD HVM 16.6 (x1) w/ Fronius Primo GEN24 4.0 Plus inverter, Mondo 'smart controller' | 4000 | 16.6 |  |  | BYD | HVM 16.6 | 1 | Fronius | Primo GEN24 4.0 Plus | Mondo | Ubi 3.0 | [6 empty] | BYD
2021-07-01 | HBS2849 | BYD HVM 19.3 (x1) w/ Fronius Primo GEN24 4.0 Plus inverter, Mondo 'smart controller' | 4000 | 19.3 |  |  | BYD | HVM 19.3 | 1 | Fronius | Primo GEN24 4.0 Plus | Mondo | Ubi 3.0 | [6 empty] | BYD
2021-07-01 | HBS2850 | BYD HVM 11.0 (x2) w/ Fronius Primo GEN24 4.0 Plus inverter, Mondo 'smart controller' | 4000 | 22 |  |  | BYD | HVM 11.0 | 2 | Fronius | Primo GEN24 4.0 Plus | Mondo | Ubi 3.0 | [6 empty] | BYD
2021-07-01 | HBS2851 | BYD HVM 13.8 (x2) w/ Fronius Primo GEN24 4.0 Plus inverter, Mondo 'smart controller' | 4000 | 27.6 |  |  | BYD | HVM 13.8 | 2 | Fronius | Primo GEN24 4.0 Plus | Mondo | Ubi 3.0 | [6 empty] | BYD
2021-07-01 | HBS2852 | BYD HVM 16.6 (x2) w/ Fronius Primo GEN24 4.0 Plus inverter, Mondo 'smart controller' | 4000 | 33.2 |  |  | BYD | HVM 16.6 | 2 | Fronius | Primo GEN24 4.0 Plus | Mondo | Ubi 3.0 | [6 empty] | BYD
2021-07-01 | HBS2853 | BYD HVM 19.3 (x2) w/ Fronius Primo GEN24 4.0 Plus inverter, Mondo 'smart controller' | 4000 | 38.6 |  |  | BYD | HVM 19.3 | 2 | Fronius | Primo GEN24 4.0 Plus | Mondo | Ubi 3.0 | [6 empty] | BYD
2021-07-01 | HBS2854 | BYD HVM 11.0 (x3) w/ Fronius Primo GEN24 4.0 Plus inverter, Mondo 'smart controller' | 4000 | 33 |  |  | BYD | HVM 11.0 | 3 | Fronius | Primo GEN24 4.0 Plus | Mondo | Ubi 3.0 | [6 empty] | BYD
2021-07-01 | HBS2855 | BYD HVM 13.8 (x3) w/ Fronius Primo GEN24 4.0 Plus inverter, Mondo 'smart controller' | 4000 | 41.4 |  |  | BYD | HVM 13.8 | 3 | Fronius | Primo GEN24 4.0 Plus | Mondo | Ubi 3.0 | [6 empty] | BYD
2021-07-01 | HBS2856 | BYD HVM 16.6 (x3) w/ Fronius Primo GEN24 4.0 Plus inverter, Mondo 'smart controller' | 4000 | 49.8 |  |  | BYD | HVM 16.6 | 3 | Fronius | Primo GEN24 4.0 Plus | Mondo | Ubi 3.0 | [6 empty] | BYD
2021-07-01 | HBS2857 | BYD HVM 19.3 (x3) w/ Fronius Primo GEN24 4.0 Plus inverter, Mondo 'smart controller' | 4000 | 57.9 |  |  | BYD | HVM 19.3 | 3 | Fronius | Primo GEN24 4.0 Plus | Mondo | Ubi 3.0 | [6 empty] | BYD
2021-07-01 | HBS2858 | BYD HVS 12.8 (x1) w/ Fronius Primo GEN24 4.6 Plus inverter, Mondo 'smart controller' | 4600 | 12.8 |  |  | BYD | HVS 12.8 | 1 | Fronius | Primo GEN24 4.6 Plus | Mondo | Ubi 3.0 | [6 empty] | BYD
2021-07-01 | HBS2859 | BYD HVS 7.7 (x1) w/ Fronius Primo GEN24 4.6 Plus inverter, Mondo 'smart controller' | 4600 | 7.7 |  |  | BYD | HVS 7.7 | 1 | Fronius | Primo GEN24 4.6 Plus | Mondo | Ubi 3.0 | [6 empty] | BYD
2021-07-01 | HBS2860 | BYD HVS 12.8 (x2) w/ Fronius Primo GEN24 4.6 Plus inverter, Mondo 'smart controller' | 4600 | 25.6 |  |  | BYD | HVS 12.8 | 2 | Fronius | Primo GEN24 4.6 Plus | Mondo | Ubi 3.0 | [6 empty] | BYD
2021-07-01 | HBS2861 | BYD HVS 7.7 (x2) w/ Fronius Primo GEN24 4.6 Plus inverter, Mondo 'smart controller' | 4600 | 15.4 |  |  | BYD | HVS 7.7 | 2 | Fronius | Primo GEN24 4.6 Plus | Mondo | Ubi 3.0 | [6 empty] | BYD
2021-07-01 | HBS2862 | BYD HVS 12.8 (x3) w/ Fronius Primo GEN24 4.6 Plus inverter, Mondo 'smart controller' | 4600 | 38.4 |  |  | BYD | HVS 12.8 | 3 | Fronius | Primo GEN24 4.6 Plus | Mondo | Ubi 3.0 | [6 empty] | BYD
2021-07-01 | HBS2863 | BYD HVS 7.7 (x3) w/ Fronius Primo GEN24 4.6 Plus inverter, Mondo 'smart controller' | 4600 | 23.1 |  |  | BYD | HVS 7.7 | 3 | Fronius | Primo GEN24 4.6 Plus | Mondo | Ubi 3.0 | [6 empty] | BYD
2021-07-01 | HBS2864 | BYD HVM 11.0 (x1) w/ Fronius Primo GEN24 4.6 Plus inverter, Mondo 'smart controller' | 4600 | 11 |  |  | BYD | HVM 11.0 | 1 | Fronius | Primo GEN24 4.6 Plus | Mondo | Ubi 3.0 | [6 empty] | BYD
2021-07-01 | HBS2865 | BYD HVM 13.8 (x1) w/ Fronius Primo GEN24 4.6 Plus inverter, Mondo 'smart controller' | 4600 | 13.8 |  |  | BYD | HVM 13.8 | 1 | Fronius | Primo GEN24 4.6 Plus | Mondo | Ubi 3.0 | [6 empty] | BYD
2021-07-01 | HBS2866 | BYD HVM 16.6 (x1) w/ Fronius Primo GEN24 4.6 Plus inverter, Mondo 'smart controller' | 4600 | 16.6 |  |  | BYD | HVM 16.6 | 1 | Fronius | Primo GEN24 4.6 Plus | Mondo | Ubi 3.0 | [6 empty] | BYD
2021-07-01 | HBS2867 | BYD HVM 19.3 (x1) w/ Fronius Primo GEN24 4.6 Plus inverter, Mondo 'smart controller' | 4600 | 19.3 |  |  | BYD | HVM 19.3 | 1 | Fronius | Primo GEN24 4.6 Plus | Mondo | Ubi 3.0 | [6 empty] | BYD
2021-07-01 | HBS2868 | BYD HVM 11.0 (x2) w/ Fronius Primo GEN24 4.6 Plus inverter, Mondo 'smart controller' | 4600 | 22 |  |  | BYD | HVM 11.0 | 2 | Fronius | Primo GEN24 4.6 Plus | Mondo | Ubi 3.0 | [6 empty] | BYD
2021-07-01 | HBS2869 | BYD HVM 13.8 (x2) w/ Fronius Primo GEN24 4.6 Plus inverter, Mondo 'smart controller' | 4600 | 27.6 |  |  | BYD | HVM 13.8 | 2 | Fronius | Primo GEN24 4.6 Plus | Mondo | Ubi 3.0 | [6 empty] | BYD
2021-07-01 | HBS2870 | BYD HVM 16.6 (x2) w/ Fronius Primo GEN24 4.6 Plus inverter, Mondo 'smart controller' | 4600 | 33.2 |  |  | BYD | HVM 16.6 | 2 | Fronius | Primo GEN24 4.6 Plus | Mondo | Ubi 3.0 | [6 empty] | BYD
2021-07-01 | HBS2871 | BYD HVM 19.3 (x2) w/ Fronius Primo GEN24 4.6 Plus inverter, Mondo 'smart controller' | 4600 | 38.6 |  |  | BYD | HVM 19.3 | 2 | Fronius | Primo GEN24 4.6 Plus | Mondo | Ubi 3.0 | [6 empty] | BYD
2021-07-01 | HBS2872 | BYD HVM 11.0 (x3) w/ Fronius Primo GEN24 4.6 Plus inverter, Mondo 'smart controller' | 4600 | 33 |  |  | BYD | HVM 11.0 | 3 | Fronius | Primo GEN24 4.6 Plus | Mondo | Ubi 3.0 | [6 empty] | BYD
2021-07-01 | HBS2873 | BYD HVM 13.8 (x3) w/ Fronius Primo GEN24 4.6 Plus inverter, Mondo 'smart controller' | 4600 | 41.4 |  |  | BYD | HVM 13.8 | 3 | Fronius | Primo GEN24 4.6 Plus | Mondo | Ubi 3.0 | [6 empty] | BYD
2021-07-01 | HBS2874 | BYD HVM 16.6 (x3) w/ Fronius Primo GEN24 4.6 Plus inverter, Mondo 'smart controller' | 4600 | 49.8 |  |  | BYD | HVM 16.6 | 3 | Fronius | Primo GEN24 4.6 Plus | Mondo | Ubi 3.0 | [6 empty] | BYD
2021-07-01 | HBS2875 | BYD HVM 19.3 (x3) w/ Fronius Primo GEN24 4.6 Plus inverter, Mondo 'smart controller' | 4600 | 57.9 |  |  | BYD | HVM 19.3 | 3 | Fronius | Primo GEN24 4.6 Plus | Mondo | Ubi 3.0 | [6 empty] | BYD
2021-07-01 | HBS2876 | BYD HVS 12.8 (x1) w/ Fronius Primo GEN24 5.0 Plus inverter, Mondo 'smart controller' | 5000 | 12.8 |  |  | BYD | HVS 12.8 | 1 | Fronius | Primo GEN24 5.0 Plus | Mondo | Ubi 3.0 | [6 empty] | BYD
2021-07-01 | HBS2877 | BYD HVS 7.7 (x1) w/ Fronius Primo GEN24 5.0 Plus inverter, Mondo 'smart controller' | 5000 | 7.7 |  |  | BYD | HVS 7.7 | 1 | Fronius | Primo GEN24 5.0 Plus | Mondo | Ubi 3.0 | [6 empty] | BYD
2021-07-01 | HBS2878 | BYD HVS 12.8 (x2) w/ Fronius Primo GEN24 5.0 Plus inverter, Mondo 'smart controller' | 5000 | 25.6 |  |  | BYD | HVS 12.8 | 2 | Fronius | Primo GEN24 5.0 Plus | Mondo | Ubi 3.0 | [6 empty] | BYD
2021-07-01 | HBS2879 | BYD HVS 7.7 (x2) w/ Fronius Primo GEN24 5.0 Plus inverter, Mondo 'smart controller' | 5000 | 15.4 |  |  | BYD | HVS 7.7 | 2 | Fronius | Primo GEN24 5.0 Plus | Mondo | Ubi 3.0 | [6 empty] | BYD
2021-07-01 | HBS2880 | BYD HVS 12.8 (x3) w/ Fronius Primo GEN24 5.0 Plus inverter, Mondo 'smart controller' | 5000 | 38.4 |  |  | BYD | HVS 12.8 | 3 | Fronius | Primo GEN24 5.0 Plus | Mondo | Ubi 3.0 | [6 empty] | BYD
2021-07-01 | HBS2881 | BYD HVS 7.7 (x3) w/ Fronius Primo GEN24 5.0 Plus inverter, Mondo 'smart controller' | 5000 | 23.1 |  |  | BYD | HVS 7.7 | 3 | Fronius | Primo GEN24 5.0 Plus | Mondo | Ubi 3.0 | [6 empty] | BYD
2021-07-01 | HBS2882 | BYD HVM 11.0 (x1) w/ Fronius Primo GEN24 5.0 Plus inverter, Mondo 'smart controller' | 5000 | 11 |  |  | BYD | HVM 11.0 | 1 | Fronius | Primo GEN24 5.0 Plus | Mondo | Ubi 3.0 | [6 empty] | BYD
2021-07-01 | HBS2883 | BYD HVM 13.8 (x1) w/ Fronius Primo GEN24 5.0 Plus inverter, Mondo 'smart controller' | 5000 | 13.8 |  |  | BYD | HVM 13.8 | 1 | Fronius | Primo GEN24 5.0 Plus | Mondo | Ubi 3.0 | [6 empty] | BYD
2021-07-01 | HBS2884 | BYD HVM 16.6 (x1) w/ Fronius Primo GEN24 5.0 Plus inverter, Mondo 'smart controller' | 5000 | 16.6 |  |  | BYD | HVM 16.6 | 1 | Fronius | Primo GEN24 5.0 Plus | Mondo | Ubi 3.0 | [6 empty] | BYD
2021-07-01 | HBS2885 | BYD HVM 19.3 (x1) w/ Fronius Primo GEN24 5.0 Plus inverter, Mondo 'smart controller' | 5000 | 19.3 |  |  | BYD | HVM 19.3 | 1 | Fronius | Primo GEN24 5.0 Plus | Mondo | Ubi 3.0 | [6 empty] | BYD
2021-07-01 | HBS2886 | BYD HVM 11.0 (x2) w/ Fronius Primo GEN24 5.0 Plus inverter, Mondo 'smart controller' | 5000 | 22 |  |  | BYD | HVM 11.0 | 2 | Fronius | Primo GEN24 5.0 Plus | Mondo | Ubi 3.0 | [6 empty] | BYD
2021-07-01 | HBS2887 | BYD HVM 13.8 (x2) w/ Fronius Primo GEN24 5.0 Plus inverter, Mondo 'smart controller' | 5000 | 27.6 |  |  | BYD | HVM 13.8 | 2 | Fronius | Primo GEN24 5.0 Plus | Mondo | Ubi 3.0 | [6 empty] | BYD
2021-07-01 | HBS2888 | BYD HVM 16.6 (x2) w/ Fronius Primo GEN24 5.0 Plus inverter, Mondo 'smart controller' | 5000 | 33.2 |  |  | BYD | HVM 16.6 | 2 | Fronius | Primo GEN24 5.0 Plus | Mondo | Ubi 3.0 | [6 empty] | BYD
2021-07-01 | HBS2889 | BYD HVM 19.3 (x2) w/ Fronius Primo GEN24 5.0 Plus inverter, Mondo 'smart controller' | 5000 | 38.6 |  |  | BYD | HVM 19.3 | 2 | Fronius | Primo GEN24 5.0 Plus | Mondo | Ubi 3.0 | [6 empty] | BYD
2021-07-01 | HBS2890 | BYD HVM 11.0 (x3) w/ Fronius Primo GEN24 5.0 Plus inverter, Mondo 'smart controller' | 5000 | 33 |  |  | BYD | HVM 11.0 | 3 | Fronius | Primo GEN24 5.0 Plus | Mondo | Ubi 3.0 | [6 empty] | BYD
2021-07-01 | HBS2891 | BYD HVM 13.8 (x3) w/ Fronius Primo GEN24 5.0 Plus inverter, Mondo 'smart controller' | 5000 | 41.4 |  |  | BYD | HVM 13.8 | 3 | Fronius | Primo GEN24 5.0 Plus | Mondo | Ubi 3.0 | [6 empty] | BYD
2021-07-01 | HBS2892 | BYD HVM 16.6 (x3) w/ Fronius Primo GEN24 5.0 Plus inverter, Mondo 'smart controller' | 5000 | 49.8 |  |  | BYD | HVM 16.6 | 3 | Fronius | Primo GEN24 5.0 Plus | Mondo | Ubi 3.0 | [6 empty] | BYD
2021-07-01 | HBS2893 | BYD HVM 19.3 (x3) w/ Fronius Primo GEN24 5.0 Plus inverter, Mondo 'smart controller' | 5000 | 57.9 |  |  | BYD | HVM 19.3 | 3 | Fronius | Primo GEN24 5.0 Plus | Mondo | Ubi 3.0 | [6 empty] | BYD
2021-07-01 | HBS2894 | BYD HVS 12.8 (x1) w/ Fronius Primo GEN24 6.0 Plus inverter, Mondo 'smart controller' | 6000 | 12.8 |  |  | BYD | HVS 12.8 | 1 | Fronius | Primo GEN24 6.0 Plus | Mondo | Ubi 3.0 | [6 empty] | BYD
2021-07-01 | HBS2895 | BYD HVS 7.7 (x1) w/ Fronius Primo GEN24 6.0 Plus inverter, Mondo 'smart controller' | 6000 | 7.7 |  |  | BYD | HVS 7.7 | 1 | Fronius | Primo GEN24 6.0 Plus | Mondo | Ubi 3.0 | [6 empty] | BYD
2021-07-01 | HBS2896 | BYD HVS 12.8 (x2) w/ Fronius Primo GEN24 6.0 Plus inverter, Mondo 'smart controller' | 6000 | 25.6 |  |  | BYD | HVS 12.8 | 2 | Fronius | Primo GEN24 6.0 Plus | Mondo | Ubi 3.0 | [6 empty] | BYD
2021-07-01 | HBS2897 | BYD HVS 7.7 (x2) w/ Fronius Primo GEN24 6.0 Plus inverter, Mondo 'smart controller' | 6000 | 15.4 |  |  | BYD | HVS 7.7 | 2 | Fronius | Primo GEN24 6.0 Plus | Mondo | Ubi 3.0 | [6 empty] | BYD
2021-07-01 | HBS2898 | BYD HVS 12.8 (x3) w/ Fronius Primo GEN24 6.0 Plus inverter, Mondo 'smart controller' | 6000 | 38.4 |  |  | BYD | HVS 12.8 | 3 | Fronius | Primo GEN24 6.0 Plus | Mondo | Ubi 3.0 | [6 empty] | BYD
2021-07-01 | HBS2899 | BYD HVS 7.7 (x3) w/ Fronius Primo GEN24 6.0 Plus inverter, Mondo 'smart controller' | 6000 | 23.1 |  |  | BYD | HVS 7.7 | 3 | Fronius | Primo GEN24 6.0 Plus | Mondo | Ubi 3.0 | [6 empty] | BYD
2021-07-01 | HBS2900 | BYD HVM 11.0 (x1) w/ Fronius Primo GEN24 6.0 Plus inverter, Mondo 'smart controller' | 6000 | 11 |  |  | BYD | HVM 11.0 | 1 | Fronius | Primo GEN24 6.0 Plus | Mondo | Ubi 3.0 | [6 empty] | BYD
2021-07-01 | HBS2901 | BYD HVM 13.8 (x1) w/ Fronius Primo GEN24 6.0 Plus inverter, Mondo 'smart controller' | 6000 | 13.8 |  |  | BYD | HVM 13.8 | 1 | Fronius | Primo GEN24 6.0 Plus | Mondo | Ubi 3.0 | [6 empty] | BYD
2021-07-01 | HBS2902 | BYD HVM 16.6 (x1) w/ Fronius Primo GEN24 6.0 Plus inverter, Mondo 'smart controller' | 6000 | 16.6 |  |  | BYD | HVM 16.6 | 1 | Fronius | Primo GEN24 6.0 Plus | Mondo | Ubi 3.0 | [6 empty] | BYD
2021-07-01 | HBS2903 | BYD HVM 19.3 (x1) w/ Fronius Primo GEN24 6.0 Plus inverter, Mondo 'smart controller' | 6000 | 19.3 |  |  | BYD | HVM 19.3 | 1 | Fronius | Primo GEN24 6.0 Plus | Mondo | Ubi 3.0 | [6 empty] | BYD
2021-07-01 | HBS2904 | BYD HVM 11.0 (x2) w/ Fronius Primo GEN24 6.0 Plus inverter, Mondo 'smart controller' | 6000 | 22 |  |  | BYD | HVM 11.0 | 2 | Fronius | Primo GEN24 6.0 Plus | Mondo | Ubi 3.0 | [6 empty] | BYD
2021-07-01 | HBS2905 | BYD HVM 13.8 (x2) w/ Fronius Primo GEN24 6.0 Plus inverter, Mondo 'smart controller' | 6000 | 27.6 |  |  | BYD | HVM 13.8 | 2 | Fronius | Primo GEN24 6.0 Plus | Mondo | Ubi 3.0 | [6 empty] | BYD
2021-07-01 | HBS2906 | BYD HVM 16.6 (x2) w/ Fronius Primo GEN24 6.0 Plus inverter, Mondo 'smart controller' | 6000 | 33.2 |  |  | BYD | HVM 16.6 | 2 | Fronius | Primo GEN24 6.0 Plus | Mondo | Ubi 3.0 | [6 empty] | BYD
2021-07-01 | HBS2907 | BYD HVM 19.3 (x2) w/ Fronius Primo GEN24 6.0 Plus inverter, Mondo 'smart controller' | 6000 | 38.6 |  |  | BYD | HVM 19.3 | 2 | Fronius | Primo GEN24 6.0 Plus | Mondo | Ubi 3.0 | [6 empty] | BYD
2021-07-01 | HBS2908 | BYD HVM 11.0 (x3) w/ Fronius Primo GEN24 6.0 Plus inverter, Mondo 'smart controller' | 6000 | 33 |  |  | BYD | HVM 11.0 | 3 | Fronius | Primo GEN24 6.0 Plus | Mondo | Ubi 3.0 | [6 empty] | BYD
2021-07-01 | HBS2909 | BYD HVM 13.8 (x3) w/ Fronius Primo GEN24 6.0 Plus inverter, Mondo 'smart controller' | 6000 | 41.4 |  |  | BYD | HVM 13.8 | 3 | Fronius | Primo GEN24 6.0 Plus | Mondo | Ubi 3.0 | [6 empty] | BYD
2021-07-01 | HBS2910 | BYD HVM 16.6 (x3) w/ Fronius Primo GEN24 6.0 Plus inverter, Mondo 'smart controller' | 6000 | 49.8 |  |  | BYD | HVM 16.6 | 3 | Fronius | Primo GEN24 6.0 Plus | Mondo | Ubi 3.0 | [6 empty] | BYD
2021-07-01 | HBS2911 | BYD HVM 19.3 (x3) w/ Fronius Primo GEN24 6.0 Plus inverter, Mondo 'smart controller' | 6000 | 57.9 |  |  | BYD | HVM 19.3 | 3 | Fronius | Primo GEN24 6.0 Plus | Mondo | Ubi 3.0 | [6 empty] | BYD
2021-07-01 | HBS2912 | LG Chem RESU10H (x1) w/ Sungrow SH5.0RT inverter, Mondo 'smart controller' | 5000 | 9.3 |  |  | LG Chem | RESU10H | 1 | Sungrow | SH5.0RT | Mondo | Ubi 3.0 | [6 empty] | LG Chem
2021-07-01 | HBS2913 | BYD HVM 11.0 (x1) w/ Sungrow SH5.0RT inverter, Mondo 'smart controller' | 5000 | 11 |  |  | BYD | HVM 11.0 | 1 | Sungrow | SH5.0RT | Mondo | Ubi 3.0 | [6 empty] | BYD
2021-07-01 | HBS2914 | BYD HVM 13.8 (x1) w/ Sungrow SH5.0RT inverter, Mondo 'smart controller' | 5000 | 13.8 |  |  | BYD | HVM 13.8 | 1 | Sungrow | SH5.0RT | Mondo | Ubi 3.0 | [6 empty] | BYD
2021-07-01 | HBS2915 | BYD HVM 16.6 (x1) w/ Sungrow SH5.0RT inverter, Mondo 'smart controller' | 5000 | 16.6 |  |  | BYD | HVM 16.6 | 1 | Sungrow | SH5.0RT | Mondo | Ubi 3.0 | [6 empty] | BYD
2021-07-01 | HBS2916 | BYD HVM 19.3 (x1) w/ Sungrow SH5.0RT inverter, Mondo 'smart controller' | 5000 | 19.3 |  |  | BYD | HVM 19.3 | 1 | Sungrow | SH5.0RT | Mondo | Ubi 3.0 | [6 empty] | BYD
2021-07-01 | HBS2917 | BYD HVM 22.1 (x1) w/ Sungrow SH5.0RT inverter, Mondo 'smart controller' | 5000 | 22.1 |  |  | BYD | HVM 22.1 | 1 | Sungrow | SH5.0RT | Mondo | Ubi 3.0 | [6 empty] | BYD
2021-07-01 | HBS2918 | BYD HVM 11.0 (x2) w/ Sungrow SH5.0RT inverter, Mondo 'smart controller' | 5000 | 22 |  |  | BYD | HVM 11.0 | 2 | Sungrow | SH5.0RT | Mondo | Ubi 3.0 | [6 empty] | BYD
2021-07-01 | HBS2919 | BYD HVM 13.8 (x2) w/ Sungrow SH5.0RT inverter, Mondo 'smart controller' | 5000 | 27.6 |  |  | BYD | HVM 13.8 | 2 | Sungrow | SH5.0RT | Mondo | Ubi 3.0 | [6 empty] | BYD
2021-07-01 | HBS2920 | BYD HVM 16.6 (x2) w/ Sungrow SH5.0RT inverter, Mondo 'smart controller' | 5000 | 33.2 |  |  | BYD | HVM 16.6 | 2 | Sungrow | SH5.0RT | Mondo | Ubi 3.0 | [6 empty] | BYD
2021-07-01 | HBS2921 | BYD HVM 19.3 (x2) w/ Sungrow SH5.0RT inverter, Mondo 'smart controller' | 5000 | 38.6 |  |  | BYD | HVM 19.3 | 2 | Sungrow | SH5.0RT | Mondo | Ubi 3.0 | [6 empty] | BYD
2021-07-01 | HBS2922 | BYD HVM 22.1 (x2) w/ Sungrow SH5.0RT inverter, Mondo 'smart controller' | 5000 | 44.2 |  |  | BYD | HVM 22.1 | 2 | Sungrow | SH5.0RT | Mondo | Ubi 3.0 | [6 empty] | BYD
2021-07-01 | HBS2923 | BYD HVM 11.0 (x1) w/ Sungrow SH10RT inverter, Mondo 'smart controller' | 10000 | 11 |  |  | BYD | HVM 11.0 | 1 | Sungrow | SH10RT | Mondo | Ubi 3.0 | [6 empty] | BYD
2021-07-01 | HBS2924 | BYD HVM 13.8 (x1) w/ Sungrow SH10RT inverter, Mondo 'smart controller' | 10000 | 13.8 |  |  | BYD | HVM 13.8 | 1 | Sungrow | SH10RT | Mondo | Ubi 3.0 | [6 empty] | BYD
2021-07-01 | HBS2925 | BYD HVM 16.6 (x1) w/ Sungrow SH10RT inverter, Mondo 'smart controller' | 10000 | 16.6 |  |  | BYD | HVM 16.6 | 1 | Sungrow | SH10RT | Mondo | Ubi 3.0 | [6 empty] | BYD
2021-07-01 | HBS2926 | BYD HVM 19.3 (x1) w/ Sungrow SH10RT inverter, Mondo 'smart controller' | 10000 | 19.3 |  |  | BYD | HVM 19.3 | 1 | Sungrow | SH10RT | Mondo | Ubi 3.0 | [6 empty] | BYD
2021-07-01 | HBS2927 | BYD HVM 22.1 (x1) w/ Sungrow SH10RT inverter, Mondo 'smart controller' | 10000 | 22.1 |  |  | BYD | HVM 22.1 | 1 | Sungrow | SH10RT | Mondo | Ubi 3.0 | [6 empty] | BYD
2021-07-01 | HBS2928 | BYD HVM 11.0 (x2) w/ Sungrow SH10RT inverter, Mondo 'smart controller' | 10000 | 22 |  |  | BYD | HVM 11.0 | 2 | Sungrow | SH10RT | Mondo | Ubi 3.0 | [6 empty] | BYD
2021-07-01 | HBS2929 | BYD HVM 13.8 (x2) w/ Sungrow SH10RT inverter, Mondo 'smart controller' | 10000 | 27.6 |  |  | BYD | HVM 13.8 | 2 | Sungrow | SH10RT | Mondo | Ubi 3.0 | [6 empty] | BYD
2021-07-01 | HBS2930 | BYD HVM 16.6 (x2) w/ Sungrow SH10RT inverter, Mondo 'smart controller' | 10000 | 33.2 |  |  | BYD | HVM 16.6 | 2 | Sungrow | SH10RT | Mondo | Ubi 3.0 | [6 empty] | BYD
2021-07-01 | HBS2931 | BYD HVM 19.3 (x2) w/ Sungrow SH10RT inverter, Mondo 'smart controller' | 10000 | 38.6 |  |  | BYD | HVM 19.3 | 2 | Sungrow | SH10RT | Mondo | Ubi 3.0 | [6 empty] | BYD
2021-07-01 | HBS2932 | BYD HVM 22.1 (x2) w/ Sungrow SH10RT inverter, Mondo 'smart controller' | 10000 | 44.2 |  |  | BYD | HVM 22.1 | 2 | Sungrow | SH10RT | Mondo | Ubi 3.0 | [6 empty] | BYD
2021-07-01 | HBS2941 | Zenaji AEON A48-40 (x4) w/ Sungrow SH5K-30 inverter | 4990 | 7.5 |  |  | Zenaji | AEON A48-40 | 4 | Sungrow | SH5K-30 | [8 empty] | Zenaji
2021-07-01 | HBS2942 | LG Chem RESU3.3 w/ RHI-3K-48ES-5G inverter, SwitchDin 'smart controller' | 3000 | 2.9 |  |  | LG Chem | RESU3.3 | 1 | Ginlong Technologies Co Ltd | RHI-3K-48ES-5G | SwitchDin | Droplet | [6 empty] | LG Chem
2021-07-01 | HBS2943 | LG Chem RESU6.5 w/ RHI-3K-48ES-5G inverter, SwitchDin 'smart controller' | 3000 | 5.9 |  |  | LG Chem | RESU6.5 | 1 | Ginlong Technologies Co Ltd | RHI-3K-48ES-5G | SwitchDin | Droplet | [6 empty] | LG Chem
2021-07-01 | HBS2944 | LG Chem RESU10 w/ RHI-3K-48ES-5G inverter, SwitchDin 'smart controller' | 3000 | 8.8 |  |  | LG Chem | RESU10 | 1 | Ginlong Technologies Co Ltd | RHI-3K-48ES-5G | SwitchDin | Droplet | [6 empty] | LG Chem
2021-07-01 | HBS2945 | LG Chem RESU13 w/ RHI-3K-48ES-5G inverter, SwitchDin 'smart controller' | 3000 | 12.4 |  |  | LG Chem | RESU13 | 1 | Ginlong Technologies Co Ltd | RHI-3K-48ES-5G | SwitchDin | Droplet | [6 empty] | LG Chem
2021-07-01 | HBS2946 | LG Chem RESU3.3 (x2) w/ RHI-3K-48ES-5G inverter, SwitchDin 'smart controller' | 3000 | 5.8 |  |  | LG Chem | RESU3.3 + RESU3.3 | 2 | Ginlong Technologies Co Ltd | RHI-3K-48ES-5G | SwitchDin | Droplet | [6 empty] | LG Chem
2021-07-01 | HBS2947 | LG Chem RESU3.3 + RESU6.5 w/ RHI-3K-48ES-5G inverter, SwitchDin 'smart controller' | 3000 | 8.8 |  |  | LG Chem | RESU3.3 + RESU6.5 | 2 | Ginlong Technologies Co Ltd | RHI-3K-48ES-5G | SwitchDin | Droplet | [6 empty] | LG Chem
2021-07-01 | HBS2948 | LG Chem RESU3.3 + RESU10 w/ RHI-3K-48ES-5G inverter, SwitchDin 'smart controller' | 3000 | 11.7 |  |  | LG Chem | RESU3.3 + RESU10 | 2 | Ginlong Technologies Co Ltd | RHI-3K-48ES-5G | SwitchDin | Droplet | [6 empty] | LG Chem
2021-07-01 | HBS2949 | LG Chem RESU6.5 (x2) w/ RHI-3K-48ES-5G inverter, SwitchDin 'smart controller' | 3000 | 11.8 |  |  | LG Chem | RESU6.5 + RESU6.5 | 2 | Ginlong Technologies Co Ltd | RHI-3K-48ES-5G | SwitchDin | Droplet | [6 empty] | LG Chem
2021-07-01 | HBS2950 | LG Chem RESU6.5 + RESU10 w/ RHI-3K-48ES-5G inverter, SwitchDin 'smart controller' | 3000 | 14.7 |  |  | LG Chem | RESU6.5 + RESU10 | 2 | Ginlong Technologies Co Ltd | RHI-3K-48ES-5G | SwitchDin | Droplet | [6 empty] | LG Chem
2021-07-01 | HBS2951 | LG Chem RESU10 (x2) w/ RHI-3K-48ES-5G inverter, SwitchDin 'smart controller' | 3000 | 17.6 |  |  | LG Chem | RESU10 + RESU10 | 2 | Ginlong Technologies Co Ltd | RHI-3K-48ES-5G | SwitchDin | Droplet | [6 empty] | LG Chem
2021-07-01 | HBS2952 | LG Chem RESU13 (x2) w/ RHI-3K-48ES-5G inverter, SwitchDin 'smart controller' | 3000 | 24.8 |  |  | LG Chem | RESU13 + RESU13 | 2 | Ginlong Technologies Co Ltd | RHI-3K-48ES-5G | SwitchDin | Droplet | [6 empty] | LG Chem
2021-07-01 | HBS2953 | LG Chem RESU3.3 w/ RHI-3.6K-48ES-5G inverter, SwitchDin 'smart controller' | 3600 | 2.9 |  |  | LG Chem | RESU3.3 | 1 | Ginlong Technologies Co Ltd | RHI-3.6K-48ES-5G | SwitchDin | Droplet | [6 empty] | LG Chem
2021-07-01 | HBS2954 | LG Chem RESU6.5 w/ RHI-3.6K-48ES-5G inverter, SwitchDin 'smart controller' | 3600 | 5.9 |  |  | LG Chem | RESU6.5 | 1 | Ginlong Technologies Co Ltd | RHI-3.6K-48ES-5G | SwitchDin | Droplet | [6 empty] | LG Chem
2021-07-01 | HBS2955 | LG Chem RESU10 w/ RHI-3.6K-48ES-5G inverter, SwitchDin 'smart controller' | 3600 | 8.8 |  |  | LG Chem | RESU10 | 1 | Ginlong Technologies Co Ltd | RHI-3.6K-48ES-5G | SwitchDin | Droplet | [6 empty] | LG Chem
2021-07-01 | HBS2956 | LG Chem RESU13 w/ RHI-3.6K-48ES-5G inverter, SwitchDin 'smart controller' | 3600 | 12.4 |  |  | LG Chem | RESU13 | 1 | Ginlong Technologies Co Ltd | RHI-3.6K-48ES-5G | SwitchDin | Droplet | [6 empty] | LG Chem
2021-07-01 | HBS2957 | LG Chem RESU3.3 (x2) w/ RHI-3.6K-48ES-5G inverter, SwitchDin 'smart controller' | 3600 | 5.8 |  |  | LG Chem | RESU3.3 + RESU3.3 | 2 | Ginlong Technologies Co Ltd | RHI-3.6K-48ES-5G | SwitchDin | Droplet | [6 empty] | LG Chem
2021-07-01 | HBS2958 | LG Chem RESU3.3 + RESU6.5 w/ RHI-3.6K-48ES-5G inverter, SwitchDin 'smart controller' | 3600 | 8.8 |  |  | LG Chem | RESU3.3 + RESU6.5 | 2 | Ginlong Technologies Co Ltd | RHI-3.6K-48ES-5G | SwitchDin | Droplet | [6 empty] | LG Chem
2021-07-01 | HBS2959 | LG Chem RESU3.3 + RESU10 w/ RHI-3.6K-48ES-5G inverter, SwitchDin 'smart controller' | 3600 | 11.7 |  |  | LG Chem | RESU3.3 + RESU10 | 2 | Ginlong Technologies Co Ltd | RHI-3.6K-48ES-5G | SwitchDin | Droplet | [6 empty] | LG Chem
2021-07-01 | HBS2960 | LG Chem RESU6.6 (x2) w/ RHI-3.6K-48ES-5G inverter, SwitchDin 'smart controller' | 3600 | 11.8 |  |  | LG Chem | RESU6.5 + RESU6.5 | 2 | Ginlong Technologies Co Ltd | RHI-3.6K-48ES-5G | SwitchDin | Droplet | [6 empty] | LG Chem
2021-07-01 | HBS2961 | LG Chem RESU6.5 + RESU10 w/ RHI-3.6K-48ES-5G inverter, SwitchDin 'smart controller' | 3600 | 14.7 |  |  | LG Chem | RESU6.5 + RESU10 | 2 | Ginlong Technologies Co Ltd | RHI-3.6K-48ES-5G | SwitchDin | Droplet | [6 empty] | LG Chem
2021-07-01 | HBS2962 | LG Chem RESU10 + RESU10 w/ RHI-3.6K-48ES-5G inverter, SwitchDin 'smart controller' | 3600 | 17.6 |  |  | LG Chem | RESU10 + RESU10 | 2 | Ginlong Technologies Co Ltd | RHI-3.6K-48ES-5G | SwitchDin | Droplet | [6 empty] | LG Chem
2021-07-01 | HBS2963 | LG Chem RESU13 (x2) w/ RHI-3.6K-48ES-5G inverter, SwitchDin 'smart controller' | 3600 | 24.8 |  |  | LG Chem | RESU13 + RESU13 | 2 | Ginlong Technologies Co Ltd | RHI-3.6K-48ES-5G | SwitchDin | Droplet | [6 empty] | LG Chem
2021-07-01 | HBS2964 | LG Chem RESU3.3 w/ RHI-4.6K-48ES-5G inverter, SwitchDin 'smart controller' | 4600 | 2.9 |  |  | LG Chem | RESU3.3 | 1 | Ginlong Technologies Co Ltd | RHI-4.6K-48ES-5G | SwitchDin | Droplet | [6 empty] | LG Chem
2021-07-01 | HBS2965 | LG Chem RESU6.5 w/ RHI-4.6K-48ES-5G inverter, SwitchDin 'smart controller' | 4600 | 5.9 |  |  | LG Chem | RESU6.5 | 1 | Ginlong Technologies Co Ltd | RHI-4.6K-48ES-5G | SwitchDin | Droplet | [6 empty] | LG Chem
2021-07-01 | HBS2966 | LG Chem RESU10 w/ RHI-4.6K-48ES-5G inverter, SwitchDin 'smart controller' | 4600 | 8.8 |  |  | LG Chem | RESU10 | 1 | Ginlong Technologies Co Ltd | RHI-4.6K-48ES-5G | SwitchDin | Droplet | [6 empty] | LG Chem
2021-07-01 | HBS2967 | LG Chem RESU13 w/ RHI-4.6K-48ES-5G inverter, SwitchDin 'smart controller' | 4600 | 12.4 |  |  | LG Chem | RESU13 | 1 | Ginlong Technologies Co Ltd | RHI-4.6K-48ES-5G | SwitchDin | Droplet | [6 empty] | LG Chem
2021-07-01 | HBS2968 | LG Chem RESU3.3 (x2) w/ RHI-4.6K-48ES-5G inverter, SwitchDin 'smart controller' | 4600 | 5.8 |  |  | LG Chem | RESU3.3 + RESU3.3 | 2 | Ginlong Technologies Co Ltd | RHI-4.6K-48ES-5G | SwitchDin | Droplet | [6 empty] | LG Chem
2021-07-01 | HBS2969 | LG Chem RESU3.3 + RESU6.5 w/ RHI-4.6K-48ES-5G inverter, SwitchDin 'smart controller' | 4600 | 8.8 |  |  | LG Chem | RESU3.3 + RESU6.5 | 2 | Ginlong Technologies Co Ltd | RHI-4.6K-48ES-5G | SwitchDin | Droplet | [6 empty] | LG Chem
2021-07-01 | HBS2970 | LG Chem RESU3.3 + RESU10 w/ RHI-4.6K-48ES-5G inverter, SwitchDin 'smart controller' | 4600 | 11.7 |  |  | LG Chem | RESU3.3 + RESU10 | 2 | Ginlong Technologies Co Ltd | RHI-4.6K-48ES-5G | SwitchDin | Droplet | [6 empty] | LG Chem
2021-07-01 | HBS2971 | LG Chem RESU6.5 w/ RHI-4.6K-48ES-5G inverter, SwitchDin 'smart controller' | 4600 | 11.8 |  |  | LG Chem | RESU6.5 + RESU6.5 | 2 | Ginlong Technologies Co Ltd | RHI-4.6K-48ES-5G | SwitchDin | Droplet | [6 empty] | LG Chem
2021-07-01 | HBS2972 | LG Chem RESU6.5 + RESU10 w/ RHI-4.6K-48ES-5G inverter, SwitchDin 'smart controller' | 4600 | 14.7 |  |  | LG Chem | RESU6.5 + RESU10 | 2 | Ginlong Technologies Co Ltd | RHI-4.6K-48ES-5G | SwitchDin | Droplet | [6 empty] | LG Chem
2021-07-01 | HBS2973 | LG Chem RESU10 (x2) w/ RHI-4.6K-48ES-5G inverter, SwitchDin 'smart controller' | 4600 | 17.6 |  |  | LG Chem | RESU10 + RESU10 | 2 | Ginlong Technologies Co Ltd | RHI-4.6K-48ES-5G | SwitchDin | Droplet | [6 empty] | LG Chem
2021-07-01 | HBS2974 | LG Chem RESU13 (x2) w/ RHI-4.6K-48ES-5G inverter, SwitchDin 'smart controller' | 4600 | 24.8 |  |  | LG Chem | RESU13 + RESU13 | 2 | Ginlong Technologies Co Ltd | RHI-4.6K-48ES-5G | SwitchDin | Droplet | [6 empty] | LG Chem
2021-07-01 | HBS2975 | LG Chem RESU3.3 w/ RHI-5K-48ES-5G inverter, SwitchDin 'smart controller' | 5000 | 2.9 |  |  | LG Chem | RESU3.3 | 1 | Ginlong Technologies Co Ltd | RHI-5K-48ES-5G | SwitchDin | Droplet | [6 empty] | LG Chem
2021-07-01 | HBS2976 | LG Chem RESU6.5 w/ RHI-5K-48ES-5G inverter, SwitchDin 'smart controller' | 5000 | 5.9 |  |  | LG Chem | RESU6.5 | 1 | Ginlong Technologies Co Ltd | RHI-5K-48ES-5G | SwitchDin | Droplet | [6 empty] | LG Chem
2021-07-01 | HBS2977 | LG Chem RESU10 w/ RHI-5K-48ES-5G inverter, SwitchDin 'smart controller' | 5000 | 8.8 |  |  | LG Chem | RESU10 | 1 | Ginlong Technologies Co Ltd | RHI-5K-48ES-5G | SwitchDin | Droplet | [6 empty] | LG Chem
2021-07-01 | HBS2978 | LG Chem RESU13 w/ RHI-5K-48ES-5G inverter, SwitchDin 'smart controller' | 5000 | 12.4 |  |  | LG Chem | RESU13 | 1 | Ginlong Technologies Co Ltd | RHI-5K-48ES-5G | SwitchDin | Droplet | [6 empty] | LG Chem
2021-07-01 | HBS2979 | LG Chem RESU3.3 (x2) w/ RHI-5K-48ES-5G inverter, SwitchDin 'smart controller' | 5000 | 5.8 |  |  | LG Chem | RESU3.3 + RESU3.3 | 2 | Ginlong Technologies Co Ltd | RHI-5K-48ES-5G | SwitchDin | Droplet | [6 empty] | LG Chem
2021-07-01 | HBS2980 | LG Chem RESU3.3 + RESU6.5 w/ RHI-5K-48ES-5G inverter, SwitchDin 'smart controller' | 5000 | 8.8 |  |  | LG Chem | RESU3.3 + RESU6.5 | 2 | Ginlong Technologies Co Ltd | RHI-5K-48ES-5G | SwitchDin | Droplet | [6 empty] | LG Chem
2021-07-01 | HBS2981 | LG Chem RESU3.3 + RESU10 w/ RHI-5K-48ES-5G inverter, SwitchDin 'smart controller' | 5000 | 11.7 |  |  | LG Chem | RESU3.3 + RESU10 | 2 | Ginlong Technologies Co Ltd | RHI-5K-48ES-5G | SwitchDin | Droplet | [6 empty] | LG Chem
2021-07-01 | HBS2982 | LG Chem RESU6.5 (x2) w/ RHI-5K-48ES-5G inverter, SwitchDin 'smart controller' | 5000 | 11.8 |  |  | LG Chem | RESU6.5 + RESU6.5 | 2 | Ginlong Technologies Co Ltd | RHI-5K-48ES-5G | SwitchDin | Droplet | [6 empty] | LG Chem
2021-07-01 | HBS2983 | LG Chem RESU6.5 + RESU10 w/ RHI-5K-48ES-5G inverter, SwitchDin 'smart controller' | 5000 | 14.7 |  |  | LG Chem | RESU6.5 + RESU10 | 2 | Ginlong Technologies Co Ltd | RHI-5K-48ES-5G | SwitchDin | Droplet | [6 empty] | LG Chem
2021-07-01 | HBS2984 | LG Chem RESU10 (x2) w/ RHI-5K-48ES-5G inverter, SwitchDin 'smart controller' | 5000 | 17.6 |  |  | LG Chem | RESU10 + RESU10 | 2 | Ginlong Technologies Co Ltd | RHI-5K-48ES-5G | SwitchDin | Droplet | [6 empty] | LG Chem
2021-07-01 | HBS2985 | LG Chem RESU13 (x2) w/ RHI-5K-48ES-5G inverter, SwitchDin 'smart controller' | 5000 | 24.8 |  |  | LG Chem | RESU13 + RESU13 | 2 | Ginlong Technologies Co Ltd | RHI-5K-48ES-5G | SwitchDin | Droplet | [6 empty] | LG Chem
2021-07-01 | HBS2986 | LG Chem RESU3.3 w/ RHI-6K-48ES-5G inverter, SwitchDin 'smart controller' | 6000 | 2.9 |  |  | LG Chem | RESU3.3 | 1 | Ginlong Technologies Co Ltd | RHI-6K-48ES-5G | SwitchDin | Droplet | [6 empty] | LG Chem
2021-07-01 | HBS2987 | LG Chem RESU6.5 w/ RHI-6K-48ES-5G inverter, SwitchDin 'smart controller' | 6000 | 5.9 |  |  | LG Chem | RESU6.5 | 1 | Ginlong Technologies Co Ltd | RHI-6K-48ES-5G | SwitchDin | Droplet | [6 empty] | LG Chem
2021-07-01 | HBS2988 | LG Chem RESU10 w/ RHI-6K-48ES-5G inverter, SwitchDin 'smart controller' | 6000 | 8.8 |  |  | LG Chem | RESU10 | 1 | Ginlong Technologies Co Ltd | RHI-6K-48ES-5G | SwitchDin | Droplet | [6 empty] | LG Chem
2021-07-01 | HBS2989 | LG Chem RESU13 w/ RHI-6K-48ES-5G inverter, SwitchDin 'smart controller' | 6000 | 12.4 |  |  | LG Chem | RESU13 | 1 | Ginlong Technologies Co Ltd | RHI-6K-48ES-5G | SwitchDin | Droplet | [6 empty] | LG Chem
2021-07-01 | HBS2990 | LG Chem RESU3.3 (x2) w/ RHI-6K-48ES-5G inverter, SwitchDin 'smart controller' | 6000 | 5.8 |  |  | LG Chem | RESU3.3 + RESU3.3 | 2 | Ginlong Technologies Co Ltd | RHI-6K-48ES-5G | SwitchDin | Droplet | [6 empty] | LG Chem
2021-07-01 | HBS2991 | LG Chem RESU3.3 + RESU6.5 w/ RHI-6K-48ES-5G inverter, SwitchDin 'smart controller' | 6000 | 8.8 |  |  | LG Chem | RESU3.3 + RESU6.5 | 2 | Ginlong Technologies Co Ltd | RHI-6K-48ES-5G | SwitchDin | Droplet | [6 empty] | LG Chem
2021-07-01 | HBS2992 | LG Chem RESU3.3 + RESU10 w/ RHI-6K-48ES-5G inverter, SwitchDin 'smart controller' | 6000 | 11.7 |  |  | LG Chem | RESU3.3 + RESU10 | 2 | Ginlong Technologies Co Ltd | RHI-6K-48ES-5G | SwitchDin | Droplet | [6 empty] | LG Chem
2021-07-01 | HBS2993 | LG Chem RESU6.5 (x2) w/ RHI-6K-48ES-5G inverter, SwitchDin 'smart controller' | 6000 | 11.8 |  |  | LG Chem | RESU6.5 + RESU6.5 | 2 | Ginlong Technologies Co Ltd | RHI-6K-48ES-5G | SwitchDin | Droplet | [6 empty] | LG Chem
2021-07-01 | HBS2994 | LG Chem RESU6.5 + RESU10 w/ RHI-6K-48ES-5G inverter, SwitchDin 'smart controller' | 6000 | 14.7 |  |  | LG Chem | RESU6.5 + RESU10 | 2 | Ginlong Technologies Co Ltd | RHI-6K-48ES-5G | SwitchDin | Droplet | [6 empty] | LG Chem
2021-07-01 | HBS2995 | LG Chem RESU10 (x2) w/ RHI-6K-48ES-5G inverter, SwitchDin 'smart controller' | 6000 | 17.6 |  |  | LG Chem | RESU10 + RESU10 | 2 | Ginlong Technologies Co Ltd | RHI-6K-48ES-5G | SwitchDin | Droplet | [6 empty] | LG Chem
2021-07-01 | HBS2996 | LG Chem RESU13 (x2) w/ RHI-6K-48ES-5G inverter, SwitchDin 'smart controller' | 6000 | 24.8 |  |  | LG Chem | RESU13 + RESU13 | 2 | Ginlong Technologies Co Ltd | RHI-6K-48ES-5G | SwitchDin | Droplet | [6 empty] | LG Chem
2021-07-01 | HBS2997 | Sungrow SBR096 (x3) w/ Sungrow SH5.0RT inverter | 5000 | 9.6 |  |  | Sungrow | SBR096 | 3 | Sungrow | SH5.0RT | [8 empty] | Sungrow
2021-07-01 | HBS2998 | Sungrow SBR128 (x4) w/ Sungrow SH5.0RT inverter | 5000 | 12.8 |  |  | Sungrow | SBR128 | 4 | Sungrow | SH5.0RT | [8 empty] | Sungrow
2021-07-01 | HBS2999 | Sungrow SBR160 (x5) w/ Sungrow SH5.0RT inverter | 5000 | 16.8 |  |  | Sungrow | SBR160 | 5 | Sungrow | SH5.0RT | [8 empty] | Sungrow
2021-07-01 | HBS3000 | Sungrow SBR192 (x6) w/ Sungrow SH5.0RT inverter | 5000 | 19.2 |  |  | Sungrow | SBR192 | 6 | Sungrow | SH5.0RT | [8 empty] | Sungrow
2021-07-01 | HBS3001 | Sungrow SBR224 (x7) w/ Sungrow SH5.0RT inverter | 5000 | 22.4 |  |  | Sungrow | SBR224 | 7 | Sungrow | SH5.0RT | [8 empty] | Sungrow
2021-07-01 | HBS3002 | Sungrow SBR256 (x8) w/ Sungrow SH5.0RT inverter | 5000 | 25.6 |  |  | Sungrow | SBR256 | 8 | Sungrow | SH5.0RT | [8 empty] | Sungrow
2021-07-01 | HBS3003 | Sungrow SBR096 (x3) w/ Sungrow SH8.0RT inverter | 8000 | 9.6 |  |  | Sungrow | SBR096 | 3 | Sungrow | SH8.0RT | [8 empty] | Sungrow
2021-07-01 | HBS3004 | Sungrow SBR128 (x4) w/ Sungrow SH8.0RT inverter | 8000 | 12.8 |  |  | Sungrow | SBR128 | 4 | Sungrow | SH8.0RT | [8 empty] | Sungrow
2021-07-01 | HBS3005 | Sungrow SBR160 (x5) w/ Sungrow SH8.0RT inverter | 8000 | 16.8 |  |  | Sungrow | SBR160 | 5 | Sungrow | SH8.0RT | [8 empty] | Sungrow
2021-07-01 | HBS3006 | Sungrow SBR192 (x6) w/ Sungrow SH8.0RT inverter | 8000 | 19.2 |  |  | Sungrow | SBR192 | 6 | Sungrow | SH8.0RT | [8 empty] | Sungrow
2021-07-01 | HBS3007 | Sungrow SBR224 (x7) w/ Sungrow SH8.0RT inverter | 8000 | 22.4 |  |  | Sungrow | SBR224 | 7 | Sungrow | SH8.0RT | [8 empty] | Sungrow
2021-07-01 | HBS3008 | Sungrow SBR256 (x8) w/ Sungrow SH8.0RT inverter | 8000 | 25.6 |  |  | Sungrow | SBR256 | 8 | Sungrow | SH8.0RT | [8 empty] | Sungrow
2021-07-01 | HBS3009 | Sungrow SBR096 (x3) w/ Sungrow SH10RT inverter | 10000 | 9.6 |  |  | Sungrow | SBR096 | 3 | Sungrow | SH10RT | [8 empty] | Sungrow
2021-07-01 | HBS3010 | Sungrow SBR128 (x4) w/ Sungrow SH10RT inverter | 10000 | 12.8 |  |  | Sungrow | SBR128 | 4 | Sungrow | SH10RT | [8 empty] | Sungrow
2021-07-01 | HBS3011 | Sungrow SBR160 (x5) w/ Sungrow SH10RT inverter | 10000 | 16.8 |  |  | Sungrow | SBR160 | 5 | Sungrow | SH10RT | [8 empty] | Sungrow
2021-07-01 | HBS3012 | Sungrow SBR192 (x6) w/ Sungrow SH10RT inverter | 10000 | 19.2 |  |  | Sungrow | SBR192 | 6 | Sungrow | SH10RT | [8 empty] | Sungrow
2021-07-01 | HBS3013 | Sungrow SBR224 (x7) w/ Sungrow SH10RT inverter | 10000 | 22.4 |  |  | Sungrow | SBR224 | 7 | Sungrow | SH10RT | [8 empty] | Sungrow
2021-07-01 | HBS3014 | Sungrow SBR256 (x8) w/ Sungrow SH10RT inverter | 10000 | 25.6 |  |  | Sungrow | SBR256 | 8 | Sungrow | SH10RT | [8 empty] | Sungrow
2021-07-07 | HBS2684 | LG Chem RESU10 (x1) w/ Selectronic SPMC480-AU inverter, Mondo 'smart controller' | 3500 | 8.8 |  |  | LG Chem | RESU10 | 1 | Selectronic | SPMC480-AU | Mondo | Ubi 3.0 | [6 empty] | LG Chem
2021-07-07 | HBS2643 | BYD LVS 4.0 (x1) w/ Selectronic SPMC480-AU inverter, Mondo 'smart controller' | 3500 | 4 |  |  | BYD | LVS 4.0 | 1 | Selectronic | SPMC480-AU | Mondo | Ubi 3.0 | [6 empty] | BYD
2021-07-07 | HBS2644 | BYD LVS 8.0 (x1) w/ Selectronic SPMC480-AU inverter, Mondo 'smart controller' | 3500 | 8 |  |  | BYD | LVS 8.0 | 1 | Selectronic | SPMC480-AU | Mondo | Ubi 3.0 | [6 empty] | BYD
2021-07-07 | HBS2645 | BYD LVS 12.0 (x1) w/ Selectronic SPMC480-AU inverter, Mondo 'smart controller' | 3500 | 12 |  |  | BYD | LVS 12.0 | 1 | Selectronic | SPMC480-AU | Mondo | Ubi 3.0 | [6 empty] | BYD
2021-07-07 | HBS2646 | BYD LVS 16.0 (x1) w/ Selectronic SPMC480-AU inverter, Mondo 'smart controller' | 3500 | 16 |  |  | BYD | LVS 16.0 | 1 | Selectronic | SPMC480-AU | Mondo | Ubi 3.0 | [6 empty] | BYD
2021-07-07 | HBS2647 | BYD LVS 20.0 (x1) w/ Selectronic SPMC480-AU inverter, Mondo 'smart controller' | 3500 | 20 |  |  | BYD | LVS 20.0 | 1 | Selectronic | SPMC480-AU | Mondo | Ubi 3.0 | [6 empty] | BYD
2021-07-07 | HBS2648 | BYD LVS 24.0 (x1) w/ Selectronic SPMC480-AU inverter, Mondo 'smart controller' | 3500 | 24 |  |  | BYD | LVS 24.0 | 1 | Selectronic | SPMC480-AU | Mondo | Ubi 3.0 | [6 empty] | BYD
2021-07-07 | HBS2640 | BYD Battery-Box Premium LVL 15.4 (x1) w/ Selectronic SPMC480-AU inverter, Mondo 'smart controller' | 3500 | 15.4 |  |  | BYD | Battery-Box Premium LVL 15.4 | 1 | Selectronic | SPMC480-AU | Mondo | Ubi 3.0 | [6 empty] | BYD
2021-07-09 | HBS3031 | Sofar Solar GTX2500 (x1) w/ Sofar Solar HYD 3000-ES inverter | 3000 | 2.3 |  |  | Sofar Solar | GTX2500 | 1 | Sofar Solar | HYD 3000-ES | [8 empty] | Sofar Solar
2021-07-09 | HBS3032 | Sofar Solar GTX2500 (x1) w/ Sofar Solar HYD 3600-ES inverter | 3600 | 2.3 |  |  | Sofar Solar | GTX2500 | 1 | Sofar Solar | HYD 3600-ES | [8 empty] | Sofar Solar
2021-07-09 | HBS3033 | Sofar Solar GTX2500 (x1) w/ Sofar Solar HYD 4000-ES inverter | 4000 | 2.3 |  |  | Sofar Solar | GTX2500 | 1 | Sofar Solar | HYD 4000-ES | [8 empty] | Sofar Solar
2021-07-09 | HBS3035 | Sofar Solar GTX2500 (x1) w/ Sofar Solar HYD 5000-ES inverter | 5000 | 2.3 |  |  | Sofar Solar | GTX2500 | 1 | Sofar Solar | HYD 5000-ES | [8 empty] | Sofar Solar
2021-07-09 | HBS3036 | Sofar Solar GTX2500 (x1) w/ Sofar Solar HYD 6000-ES inverter | 6000 | 2.3 |  |  | Sofar Solar | GTX2500 | 1 | Sofar Solar | HYD 6000-ES | [8 empty] | Sofar Solar
2021-07-09 | HBS3037 | Sofar Solar GTX5000 (x1) w/ Sofar Solar HYD 3000-ES inverter | 3000 | 4.6 |  |  | Sofar Solar | GTX5000 | 1 | Sofar Solar | HYD 3000-ES | [8 empty] | Sofar Solar
2021-07-09 | HBS3038 | Sofar Solar GTX5000 (x1) w/ Sofar Solar HYD 3600-ES inverter | 3600 | 4.6 |  |  | Sofar Solar | GTX5000 | 1 | Sofar Solar | HYD 3600-ES | [8 empty] | Sofar Solar
2021-07-09 | HBS3039 | Sofar Solar GTX5000 (x1) w/ Sofar Solar HYD 4000-ES inverter | 4000 | 4.6 |  |  | Sofar Solar | GTX5000 | 1 | Sofar Solar | HYD 4000-ES | [8 empty] | Sofar Solar
2021-07-09 | HBS3041 | Sofar Solar GTX5000 (x1) w/ Sofar Solar HYD 5000-ES inverter | 5000 | 4.6 |  |  | Sofar Solar | GTX5000 | 1 | Sofar Solar | HYD 5000-ES | [8 empty] | Sofar Solar
2021-07-09 | HBS3042 | Sofar Solar GTX5000 (x1) w/ Sofar Solar HYD 6000-ES inverter | 6000 | 4.6 |  |  | Sofar Solar | GTX5000 | 1 | Sofar Solar | HYD 6000-ES | [8 empty] | Sofar Solar
2021-07-09 | HBS3043 | Sofar Solar GTX2500 (x1) w/ Sofar Solar ME 3000SP inverter | 3000 | 2.3 |  |  | Sofar Solar | GTX2500 | 1 | Sofar Solar | ME 3000SP | [8 empty] | Sofar Solar
2021-07-09 | HBS3044 | Sofar Solar GTX5000 (x1) w/ Sofar Solar ME 3000SP inverter | 3000 | 4.6 |  |  | Sofar Solar | GTX5000 | 1 | Sofar Solar | ME 3000SP | [8 empty] | Sofar Solar
2021-07-09 | HBS2545 | SolaX AEON T-Bat H 5.8 (x1) w/ SolaX X1-Hybrid-3.0-N-I inverter, Droplet | 3000 | 5.8 |  |  | SolaX | T-Bat H 5.8 | 1 | SolaX | X1-Hybrid-3.0-N-I | SwitchDin | Droplet
2021-07-09 | HBS2546 | SolaX AEON T-Bat H 5.8 (x1) w/ SolaX X1-Hybrid-3.7-N-I inverter, Droplet | 3680 | 5.8 |  |  | SolaX | T-Bat H 5.8 | 1 | SolaX | X1-Hybrid-3.7-N-I | SwitchDin | Droplet
2021-07-09 | HBS2547 | SolaX AEON T-Bat H 5.8 (x1) w/ SolaX X1-Hybrid-4.6-N-I inverter, Droplet | 4600 | 5.8 |  |  | SolaX | T-Bat H 5.8 | 1 | SolaX | X1-Hybrid-4.6-N-I | SwitchDin | Droplet
2021-07-09 | HBS2548 | SolaX AEON T-Bat H 5.8 (x1) w/ SolaX X1-Hybrid-5.0-N-I inverter, Droplet | 4999 | 5.8 |  |  | SolaX | T-Bat H 5.8 | 1 | SolaX | X1-Hybrid-5.0-N-I | SwitchDin | Droplet
2021-07-09 | HBS2553 | SolaX AEON T-Bat H 5.8 (x2) w/ SolaX X1-Hybrid-3.0-N-I inverter, Droplet | 3000 | 11.6 |  |  | SolaX | T-Bat H 5.8 | 2 | SolaX | X1-Hybrid-3.0-N-I | SwitchDin | Droplet
2021-07-09 | HBS2554 | SolaX AEON T-Bat H 5.8 (x2) w/ SolaX X1-Hybrid-3.7-N-I inverter, Droplet | 3680 | 11.6 |  |  | SolaX | T-Bat H 5.8 | 2 | SolaX | X1-Hybrid-3.7-N-I | SwitchDin | Droplet
2021-07-09 | HBS2555 | SolaX AEON T-Bat H 5.8 (x2) w/ SolaX X1-Hybrid-4.6-N-I inverter, Droplet | 4600 | 11.6 |  |  | SolaX | T-Bat H 5.8 | 2 | SolaX | X1-Hybrid-4.6-N-I | SwitchDin | Droplet
2021-07-09 | HBS2556 | SolaX AEON T-Bat H 5.8 (x2) w/ SolaX X1-Hybrid-5.0-N-I inverter, Droplet | 4999 | 11.6 |  |  | SolaX | T-Bat H 5.8 | 2 | SolaX | X1-Hybrid-5.0-N-I | SwitchDin | Droplet
2021-07-09 | HBS2561 | SolaX AEON T-Bat H 5.8 (x3) w/ SolaX X1-Hybrid-3.0-N-I inverter, Droplet | 3000 | 17.4 |  |  | SolaX | T-Bat H 5.8 | 3 | SolaX | X1-Hybrid-3.0-N-I | SwitchDin | Droplet
2021-07-09 | HBS2562 | SolaX AEON T-Bat H 5.8 (x3) w/ SolaX X1-Hybrid-3.7-N-I inverter, Droplet | 3680 | 17.4 |  |  | SolaX | T-Bat H 5.8 | 3 | SolaX | X1-Hybrid-3.7-N-I | SwitchDin | Droplet
2021-07-09 | HBS2563 | SolaX AEON T-Bat H 5.8 (x3) w/ SolaX X1-Hybrid-4.6-N-I inverter, Droplet | 4600 | 17.4 |  |  | SolaX | T-Bat H 5.8 | 3 | SolaX | X1-Hybrid-4.6-N-I | SwitchDin | Droplet
2021-07-09 | HBS2564 | SolaX AEON T-Bat H 5.8 (x3) w/ SolaX X1-Hybrid-5.0-N-I inverter, Droplet | 4999 | 17.4 |  |  | SolaX | T-Bat H 5.8 | 3 | SolaX | X1-Hybrid-5.0-N-I | SwitchDin | Droplet
2021-07-22 | HBS3015 | LG Energy Solution RESU 10H Prime (x1) w/ SolarEdge SE3000H-AUS3MBX14 inverter, SolarEdge 'SE Meter' w/ SESTI-S4 StorEdge Interface | 3000 | 9.6 |  |  | LG Energy Solution | RESU 10H Prime | 1 | SolarEdge | SE3000H-AUS3MBX14 | SolarEdge | SE-MTR-3Y-400V-A | [6 empty] | LG Energy Solution
2021-07-22 | HBS3016 | LG Energy Solution RESU 10H Prime (x1) w/ SolarEdge SE3000H-AUS3MBX14 inverter, SolarEdge 'SE Meter' w/ DC Combiner Box | 3000 | 9.6 |  |  | LG Energy Solution | RESU 10H Prime | 1 | SolarEdge | SE3000H-AUS3MBX14 | SolarEdge | SE-MTR-3Y-400V-A | [6 empty] | LG Energy Solution
2021-07-22 | HBS3017 | LG Energy Solution RESU 10H Prime (x1) w/ SolarEdge SE5000H-AUS3MBX14 inverter, SolarEdge 'SE Meter' w/ SESTI-S4 StorEdge Interface | 4985 | 9.6 |  |  | LG Energy Solution | RESU 10H Prime | 1 | SolarEdge | SE5000H-AUS3MBX14 | SolarEdge | SE-MTR-3Y-400V-A | [6 empty] | LG Energy Solution
2021-07-22 | HBS3018 | LG Energy Solution RESU 10H Prime (x1) w/ SolarEdge SE5000H-AUS3MBX14 inverter, SolarEdge 'SE Meter' w/ DC Combiner Box | 4985 | 9.6 |  |  | LG Energy Solution | RESU 10H Prime | 1 | SolarEdge | SE5000H-AUS3MBX14 | SolarEdge | SE-MTR-3Y-400V-A | [6 empty] | LG Energy Solution
2021-07-22 | HBS3019 | LG Energy Solution RESU 10H Prime (x2) w/ SolarEdge SE5000H-AUS3MBX14 inverter, SolarEdge 'SE Meter' w/ SESTI-S4 StorEdge Interface | 4985 | 19.2 |  |  | LG Energy Solution | RESU 10H Prime | 2 | SolarEdge | SE5000H-AUS3MBX14 | SolarEdge | SE-MTR-3Y-400V-A | [6 empty] | LG Energy Solution
2021-07-22 | HBS3020 | LG Energy Solution RESU 10H Prime (x2) w/ SolarEdge SE5000H-AUS3MBX14 inverter, SolarEdge 'SE Meter' w/ DC Combiner Box | 4985 | 19.2 |  |  | LG Energy Solution | RESU 10H Prime | 2 | SolarEdge | SE5000H-AUS3MBX14 | SolarEdge | SE-MTR-3Y-400V-A | [6 empty] | LG Energy Solution
2021-07-22 | HBS3021 | LG Energy Solution RESU 10H Prime (x1) w/ SolarEdge SE6000H-AUS3MBX14 inverter, SolarEdge 'SE Meter' w/ SESTI-S4 StorEdge Interface | 6000 | 9.6 |  |  | LG Energy Solution | RESU 10H Prime | 1 | SolarEdge | SE6000H-AUS3MBX14 | SolarEdge | SE-MTR-3Y-400V-A | [6 empty] | LG Energy Solution
2021-07-22 | HBS3022 | LG Energy Solution RESU 10H Prime (x1) w/ SolarEdge SE6000H-AUS3MBX14 inverter, SolarEdge 'SE Meter' w/ DC Combiner Box | 6000 | 9.6 |  |  | LG Energy Solution | RESU 10H Prime | 1 | SolarEdge | SE6000H-AUS3MBX14 | SolarEdge | SE-MTR-3Y-400V-A | [6 empty] | LG Energy Solution
2021-07-22 | HBS3023 | LG Energy Solution RESU 10H Prime (x2) w/ SolarEdge SE6000H-AUS3MBX14 inverter, SolarEdge 'SE Meter' w/ SESTI-S4 StorEdge Interface | 6000 | 19.2 |  |  | LG Energy Solution | RESU 10H Prime | 2 | SolarEdge | SE6000H-AUS3MBX14 | SolarEdge | SE-MTR-3Y-400V-A | [6 empty] | LG Energy Solution
2021-07-22 | HBS3024 | LG Energy Solution RESU 10H Prime (x2) w/ SolarEdge SE6000H-AUS3MBX14 inverter, SolarEdge 'SE Meter' w/ DC Combiner Box | 6000 | 19.2 |  |  | LG Energy Solution | RESU 10H Prime | 2 | SolarEdge | SE6000H-AUS3MBX14 | SolarEdge | SE-MTR-3Y-400V-A | [6 empty] | LG Energy Solution
2021-07-22 | HBS3025 | LG Energy Solution RESU 16H Prime (x1) w/ SolarEdge SE5000H-AUS3MBX14 inverter, SolarEdge 'SE Meter' w/ SESTI-S4 StorEdge Interface | 4985 | 16 |  |  | LG Energy Solution | RESU 16H Prime | 1 | SolarEdge | SE5000H-AUS3MBX14 | SolarEdge | SE-MTR-3Y-400V-A | [6 empty] | LG Energy Solution
2021-07-22 | HBS3026 | LG Energy Solution RESU 16H Prime (x1) w/ SolarEdge SE5000H-AUS3MBX14 inverter, SolarEdge 'SE Meter' w/ DC Combiner Box | 4985 | 16 |  |  | LG Energy Solution | RESU 16H Prime | 1 | SolarEdge | SE5000H-AUS3MBX14 | SolarEdge | SE-MTR-3Y-400V-A | [6 empty] | LG Energy Solution
2021-07-22 | HBS3027 | LG Energy Solution RESU 16H Prime (x1) w/ SolarEdge SE6000H-AUS3MBX14 inverter, SolarEdge 'SE Meter' w/ SESTI-S4 StorEdge Interface | 6000 | 16 |  |  | LG Energy Solution | RESU 16H Prime | 1 | SolarEdge | SE6000H-AUS3MBX14 | SolarEdge | SE-MTR-3Y-400V-A | [6 empty] | LG Energy Solution
2021-07-22 | HBS3028 | LG Energy Solution RESU 16H Prime (x1) w/ SolarEdge SE6000H-AUS3MBX14 inverter, SolarEdge 'SE Meter' w/ DC Combiner Box | 6000 | 16 |  |  | LG Energy Solution | RESU 16H Prime | 1 | SolarEdge | SE6000H-AUS3MBX14 | SolarEdge | SE-MTR-3Y-400V-A | [6 empty] | LG Energy Solution
2021-07-22 | HBS3029 | LG Energy Solution RESU 16H Prime (x2) w/ SolarEdge SE6000H-AUS3MBX14 inverter, SolarEdge 'SE Meter' w/ SESTI-S4 StorEdge Interface | 6000 | 32 |  |  | LG Energy Solution | RESU 16H Prime | 2 | SolarEdge | SE6000H-AUS3MBX14 | SolarEdge | SE-MTR-3Y-400V-A | [6 empty] | LG Energy Solution
2021-07-22 | HBS3030 | LG Energy Solution RESU 16H Prime (x2) w/ SolarEdge SE6000H-AUS3MBX14 inverter, SolarEdge 'SE Meter' w/ DC Combiner Box | 6000 | 32 |  |  | LG Energy Solution | RESU 16H Prime | 2 | SolarEdge | SE6000H-AUS3MBX14 | SolarEdge | SE-MTR-3Y-400V-A | [6 empty] | LG Energy Solution
2021-07-23 | HBS3046 | Koyoe KY-96V105AH (x1) w/ Koyoe KY-1Hybrid-5k0-H-A inverter, 'smart controller'-Indoor | 5000 | 9 |  |  | Koyoe | KY-96V105AH | 1 | Koyoe | KY-1Hybrid-5k0-H-A | [8 empty] | Koyoe
2021-07-23 | HBS3047 | Koyoe KY-192V105AH (x1) w/ Koyoe KY-1Hybrid-5k0-H-A inverter, 'smart controller'-Indoor | 5000 | 18 |  |  | Koyoe | KY-192V105AH | 1 | Koyoe | KY-1Hybrid-5k0-H-A | [8 empty] | Koyoe
2021-07-23 | HBS3048 | Koyoe KY-96V105AH (x1) w/ Koyoe KY-1Hybrid-5k0-H-A inverter, 'smart controller' | 5000 | 9 |  |  | Koyoe | KY-96V105AH | 1 | Koyoe | KY-1Hybrid-5k0-H-A | [8 empty] | Koyoe
2021-07-23 | HBS3049 | Koyoe KY-192V105AH (x1) w/ Koyoe KY-1Hybrid-5k0-H-A inverter, 'smart controller' | 5000 | 18 |  |  | Koyoe | KY-192V105AH | 1 | Koyoe | KY-1Hybrid-5k0-H-A | [8 empty] | Koyoe
2021-08-23 | HBS3083 | Sofar Solar GTX3000-H4 (x4) w/ Sofar Solar HYD 5000 TL-3PH inverter | 5000 | 9 |  |  | Sofar Solar | GTX3000-H4 | 4 | Sofar Solar | HYD 5000 TL-3PH | [8 empty] | Sofar Solar
2021-08-23 | HBS3084 | Sofar Solar GTX3000-H5 (x5) w/ Sofar Solar HYD 5000 TL-3PH inverter | 5000 | 9 |  |  | Sofar Solar | GTX3000-H5 | 5 | Sofar Solar | HYD 5000 TL-3PH | [8 empty] | Sofar Solar
2021-08-23 | HBS3085 | Sofar Solar GTX3000-H6 (x6) w/ Sofar Solar HYD 5000 TL-3PH inverter | 5000 | 9 |  |  | Sofar Solar | GTX3000-H6 | 6 | Sofar Solar | HYD 5000 TL-3PH | [8 empty] | Sofar Solar
2021-08-23 | HBS3086 | Sofar Solar GTX3000-H7 (x7) w/ Sofar Solar HYD 5000 TL-3PH inverter | 5000 | 9 |  |  | Sofar Solar | GTX3000-H7 | 7 | Sofar Solar | HYD 5000 TL-3PH | [8 empty] | Sofar Solar
2021-08-23 | HBS3087 | Sofar Solar GTX3000-H8 (x8) w/ Sofar Solar HYD 5000 TL-3PH inverter | 5000 | 9 |  |  | Sofar Solar | GTX3000-H8 | 8 | Sofar Solar | HYD 5000 TL-3PH | [8 empty] | Sofar Solar
2021-08-23 | HBS3088 | Sofar Solar GTX3000-H9 (x9) w/ Sofar Solar HYD 5000 TL-3PH inverter | 5000 | 9 |  |  | Sofar Solar | GTX3000-H9 | 9 | Sofar Solar | HYD 5000 TL-3PH | [8 empty] | Sofar Solar
2021-08-23 | HBS3089 | Sofar Solar GTX3000-H10 (x10) w/ Sofar Solar HYD 5000 TL-3PH inverter | 5000 | 11.3 |  |  | Sofar Solar | GTX3000-H10 | 10 | Sofar Solar | HYD 5000 TL-3PH | [8 empty] | Sofar Solar
2021-08-23 | HBS3090 | Sofar Solar GTX3000-H4 (x4) w/ Sofar Solar HYD 6000 TL-3PH inverter | 6000 | 11.3 |  |  | Sofar Solar | GTX3000-H4 | 4 | Sofar Solar | HYD 6000 TL-3PH | [8 empty] | Sofar Solar
2021-08-23 | HBS3091 | Sofar Solar GTX3000-H5 (x5) w/ Sofar Solar HYD 6000 TL-3PH inverter | 6000 | 11.3 |  |  | Sofar Solar | GTX3000-H5 | 5 | Sofar Solar | HYD 6000 TL-3PH | [8 empty] | Sofar Solar
2021-08-23 | HBS3092 | Sofar Solar GTX3000-H6 (x6) w/ Sofar Solar HYD 6000 TL-3PH inverter | 6000 | 11.3 |  |  | Sofar Solar | GTX3000-H6 | 6 | Sofar Solar | HYD 6000 TL-3PH | [8 empty] | Sofar Solar
2021-08-23 | HBS3093 | Sofar Solar GTX3000-H7 (x7) w/ Sofar Solar HYD 6000 TL-3PH inverter | 6000 | 11.3 |  |  | Sofar Solar | GTX3000-H7 | 7 | Sofar Solar | HYD 6000 TL-3PH | [8 empty] | Sofar Solar
2021-08-23 | HBS3094 | Sofar Solar GTX3000-H8 (x8) w/ Sofar Solar HYD 6000 TL-3PH inverter | 6000 | 11.3 |  |  | Sofar Solar | GTX3000-H8 | 8 | Sofar Solar | HYD 6000 TL-3PH | [8 empty] | Sofar Solar
2021-08-23 | HBS3095 | Sofar Solar GTX3000-H9 (x9) w/ Sofar Solar HYD 6000 TL-3PH inverter | 6000 | 13.5 |  |  | Sofar Solar | GTX3000-H9 | 9 | Sofar Solar | HYD 6000 TL-3PH | [8 empty] | Sofar Solar
2021-08-23 | HBS3096 | Sofar Solar GTX3000-H10 (x10) w/ Sofar Solar HYD 6000 TL-3PH inverter | 6000 | 13.5 |  |  | Sofar Solar | GTX3000-H10 | 10 | Sofar Solar | HYD 6000 TL-3PH | [8 empty] | Sofar Solar
2021-08-23 | HBS3097 | Sofar Solar GTX3000-H4 (x4) w/ Sofar Solar HYD 8000 TL-3PH inverter | 8000 | 13.5 |  |  | Sofar Solar | GTX3000-H4 | 4 | Sofar Solar | HYD 8000 TL-3PH | [8 empty] | Sofar Solar
2021-08-23 | HBS3098 | Sofar Solar GTX3000-H5 (x5) w/ Sofar Solar HYD 8000 TL-3PH inverter | 8000 | 13.5 |  |  | Sofar Solar | GTX3000-H5 | 5 | Sofar Solar | HYD 8000 TL-3PH | [8 empty] | Sofar Solar
2021-08-23 | HBS3099 | Sofar Solar GTX3000-H6 (x6) w/ Sofar Solar HYD 8000 TL-3PH inverter | 8000 | 13.5 |  |  | Sofar Solar | GTX3000-H6 | 6 | Sofar Solar | HYD 8000 TL-3PH | [8 empty] | Sofar Solar
2021-08-23 | HBS3100 | Sofar Solar GTX3000-H7 (x7) w/ Sofar Solar HYD 8000 TL-3PH inverter | 8000 | 13.5 |  |  | Sofar Solar | GTX3000-H7 | 7 | Sofar Solar | HYD 8000 TL-3PH | [8 empty] | Sofar Solar
2021-08-23 | HBS3101 | Sofar Solar GTX3000-H8 (x8) w/ Sofar Solar HYD 8000 TL-3PH inverter | 8000 | 15.75 |  |  | Sofar Solar | GTX3000-H8 | 8 | Sofar Solar | HYD 8000 TL-3PH | [8 empty] | Sofar Solar
2021-08-23 | HBS3102 | Sofar Solar GTX3000-H9 (x9) w/ Sofar Solar HYD 8000 TL-3PH inverter | 8000 | 15.75 |  |  | Sofar Solar | GTX3000-H9 | 9 | Sofar Solar | HYD 8000 TL-3PH | [8 empty] | Sofar Solar
2021-08-23 | HBS3103 | Sofar Solar GTX3000-H10 (x10) w/ Sofar Solar HYD 8000 TL-3PH inverter | 8000 | 15.75 |  |  | Sofar Solar | GTX3000-H10 | 10 | Sofar Solar | HYD 8000 TL-3PH | [8 empty] | Sofar Solar
2021-08-23 | HBS3104 | Sofar Solar GTX3000-H4 (x4) w/ Sofar Solar HYD 10000 TL-3PH inverter | 10000 | 15.75 |  |  | Sofar Solar | GTX3000-H4 | 4 | Sofar Solar | HYD 10000 TL-3PH | [8 empty] | Sofar Solar
2021-08-23 | HBS3105 | Sofar Solar GTX3000-H5 (x5) w/ Sofar Solar HYD 10000 TL-3PH inverter | 10000 | 15.75 |  |  | Sofar Solar | GTX3000-H5 | 5 | Sofar Solar | HYD 10000 TL-3PH | [8 empty] | Sofar Solar
2021-08-23 | HBS3106 | Sofar Solar GTX3000-H6 (x6) w/ Sofar Solar HYD 10000 TL-3PH inverter | 10000 | 15.75 |  |  | Sofar Solar | GTX3000-H6 | 6 | Sofar Solar | HYD 10000 TL-3PH | [8 empty] | Sofar Solar
2021-08-23 | HBS3107 | Sofar Solar GTX3000-H7 (x7) w/ Sofar Solar HYD 10000 TL-3PH inverter | 10000 | 18 |  |  | Sofar Solar | GTX3000-H7 | 7 | Sofar Solar | HYD 10000 TL-3PH | [8 empty] | Sofar Solar
2021-08-23 | HBS3108 | Sofar Solar GTX3000-H8 (x8) w/ Sofar Solar HYD 10000 TL-3PH inverter | 10000 | 18 |  |  | Sofar Solar | GTX3000-H8 | 8 | Sofar Solar | HYD 10000 TL-3PH | [8 empty] | Sofar Solar
2021-08-23 | HBS3109 | Sofar Solar GTX3000-H9 (x9) w/ Sofar Solar HYD 10000 TL-3PH inverter | 10000 | 18 |  |  | Sofar Solar | GTX3000-H9 | 9 | Sofar Solar | HYD 10000 TL-3PH | [8 empty] | Sofar Solar
2021-08-23 | HBS3110 | Sofar Solar GTX3000-H10 (x10) w/ Sofar Solar HYD 10000 TL-3PH inverter | 10000 | 18 |  |  | Sofar Solar | GTX3000-H10 | 10 | Sofar Solar | HYD 10000 TL-3PH | [8 empty] | Sofar Solar
2021-08-23 | HBS3111 | Sofar Solar GTX3000-H4 (x4) w/ Sofar Solar HYD 15000 TL-3PH inverter | 15000 | 18 |  |  | Sofar Solar | GTX3000-H4 | 4 | Sofar Solar | HYD 15000 TL-3PH | [8 empty] | Sofar Solar
2021-08-23 | HBS3112 | Sofar Solar GTX3000-H5 (x5) w/ Sofar Solar HYD 15000 TL-3PH inverter | 15000 | 18 |  |  | Sofar Solar | GTX3000-H5 | 5 | Sofar Solar | HYD 15000 TL-3PH | [8 empty] | Sofar Solar
2021-08-23 | HBS3113 | Sofar Solar GTX3000-H6 (x6) w/ Sofar Solar HYD 15000 TL-3PH inverter | 15000 | 20.3 |  |  | Sofar Solar | GTX3000-H6 | 6 | Sofar Solar | HYD 15000 TL-3PH | [8 empty] | Sofar Solar
2021-08-23 | HBS3114 | Sofar Solar GTX3000-H7 (x7) w/ Sofar Solar HYD 15000 TL-3PH inverter | 15000 | 20.3 |  |  | Sofar Solar | GTX3000-H7 | 7 | Sofar Solar | HYD 15000 TL-3PH | [8 empty] | Sofar Solar
2021-08-23 | HBS3115 | Sofar Solar GTX3000-H8 (x8) w/ Sofar Solar HYD 15000 TL-3PH inverter | 15000 | 20.3 |  |  | Sofar Solar | GTX3000-H8 | 8 | Sofar Solar | HYD 15000 TL-3PH | [8 empty] | Sofar Solar
2021-08-23 | HBS3116 | Sofar Solar GTX3000-H9 (x9) w/ Sofar Solar HYD 15000 TL-3PH inverter | 15000 | 20.3 |  |  | Sofar Solar | GTX3000-H9 | 9 | Sofar Solar | HYD 15000 TL-3PH | [8 empty] | Sofar Solar
2021-08-23 | HBS3117 | Sofar Solar GTX3000-H10 (x10) w/ Sofar Solar HYD 15000 TL-3PH inverter | 15000 | 20.3 |  |  | Sofar Solar | GTX3000-H10 | 10 | Sofar Solar | HYD 15000 TL-3PH | [8 empty] | Sofar Solar
2021-08-23 | HBS3118 | Sofar Solar GTX3000-H4 (x4) w/ Sofar Solar HYD 20000 TL-3PH inverter | 20000 | 20.3 |  |  | Sofar Solar | GTX3000-H4 | 4 | Sofar Solar | HYD 20000 TL-3PH | [8 empty] | Sofar Solar
2021-08-23 | HBS3119 | Sofar Solar GTX3000-H5 (x5) w/ Sofar Solar HYD 20000 TL-3PH inverter | 20000 | 22.5 |  |  | Sofar Solar | GTX3000-H5 | 5 | Sofar Solar | HYD 20000 TL-3PH | [8 empty] | Sofar Solar
2021-08-23 | HBS3120 | Sofar Solar GTX3000-H6 (x6) w/ Sofar Solar HYD 20000 TL-3PH inverter | 20000 | 22.5 |  |  | Sofar Solar | GTX3000-H6 | 6 | Sofar Solar | HYD 20000 TL-3PH | [8 empty] | Sofar Solar
2021-08-23 | HBS3121 | Sofar Solar GTX3000-H7 (x7) w/ Sofar Solar HYD 20000 TL-3PH inverter | 20000 | 22.5 |  |  | Sofar Solar | GTX3000-H7 | 7 | Sofar Solar | HYD 20000 TL-3PH | [8 empty] | Sofar Solar
2021-08-23 | HBS3122 | Sofar Solar GTX3000-H8 (x8) w/ Sofar Solar HYD 20000 TL-3PH inverter | 20000 | 22.5 |  |  | Sofar Solar | GTX3000-H8 | 8 | Sofar Solar | HYD 20000 TL-3PH | [8 empty] | Sofar Solar
2021-08-23 | HBS3123 | Sofar Solar GTX3000-H9 (x9) w/ Sofar Solar HYD 20000 TL-3PH inverter | 20000 | 22.5 |  |  | Sofar Solar | GTX3000-H9 | 9 | Sofar Solar | HYD 20000 TL-3PH | [8 empty] | Sofar Solar
2021-08-23 | HBS3124 | Sofar Solar GTX3000-H10 (x10) w/ Sofar Solar HYD 20000 TL-3PH inverter | 20000 | 22.5 |  |  | Sofar Solar | GTX3000-H10 | 10 | Sofar Solar | HYD 20000 TL-3PH | [8 empty] | Sofar Solar
2021-08-25 | HBS3125 | Sungrow SBR096 (x1) w/ Sungrow SH5.0RS inverter | 4999 | 9.6 |  |  | Sungrow | SBR096 | 1 | Sungrow | SH5.0RS | [8 empty] | Sungrow
2021-08-25 | HBS3126 | Sungrow SBR128 (x1) w/ Sungrow SH5.0RS inverter | 4999 | 12.8 |  |  | Sungrow | SBR128 | 1 | Sungrow | SH5.0RS | [8 empty] | Sungrow
2021-08-25 | HBS3127 | Sungrow SBR160 (x1) w/ Sungrow SH5.0RS inverter | 4999 | 16 |  |  | Sungrow | SBR160 | 1 | Sungrow | SH5.0RS | [8 empty] | Sungrow
2021-08-25 | HBS3128 | Sungrow SBR192 (x1) w/ Sungrow SH5.0RS inverter | 4999 | 19.2 |  |  | Sungrow | SBR192 | 1 | Sungrow | SH5.0RS | [8 empty] | Sungrow
2021-08-25 | HBS3129 | Sungrow SBR096 (x2) w/ Sungrow SH5.0RS inverter | 4999 | 19.2 |  |  | Sungrow | SBR096 | 2 | Sungrow | SH5.0RS | [8 empty] | Sungrow
2021-08-25 | HBS3130 | Sungrow SBR128 (x2) w/ Sungrow SH5.0RS inverter | 4999 | 25.6 |  |  | Sungrow | SBR128 | 2 | Sungrow | SH5.0RS | [8 empty] | Sungrow
2021-08-25 | HBS3131 | Sungrow SBR160 (x2) w/ Sungrow SH5.0RS inverter | 4999 | 32 |  |  | Sungrow | SBR160 | 2 | Sungrow | SH5.0RS | [8 empty] | Sungrow
2021-08-25 | HBS3132 | Sungrow SBR192 (x2) w/ Sungrow SH5.0RS inverter | 4999 | 38.4 |  |  | Sungrow | SBR192 | 2 | Sungrow | SH5.0RS | [8 empty] | Sungrow
2021-08-25 | HBS3133 | Sungrow SBR096 (x3) w/ Sungrow SH5.0RS inverter | 4999 | 28.8 |  |  | Sungrow | SBR096 | 3 | Sungrow | SH5.0RS | [8 empty] | Sungrow
2021-08-25 | HBS3134 | Sungrow SBR128 (x3) w/ Sungrow SH5.0RS inverter | 4999 | 38.4 |  |  | Sungrow | SBR128 | 3 | Sungrow | SH5.0RS | [8 empty] | Sungrow
2021-08-25 | HBS3135 | Sungrow SBR160 (x3) w/ Sungrow SH5.0RS inverter | 4999 | 48 |  |  | Sungrow | SBR160 | 3 | Sungrow | SH5.0RS | [8 empty] | Sungrow
2021-08-25 | HBS3136 | Sungrow SBR192 (x3) w/ Sungrow SH5.0RS inverter | 4999 | 57.6 |  |  | Sungrow | SBR192 | 3 | Sungrow | SH5.0RS | [8 empty] | Sungrow
2021-08-25 | HBS3137 | Sungrow SBR096 (x4) w/ Sungrow SH5.0RS inverter | 4999 | 38.4 |  |  | Sungrow | SBR096 | 4 | Sungrow | SH5.0RS | [8 empty] | Sungrow
2021-08-25 | HBS3138 | Sungrow SBR128 (x4) w/ Sungrow SH5.0RS inverter | 4999 | 51.2 |  |  | Sungrow | SBR128 | 4 | Sungrow | SH5.0RS | [8 empty] | Sungrow
2021-08-25 | HBS3139 | Sungrow SBR160 (x4) w/ Sungrow SH5.0RS inverter | 4999 | 64 |  |  | Sungrow | SBR160 | 4 | Sungrow | SH5.0RS | [8 empty] | Sungrow
2021-08-25 | HBS3140 | Sungrow SBR192 (x4) w/ Sungrow SH5.0RS inverter | 4999 | 76.8 |  |  | Sungrow | SBR192 | 4 | Sungrow | SH5.0RS | [8 empty] | Sungrow
2021-08-25 | HBS3141 | Sungrow SBR096 (x1) w/ Sungrow SH6.0RS inverter | 6000 | 9.6 |  |  | Sungrow | SBR096 | 1 | Sungrow | SH6.0RS | [8 empty] | Sungrow
2021-08-25 | HBS3142 | Sungrow SBR128 (x1) w/ Sungrow SH6.0RS inverter | 6000 | 12.8 |  |  | Sungrow | SBR128 | 1 | Sungrow | SH6.0RS | [8 empty] | Sungrow
2021-08-25 | HBS3143 | Sungrow SBR160 (x1) w/ Sungrow SH6.0RS inverter | 6000 | 16 |  |  | Sungrow | SBR160 | 1 | Sungrow | SH6.0RS | [8 empty] | Sungrow
2021-08-25 | HBS3144 | Sungrow SBR192 (x1) w/ Sungrow SH6.0RS inverter | 6000 | 19.2 |  |  | Sungrow | SBR192 | 1 | Sungrow | SH6.0RS | [8 empty] | Sungrow
2021-08-25 | HBS3145 | Sungrow SBR096 (x2) w/ Sungrow SH6.0RS inverter | 6000 | 19.2 |  |  | Sungrow | SBR096 | 2 | Sungrow | SH6.0RS | [8 empty] | Sungrow
2021-08-25 | HBS3146 | Sungrow SBR128 (x2) w/ Sungrow SH6.0RS inverter | 6000 | 25.6 |  |  | Sungrow | SBR128 | 2 | Sungrow | SH6.0RS | [8 empty] | Sungrow
2021-08-25 | HBS3147 | Sungrow SBR160 (x2) w/ Sungrow SH6.0RS inverter | 6000 | 32 |  |  | Sungrow | SBR160 | 2 | Sungrow | SH6.0RS | [8 empty] | Sungrow
2021-08-25 | HBS3148 | Sungrow SBR192 (x2) w/ Sungrow SH6.0RS inverter | 6000 | 38.4 |  |  | Sungrow | SBR192 | 2 | Sungrow | SH6.0RS | [8 empty] | Sungrow
2021-08-25 | HBS3149 | Sungrow SBR096 (x3) w/ Sungrow SH6.0RS inverter | 6000 | 28.8 |  |  | Sungrow | SBR096 | 3 | Sungrow | SH6.0RS | [8 empty] | Sungrow
2021-08-25 | HBS3150 | Sungrow SBR128 (x3) w/ Sungrow SH6.0RS inverter | 6000 | 38.4 |  |  | Sungrow | SBR128 | 3 | Sungrow | SH6.0RS | [8 empty] | Sungrow
2021-08-25 | HBS3151 | Sungrow SBR160 (x3) w/ Sungrow SH6.0RS inverter | 6000 | 48 |  |  | Sungrow | SBR160 | 3 | Sungrow | SH6.0RS | [8 empty] | Sungrow
2021-08-25 | HBS3152 | Sungrow SBR192 (x3) w/ Sungrow SH6.0RS inverter | 6000 | 57.6 |  |  | Sungrow | SBR192 | 3 | Sungrow | SH6.0RS | [8 empty] | Sungrow
2021-08-25 | HBS3153 | Sungrow SBR096 (x4) w/ Sungrow SH6.0RS inverter | 6000 | 38.4 |  |  | Sungrow | SBR096 | 4 | Sungrow | SH6.0RS | [8 empty] | Sungrow
2021-08-25 | HBS3154 | Sungrow SBR128 (x4) w/ Sungrow SH6.0RS inverter | 6000 | 51.2 |  |  | Sungrow | SBR128 | 4 | Sungrow | SH6.0RS | [8 empty] | Sungrow
2021-08-25 | HBS3155 | Sungrow SBR160 (x4) w/ Sungrow SH6.0RS inverter | 6000 | 64 |  |  | Sungrow | SBR160 | 4 | Sungrow | SH6.0RS | [8 empty] | Sungrow
2021-08-25 | HBS3156 | Sungrow SBR192 (x4) w/ Sungrow SH6.0RS inverter | 6000 | 76.8 |  |  | Sungrow | SBR192 | 4 | Sungrow | SH6.0RS | [8 empty] | Sungrow
2021-08-25 | HBS3157 | Sungrow SBR096 (x2) w/ Sungrow SH5.0RT inverter | 4999 | 19.2 |  |  | Sungrow | SBR096 | 2 | Sungrow | SH5.0RT | [8 empty] | Sungrow
2021-08-25 | HBS3158 | Sungrow SBR128 (x2) w/ Sungrow SH5.0RT inverter | 4999 | 25.6 |  |  | Sungrow | SBR128 | 2 | Sungrow | SH5.0RT | [8 empty] | Sungrow
2021-08-25 | HBS3159 | Sungrow SBR160 (x2) w/ Sungrow SH5.0RT inverter | 4999 | 32 |  |  | Sungrow | SBR160 | 2 | Sungrow | SH5.0RT | [8 empty] | Sungrow
2021-08-25 | HBS3160 | Sungrow SBR192 (x2) w/ Sungrow SH5.0RT inverter | 4999 | 38.4 |  |  | Sungrow | SBR192 | 2 | Sungrow | SH5.0RT | [8 empty] | Sungrow
2021-08-25 | HBS3161 | Sungrow SBR224 (x2) w/ Sungrow SH5.0RT inverter | 4999 | 44.8 |  |  | Sungrow | SBR224 | 2 | Sungrow | SH5.0RT | [8 empty] | Sungrow
2021-08-25 | HBS3162 | Sungrow SBR256 (x2) w/ Sungrow SH5.0RT inverter | 4999 | 51.2 |  |  | Sungrow | SBR256 | 2 | Sungrow | SH5.0RT | [8 empty] | Sungrow
2021-08-25 | HBS3163 | Sungrow SBR096 (x3) w/ Sungrow SH5.0RT inverter | 4999 | 28.8 |  |  | Sungrow | SBR096 | 3 | Sungrow | SH5.0RT | [8 empty] | Sungrow
2021-08-25 | HBS3164 | Sungrow SBR128 (x3) w/ Sungrow SH5.0RT inverter | 4999 | 38.4 |  |  | Sungrow | SBR128 | 3 | Sungrow | SH5.0RT | [8 empty] | Sungrow
2021-08-25 | HBS3165 | Sungrow SBR160 (x3) w/ Sungrow SH5.0RT inverter | 4999 | 48 |  |  | Sungrow | SBR160 | 3 | Sungrow | SH5.0RT | [8 empty] | Sungrow
2021-08-25 | HBS3166 | Sungrow SBR192 (x3) w/ Sungrow SH5.0RT inverter | 4999 | 57.6 |  |  | Sungrow | SBR192 | 3 | Sungrow | SH5.0RT | [8 empty] | Sungrow
2021-08-25 | HBS3167 | Sungrow SBR224 (x3) w/ Sungrow SH5.0RT inverter | 4999 | 67.2 |  |  | Sungrow | SBR224 | 3 | Sungrow | SH5.0RT | [8 empty] | Sungrow
2021-08-25 | HBS3168 | Sungrow SBR256 (x3) w/ Sungrow SH5.0RT inverter | 4999 | 76.8 |  |  | Sungrow | SBR256 | 3 | Sungrow | SH5.0RT | [8 empty] | Sungrow
2021-08-25 | HBS3169 | Sungrow SBR096 (x4) w/ Sungrow SH5.0RT inverter | 4999 | 38.4 |  |  | Sungrow | SBR096 | 4 | Sungrow | SH5.0RT | [8 empty] | Sungrow
2021-08-25 | HBS3170 | Sungrow SBR128 (x4) w/ Sungrow SH5.0RT inverter | 4999 | 51.2 |  |  | Sungrow | SBR128 | 4 | Sungrow | SH5.0RT | [8 empty] | Sungrow
2021-08-25 | HBS3171 | Sungrow SBR160 (x4) w/ Sungrow SH5.0RT inverter | 4999 | 64 |  |  | Sungrow | SBR160 | 4 | Sungrow | SH5.0RT | [8 empty] | Sungrow
2021-08-25 | HBS3172 | Sungrow SBR192 (x4) w/ Sungrow SH5.0RT inverter | 4999 | 76.8 |  |  | Sungrow | SBR192 | 4 | Sungrow | SH5.0RT | [8 empty] | Sungrow
2021-08-25 | HBS3173 | Sungrow SBR224 (x4) w/ Sungrow SH5.0RT inverter | 4999 | 89.6 |  |  | Sungrow | SBR224 | 4 | Sungrow | SH5.0RT | [8 empty] | Sungrow
2021-08-25 | HBS3174 | Sungrow SBR256 (x4) w/ Sungrow SH5.0RT inverter | 4999 | 102.4 |  |  | Sungrow | SBR256 | 4 | Sungrow | SH5.0RT | [8 empty] | Sungrow
2021-08-25 | HBS3175 | Sungrow SBR096 (x2) w/ Sungrow SH10RT inverter | 10000 | 19.2 |  |  | Sungrow | SBR096 | 2 | Sungrow | SH10RT | [8 empty] | Sungrow
2021-08-25 | HBS3176 | Sungrow SBR128 (x2) w/ Sungrow SH10RT inverter | 10000 | 25.6 |  |  | Sungrow | SBR128 | 2 | Sungrow | SH10RT | [8 empty] | Sungrow
2021-08-25 | HBS3177 | Sungrow SBR160 (x2) w/ Sungrow SH10RT inverter | 10000 | 32 |  |  | Sungrow | SBR160 | 2 | Sungrow | SH10RT | [8 empty] | Sungrow
2021-08-25 | HBS3178 | Sungrow SBR192 (x2) w/ Sungrow SH10RT inverter | 10000 | 38.4 |  |  | Sungrow | SBR192 | 2 | Sungrow | SH10RT | [8 empty] | Sungrow
2021-08-25 | HBS3179 | Sungrow SBR224 (x2) w/ Sungrow SH10RT inverter | 10000 | 44.8 |  |  | Sungrow | SBR224 | 2 | Sungrow | SH10RT | [8 empty] | Sungrow
2021-08-25 | HBS3180 | Sungrow SBR256 (x2) w/ Sungrow SH10RT inverter | 10000 | 51.2 |  |  | Sungrow | SBR256 | 2 | Sungrow | SH10RT | [8 empty] | Sungrow
2021-08-25 | HBS3181 | Sungrow SBR096 (x3) w/ Sungrow SH10RT inverter | 10000 | 28.8 |  |  | Sungrow | SBR096 | 3 | Sungrow | SH10RT | [8 empty] | Sungrow
2021-08-25 | HBS3182 | Sungrow SBR128 (x3) w/ Sungrow SH10RT inverter | 10000 | 38.4 |  |  | Sungrow | SBR128 | 3 | Sungrow | SH10RT | [8 empty] | Sungrow
2021-08-25 | HBS3183 | Sungrow SBR160 (x3) w/ Sungrow SH10RT inverter | 10000 | 48 |  |  | Sungrow | SBR160 | 3 | Sungrow | SH10RT | [8 empty] | Sungrow
2021-08-25 | HBS3184 | Sungrow SBR192 (x3) w/ Sungrow SH10RT inverter | 10000 | 57.6 |  |  | Sungrow | SBR192 | 3 | Sungrow | SH10RT | [8 empty] | Sungrow
2021-08-25 | HBS3185 | Sungrow SBR224 (x3) w/ Sungrow SH10RT inverter | 10000 | 67.2 |  |  | Sungrow | SBR224 | 3 | Sungrow | SH10RT | [8 empty] | Sungrow
2021-08-25 | HBS3186 | Sungrow SBR256 (x3) w/ Sungrow SH10RT inverter | 10000 | 76.8 |  |  | Sungrow | SBR256 | 3 | Sungrow | SH10RT | [8 empty] | Sungrow
2021-08-25 | HBS3187 | Sungrow SBR096 (x4) w/ Sungrow SH10RT inverter | 10000 | 38.4 |  |  | Sungrow | SBR096 | 4 | Sungrow | SH10RT | [8 empty] | Sungrow
2021-08-25 | HBS3188 | Sungrow SBR128 (x4) w/ Sungrow SH10RT inverter | 10000 | 51.2 |  |  | Sungrow | SBR128 | 4 | Sungrow | SH10RT | [8 empty] | Sungrow
2021-08-25 | HBS3189 | Sungrow SBR160 (x4) w/ Sungrow SH10RT inverter | 10000 | 64 |  |  | Sungrow | SBR160 | 4 | Sungrow | SH10RT | [8 empty] | Sungrow
2021-08-25 | HBS3190 | Sungrow SBR192 (x4) w/ Sungrow SH10RT inverter | 10000 | 76.8 |  |  | Sungrow | SBR192 | 4 | Sungrow | SH10RT | [8 empty] | Sungrow
2021-08-25 | HBS3191 | Sungrow SBR224 (x4) w/ Sungrow SH10RT inverter | 10000 | 89.6 |  |  | Sungrow | SBR224 | 4 | Sungrow | SH10RT | [8 empty] | Sungrow
2021-08-25 | HBS3192 | Sungrow SBR256 (x4) w/ Sungrow SH10RT inverter | 10000 | 102.4 |  |  | Sungrow | SBR256 | 4 | Sungrow | SH10RT | [8 empty] | Sungrow
2021-08-26 | HBS3193 | genZ GC48V-060LFP-2RU (x4) w/ Selectronic SPMC482-AU | 7500 | 9.6 |  |  | genZ | GC48V-060LFP-2RU | 4 | Selectronic | SPMC482-AU | [8 empty] | genZ
2021-08-26 | HBS3194 | genZ GC48V-060LFP-2RU (x5) w/ Selectronic SPMC482-AU | 7500 | 12 |  |  | genZ | GC48V-060LFP-2RU | 5 | Selectronic | SPMC482-AU | [8 empty] | genZ
2021-08-26 | HBS3195 | genZ GC48V-060LFP-2RU (x6) w/ Selectronic SPMC482-AU | 7500 | 14.4 |  |  | genZ | GC48V-060LFP-2RU | 6 | Selectronic | SPMC482-AU | [8 empty] | genZ
2021-08-26 | HBS3196 | genZ GC48V-060LFP-2RU (x7) w/ Selectronic SPMC482-AU | 7500 | 16.8 |  |  | genZ | GC48V-060LFP-2RU | 7 | Selectronic | SPMC482-AU | [8 empty] | genZ
2021-08-26 | HBS3197 | genZ GC48V-060LFP-2RU (x8) w/ Selectronic SPMC482-AU | 7500 | 19.2 |  |  | genZ | GC48V-060LFP-2RU | 8 | Selectronic | SPMC482-AU | [8 empty] | genZ
2021-08-26 | HBS3198 | genZ GC48V-060LFP-2RU (x9) w/ Selectronic SPMC482-AU | 7500 | 21.6 |  |  | genZ | GC48V-060LFP-2RU | 9 | Selectronic | SPMC482-AU | [8 empty] | genZ
2021-08-26 | HBS3199 | genZ GC48V-060LFP-2RU (x10) w/ Selectronic SPMC482-AU | 7500 | 24 |  |  | genZ | GC48V-060LFP-2RU | 10 | Selectronic | SPMC482-AU | [8 empty] | genZ
2021-08-26 | HBS3200 | genZ GC48V-060LFP-2RU (x11) w/ Selectronic SPMC482-AU | 7500 | 26.4 |  |  | genZ | GC48V-060LFP-2RU | 11 | Selectronic | SPMC482-AU | [8 empty] | genZ
2021-08-26 | HBS3201 | genZ GC48V-060LFP-2RU (x12) w/ Selectronic SPMC482-AU | 7500 | 28.8 |  |  | genZ | GC48V-060LFP-2RU | 12 | Selectronic | SPMC482-AU | [8 empty] | genZ
2021-08-26 | HBS3202 | genZ GC48V-060LFP-2RU (x13) w/ Selectronic SPMC482-AU | 7500 | 31.2 |  |  | genZ | GC48V-060LFP-2RU | 13 | Selectronic | SPMC482-AU | [8 empty] | genZ
2021-08-26 | HBS3203 | genZ GC48V-060LFP-2RU (x14) w/ Selectronic SPMC482-AU | 7500 | 33.6 |  |  | genZ | GC48V-060LFP-2RU | 14 | Selectronic | SPMC482-AU | [8 empty] | genZ
2021-08-26 | HBS3204 | genZ GC48V-060LFP-2RU (x15) w/ Selectronic SPMC482-AU | 7500 | 36 |  |  | genZ | GC48V-060LFP-2RU | 15 | Selectronic | SPMC482-AU | [8 empty] | genZ
2021-08-26 | HBS3205 | genZ GC48V-060LFP-2RU (x16) w/ Selectronic SPMC482-AU | 7500 | 38.4 |  |  | genZ | GC48V-060LFP-2RU | 16 | Selectronic | SPMC482-AU | [8 empty] | genZ
2021-08-26 | HBS3206 | genZ GC48V-060LFP-2RU (x17) w/ Selectronic SPMC482-AU | 7500 | 40.8 |  |  | genZ | GC48V-060LFP-2RU | 17 | Selectronic | SPMC482-AU | [8 empty] | genZ
2021-08-26 | HBS3207 | genZ GC48V-060LFP-2RU (x18) w/ Selectronic SPMC482-AU | 7500 | 43.2 |  |  | genZ | GC48V-060LFP-2RU | 18 | Selectronic | SPMC482-AU | [8 empty] | genZ
2021-08-26 | HBS3208 | genZ GC48V-060LFP-2RU (x19) w/ Selectronic SPMC482-AU | 7500 | 45.6 |  |  | genZ | GC48V-060LFP-2RU | 19 | Selectronic | SPMC482-AU | [8 empty] | genZ
2021-08-26 | HBS3209 | genZ GC48V-060LFP-2RU (x20) w/ Selectronic SPMC482-AU | 7500 | 48 |  |  | genZ | GC48V-060LFP-2RU | 20 | Selectronic | SPMC482-AU | [8 empty] | genZ
2021-09-07 | HBS3210 | Growatt GBLI 6532 (x1) w/ Growatt SPH3000TL BL-UP inverter, Eastron 'smart controller' w/ WiFi-X or Shinelink-x | 3000 | 6 |  |  | Growatt | GBLI 6532 | 1 | Growatt | SPH3000TL BL-UP | Eastron | SDM-120 CT-MV |  |  |  |  | Shenzhen Growatt New Energy Technology Co Ltd | WiFi-X or Shinelink-x | Growatt
2021-09-07 | HBS3211 | Growatt GBLI 6532 (x2) w/ Growatt SPH3000TL BL-UP inverter, Eastron 'smart controller' w/ WiFi-X or Shinelink-x | 3000 | 12 |  |  | Growatt | GBLI 6532 | 2 | Growatt | SPH3000TL BL-UP | Eastron | SDM-120 CT-MV |  |  |  |  | Shenzhen Growatt New Energy Technology Co Ltd | WiFi-X or Shinelink-x | Growatt
2021-09-07 | HBS3212 | Growatt GBLI 6532 (x1) w/ Growatt SPH3600TL BL-UP inverter, Eastron 'smart controller' w/ WiFi-X or Shinelink-x | 3680 | 6 |  |  | Growatt | GBLI 6532 | 1 | Growatt | SPH3600TL BL-UP | Eastron | SDM-120 CT-MV |  |  |  |  | Shenzhen Growatt New Energy Technology Co Ltd | WiFi-X or Shinelink-x | Growatt
2021-09-07 | HBS3213 | Growatt GBLI 6532 (x2) w/ Growatt SPH3600TL BL-UP inverter, Eastron 'smart controller' w/ WiFi-X or Shinelink-x | 3680 | 12 |  |  | Growatt | GBLI 6532 | 2 | Growatt | SPH3600TL BL-UP | Eastron | SDM-120 CT-MV |  |  |  |  | Shenzhen Growatt New Energy Technology Co Ltd | WiFi-X or Shinelink-x | Growatt
2021-09-07 | HBS3214 | Growatt GBLI 6532 (x1) w/ Growatt SPH4000TL BL-UP inverter, Eastron 'smart controller' w/ WiFi-X or Shinelink-x | 4000 | 6 |  |  | Growatt | GBLI 6532 | 1 | Growatt | SPH4000TL BL-UP | Eastron | SDM-120 CT-MV |  |  |  |  | Shenzhen Growatt New Energy Technology Co Ltd | WiFi-X or Shinelink-x | Growatt
2021-09-07 | HBS3215 | Growatt GBLI 6532 (x2) w/ Growatt SPH4000TL BL-UP inverter, Eastron 'smart controller' w/ WiFi-X or Shinelink-x | 4000 | 12 |  |  | Growatt | GBLI 6532 | 2 | Growatt | SPH4000TL BL-UP | Eastron | SDM-120 CT-MV |  |  |  |  | Shenzhen Growatt New Energy Technology Co Ltd | WiFi-X or Shinelink-x | Growatt
2021-09-07 | HBS3216 | Growatt GBLI 6532 (x1) w/ Growatt SPH4600TL BL-UP inverter, Eastron 'smart controller' w/ WiFi-X or Shinelink-x | 4600 | 6 |  |  | Growatt | GBLI 6532 | 1 | Growatt | SPH4600TL BL-UP | Eastron | SDM-120 CT-MV |  |  |  |  | Shenzhen Growatt New Energy Technology Co Ltd | WiFi-X or Shinelink-x | Growatt
2021-09-07 | HBS3217 | Growatt GBLI 6532 (x2) w/ Growatt SPH4600TL BL-UP inverter, Eastron 'smart controller' w/ WiFi-X or Shinelink-x | 4600 | 12 |  |  | Growatt | GBLI 6532 | 2 | Growatt | SPH4600TL BL-UP | Eastron | SDM-120 CT-MV |  |  |  |  | Shenzhen Growatt New Energy Technology Co Ltd | WiFi-X or Shinelink-x | Growatt
2021-09-07 | HBS3218 | Growatt GBLI 6532 (x1) w/ Growatt SPH5000TL BL-UP inverter, Eastron 'smart controller' w/ WiFi-X or Shinelink-x | 5000 | 6 |  |  | Growatt | GBLI 6532 | 1 | Growatt | SPH5000TL BL-UP | Eastron | SDM-120 CT-MV |  |  |  |  | Shenzhen Growatt New Energy Technology Co Ltd | WiFi-X or Shinelink-x | Growatt
2021-09-07 | HBS3219 | Growatt GBLI 6532 (x2) w/ Growatt SPH5000TL BL-UP inverter, Eastron 'smart controller' w/ WiFi-X or Shinelink-x | 5000 | 12 |  |  | Growatt | GBLI 6532 | 2 | Growatt | SPH5000TL BL-UP | Eastron | SDM-120 CT-MV |  |  |  |  | Shenzhen Growatt New Energy Technology Co Ltd | WiFi-X or Shinelink-x | Growatt
2021-09-07 | HBS3220 | Growatt GBLI 6532 (x1) w/ Growatt SPH6000TL BL-UP inverter, Eastron 'smart controller' w/ WiFi-X or Shinelink-x | 6000 | 6 |  |  | Growatt | GBLI 6532 | 1 | Growatt | SPH6000TL BL-UP | Eastron | SDM-120 CT-MV |  |  |  |  | Shenzhen Growatt New Energy Technology Co Ltd | WiFi-X or Shinelink-x | Growatt
2021-09-07 | HBS3221 | Growatt GBLI 6532 (x2) w/ Growatt SPH6000TL BL-UP inverter, Eastron 'smart controller' w/ WiFi-X or Shinelink-x | 6000 | 12 |  |  | Growatt | GBLI 6532 | 2 | Growatt | SPH6000TL BL-UP | Eastron | SDM-120 CT-MV |  |  |  |  | Shenzhen Growatt New Energy Technology Co Ltd | WiFi-X or Shinelink-x | Growatt
2021-09-07 | HBS3222 | Growatt GBLI 6532 (x1) w/ Growatt SPH3000TL BL-UP inverter, Eastron 'smart controller' w/ WiFi-X or Shinelink-x | 3000 | 6 |  |  | Growatt | GBLI 6532 | 1 | Growatt | SPH3000TL BL-UP | Eastron | SDM-630MCT |  |  |  |  | Shenzhen Growatt New Energy Technology Co Ltd | WiFi-X or Shinelink-x | Growatt
2021-09-07 | HBS3223 | Growatt GBLI 6532 (x2) w/ Growatt SPH3000TL BL-UP inverter, Eastron 'smart controller' w/ WiFi-X or Shinelink-x | 3000 | 12 |  |  | Growatt | GBLI 6532 | 2 | Growatt | SPH3000TL BL-UP | Eastron | SDM-630MCT |  |  |  |  | Shenzhen Growatt New Energy Technology Co Ltd | WiFi-X or Shinelink-x | Growatt
2021-09-07 | HBS3224 | Growatt GBLI 6532 (x1) w/ Growatt SPH3600TL BL-UP inverter, Eastron 'smart controller' w/ WiFi-X or Shinelink-x | 3680 | 6 |  |  | Growatt | GBLI 6532 | 1 | Growatt | SPH3600TL BL-UP | Eastron | SDM-630MCT |  |  |  |  | Shenzhen Growatt New Energy Technology Co Ltd | WiFi-X or Shinelink-x | Growatt
2021-09-07 | HBS3225 | Growatt GBLI 6532 (x2) w/ Growatt SPH3600TL BL-UP inverter, Eastron 'smart controller' w/ WiFi-X or Shinelink-x | 3680 | 12 |  |  | Growatt | GBLI 6532 | 2 | Growatt | SPH3600TL BL-UP | Eastron | SDM-630MCT |  |  |  |  | Shenzhen Growatt New Energy Technology Co Ltd | WiFi-X or Shinelink-x | Growatt
2021-09-07 | HBS3226 | Growatt GBLI 6532 (x1) w/ Growatt SPH4000TL BL-UP inverter, Eastron 'smart controller' w/ WiFi-X or Shinelink-x | 4000 | 6 |  |  | Growatt | GBLI 6532 | 1 | Growatt | SPH4000TL BL-UP | Eastron | SDM-630MCT |  |  |  |  | Shenzhen Growatt New Energy Technology Co Ltd | WiFi-X or Shinelink-x | Growatt
2021-09-07 | HBS3227 | Growatt GBLI 6532 (x2) w/ Growatt SPH4000TL BL-UP inverter, Eastron 'smart controller' w/ WiFi-X or Shinelink-x | 4000 | 12 |  |  | Growatt | GBLI 6532 | 2 | Growatt | SPH4000TL BL-UP | Eastron | SDM-630MCT |  |  |  |  | Shenzhen Growatt New Energy Technology Co Ltd | WiFi-X or Shinelink-x | Growatt
2021-09-07 | HBS3228 | Growatt GBLI 6532 (x1) w/ Growatt SPH4600TL BL-UP inverter, Eastron 'smart controller' w/ WiFi-X or Shinelink-x | 4600 | 6 |  |  | Growatt | GBLI 6532 | 1 | Growatt | SPH4600TL BL-UP | Eastron | SDM-630MCT |  |  |  |  | Shenzhen Growatt New Energy Technology Co Ltd | WiFi-X or Shinelink-x | Growatt
2021-09-07 | HBS3229 | Growatt GBLI 6532 (x2) w/ Growatt SPH4600TL BL-UP inverter, Eastron 'smart controller' w/ WiFi-X or Shinelink-x | 4600 | 12 |  |  | Growatt | GBLI 6532 | 2 | Growatt | SPH4600TL BL-UP | Eastron | SDM-630MCT |  |  |  |  | Shenzhen Growatt New Energy Technology Co Ltd | WiFi-X or Shinelink-x | Growatt
2021-09-07 | HBS3230 | Growatt GBLI 6532 (x1) w/ Growatt SPH5000TL BL-UP inverter, Eastron 'smart controller' w/ WiFi-X or Shinelink-x | 5000 | 6 |  |  | Growatt | GBLI 6532 | 1 | Growatt | SPH5000TL BL-UP | Eastron | SDM-630MCT |  |  |  |  | Shenzhen Growatt New Energy Technology Co Ltd | WiFi-X or Shinelink-x | Growatt
2021-09-07 | HBS3231 | Growatt GBLI 6532 (x2) w/ Growatt SPH5000TL BL-UP inverter, Eastron 'smart controller' w/ WiFi-X or Shinelink-x | 5000 | 12 |  |  | Growatt | GBLI 6532 | 2 | Growatt | SPH5000TL BL-UP | Eastron | SDM-630MCT |  |  |  |  | Shenzhen Growatt New Energy Technology Co Ltd | WiFi-X or Shinelink-x | Growatt
2021-09-07 | HBS3232 | Growatt GBLI 6532 (x1) w/ Growatt SPH6000TL BL-UP inverter, Eastron 'smart controller' w/ WiFi-X or Shinelink-x | 6000 | 6 |  |  | Growatt | GBLI 6532 | 1 | Growatt | SPH6000TL BL-UP | Eastron | SDM-630MCT |  |  |  |  | Shenzhen Growatt New Energy Technology Co Ltd | WiFi-X or Shinelink-x | Growatt
2021-09-07 | HBS3233 | Growatt GBLI 6532 (x2) w/ Growatt SPH6000TL BL-UP inverter, Eastron 'smart controller' w/ WiFi-X or Shinelink-x | 6000 | 12 |  |  | Growatt | GBLI 6532 | 2 | Growatt | SPH6000TL BL-UP | Eastron | SDM-630MCT |  |  |  |  | Shenzhen Growatt New Energy Technology Co Ltd | WiFi-X or Shinelink-x | Growatt