## Sheet1
Eligible Systems
New System
| 1 | 3 | 4 | 2 | 5 | 6 | 7 | 8 | 9 | 10
Date Added | Reference # | HBS designation | Useable capacity (kWh) | BESS manufacturer | BESS Model # | Battery System (BS) Manufacturer | Battery System (BS) Model # | Number of BESS/BS in system | Inverter manufacturer | Inverter model # | Battery Brand | New Standard AS/NZS4777.2:2020-DEM Use Only | New Standard AS/NZS4777.2:2020 - Solar Victoria Use | New CEC Inverter Expiry Date-DEM Use Only | New CEC Inverter Expiry Date - Solar Victoria Use | Comments | Battery EESS - Responsible Supplier - Solar Victoria Use | Inverter EESS - Responsible Supplier - Solar Victoria Use | EESS Responsible Supplier Name - Solar Victoria Use
2018-10-25 | HBS1008 | sonnenBatterie hybrid 9.53/7.5 | 6.8 | sonnenBatterie | Hybrid 9.53/7.5 |  |  | 1 |  |  | sonnen | Yes | Yes | 2025-08-12 | 2025-08-12 |  | 0 | 0 | 0
2018-10-25 | HBS1009 | sonnenBatterie hybrid 9.53/10 | 9 | sonnenBatterie | Hybrid 9.53/10 |  |  | 1 |  |  | sonnen | Yes | Yes | 2025-08-12 | 2025-08-12 |  | 0 | 0 | 0
2018-10-25 | HBS1010 | sonnenBatterie hybrid 9.53/12.5 | 11.3 | sonnenBatterie | Hybrid 9.53/12.5 |  |  | 1 |  |  | sonnen | Yes | Yes | 2025-08-12 | 2025-08-12 |  | 0 | 0 | 0
2018-10-25 | HBS1011 | sonnenBatterie hybrid 9.53/15 | 13.5 | sonnenBatterie | Hybrid 9.53/15 |  |  | 1 |  |  | sonnen | Yes | Yes | 2025-08-12 | 2025-08-12 |  | 0 | 0 | 0
2018-11-13 | HBS1031 | Alpha-ESS Storion SMILE5 11.5 (SMILE5-INV + 2xSMILE5-BAT) | 11 |  |  | Alpha-ESS | SMILE5-BAT | 2 | Alpha-ESS | SMILE5-INV | Alpha-ESS | Yes | Yes | 2025-01-25 | 2025-01-25 |  | 0 | 0 | 0
2018-11-13 | HBS1032 | Alpha-ESS Storion SMILE5 17.2 (SMILE5-INV + 3xSMILE5-BAT) | 16.5 |  |  | Alpha-ESS | SMILE5-BAT | 3 | Alpha-ESS | SMILE5-INV | Alpha-ESS | Yes | Yes | 2025-01-25 | 2025-01-25 |  | 0 | 0 | 0
2018-11-13 | HBS1034 | Alpha-ESS Storion SMILEB3-GW 11.5 (GW3600S-BP inverter + 2xSMILE5-BAT) | 11 |  |  | Alpha-ESS | SMILE5-BAT | 2 | GoodWe | GW3600S-BP | Alpha-ESS | Yes | Yes | 2025-03-02 | 2025-03-02 |  | 0 | 0 | 0
2018-11-13 | HBS1035 | Alpha-ESS Storion SMILEB3-GW 17.2 (GW3600S-BP inverter + 3xSMILE5-BAT) | 16.5 |  |  | Alpha-ESS | SMILE5-BAT | 3 | GoodWe | GW3600S-BP | Alpha-ESS | Yes | Yes | 2025-03-02 | 2025-03-02 |  | 0 | 0 | 0
2018-11-13 | HBS1037 | Alpha-ESS Storion SMILEB3-SF 11.5 (ME3000SP inverter + 2xSMILE5-BAT) | 11 |  |  | Alpha-ESS | SMILE5-BAT | 2 | Shenzhen SOFAR SOLAR Co Ltd | ME 3000SP | Alpha-ESS | Yes | Yes | 2025-06-29 | 2025-06-29 |  | 0 | 0 | 0
2018-11-13 | HBS1038 | Alpha-ESS Storion SMILEB3-SF 17.2 (ME3000SP inverter + 3xSMILE5-BAT) | 16.5 |  |  | Alpha-ESS | SMILE5-BAT | 3 | Shenzhen SOFAR SOLAR Co Ltd | ME 3000SP | Alpha-ESS | Yes | Yes | 2025-06-29 | 2025-06-29 |  | 0 | 0 | 0
2018-11-13 | HBS1040 | Alpha-ESS Storion SMILEB5-GW 11.5 (GW5000S-BP inverter + 2xSMILE5-BAT) | 11 |  |  | Alpha-ESS | SMILE5-BAT | 2 | GoodWe | GW5000S-BP | Alpha-ESS | Yes | Yes | 2025-03-02 | 2025-03-02 |  | 0 | 0 | 0
2018-11-13 | HBS1041 | Alpha-ESS Storion SMILEB5-GW 17.2 (GW5000S-BP inverter + 3xSMILE5-BAT) | 16.5 |  |  | Alpha-ESS | SMILE5-BAT | 3 | GoodWe | GW5000S-BP | Alpha-ESS | Yes | Yes | 2025-03-02 | 2025-03-02 |  | 0 | 0 | 0
2018-12-17 | HBS1043 | Tesla Powerwall 2 AC with Backup Gateway | 13.5 | Tesla | AC Powerwall |  |  | 1 |  |  | Tesla | Yes | Yes | 2025-08-23 | 2025-08-23 |  | 0 | 0 | 0
2019-01-14 | HBS1077 | LG Chem RESU10 w/ Selectronic SPMC481-AU inverter charger, Select.live | 8.8 |  |  | LGChem | RESU10 | 1 | Selectronic Australia Pty Ltd | SPMC481-AU | LGChem | Yes | Yes | 2025-04-08 | 2025-04-08 |  | 0 | 0 | 0
2019-01-14 | HBS1078 | LG Chem RESU6.5 (2 off) w/ Selectronic SPMC481-AU inverter charger, Select.live | 11.8 |  |  | LGChem | RESU6.5 | 2 | Selectronic Australia Pty Ltd | SPMC481-AU | LGChem | Yes | Yes | 2025-04-08 | 2025-04-08 |  | 0 | 0 | 0
2019-01-14 | HBS1079 | LG Chem RESU10 (2 off) w/ Selectronic SPMC481-AU inverter charger, Select.live | 17.6 |  |  | LGChem | RESU10 | 2 | Selectronic Australia Pty Ltd | SPMC481-AU | LGChem | Yes | Yes | 2025-04-08 | 2025-04-08 |  | 0 | 0 | 0
2019-01-14 | HBS1081 | LG Chem RESU10 w/ Selectronic SPMC482-AU inverter charger, Select.live | 8.8 |  |  | LGChem | RESU10 | 1 | Selectronic Australia Pty Ltd | SPMC482-AU | LGChem | Yes | Yes | 2025-04-08 | 2025-04-08 |  | 0 | 0 | 0
2019-01-14 | HBS1082 | LG Chem RESU6.5 (2 off) w/ Selectronic SPMC482-AU inverter charger, Select.live | 11.8 |  |  | LGChem | RESU6.5 | 2 | Selectronic Australia Pty Ltd | SPMC482-AU | LGChem | Yes | Yes | 2025-04-08 | 2025-04-08 |  | 0 | 0 | 0
2019-01-14 | HBS1083 | LG Chem RESU10 (2 off) w/ Selectronic SPMC482-AU inverter charger, Select.live | 17.6 |  |  | LGChem | RESU10 | 2 | Selectronic Australia Pty Ltd | SPMC482-AU | LGChem | Yes | Yes | 2025-04-08 | 2025-04-08 |  | 0 | 0 | 0
2019-01-15 | HBS1118 | LG Chem RESU10H w/ SolarEdge HD Wave AC Coupled SE3000H-AUSAC inverter, SESTI, SE meter | 9.3 |  |  | LGChem | RESU10H-R | 1 | SolarEdge | SE3000H-AUSAC | LGChem | Yes | Yes | 2024-12-10 | 2024-12-10 |  | 0 | 0 | 0
2019-01-15 | HBS1120 | LG Chem RESU10H w/ SolarEdge HD Wave SE3000H-AU0 inverter, SESTI, SE meter | 9.3 |  |  | LGChem | RESU10H-R | 1 | SolarEdge | SE3000H | LGChem | Yes | Yes | 2024-12-10 | 2024-12-10 |  | 0 | 0 | 0
2019-01-15 | HBS1121 | LG Chem RESU10H w/ SolarEdge HD Wave SE4000H-AU0 inverter, SESTI, SE meter | 9.3 |  |  | LGChem | RESU10H-R | 1 | SolarEdge | SE4000H | LGChem | Yes | Yes | 2024-12-10 | 2024-12-10 |  | 0 | 0 | 0
2019-01-15 | HBS1122 | LG Chem RESU10H w/ SolarEdge HD Wave SE6000H-AU0 inverter, SESTI, SE meter | 9.3 |  |  | LGChem | RESU10H-R | 1 | SolarEdge | SE6000H | LGChem | Yes | Yes | 2024-12-10 | 2024-12-10 |  | 0 | 0 | 0
2019-01-15 | HBS1124 | LG Chem RESU10H w/ SolarEdge HD Wave SE10000H-AU0 inverter, SESTI, SE meter | 9.3 |  |  | LGChem | RESU10H-R | 1 | SolarEdge | SE10000H | LGChem | Yes | Yes | 2024-12-10 | 2024-12-10 |  | 0 | 0 | 0
2019-01-17 | HBS1126 | LG Chem RESU10H w/ SolarEdge HD Wave SE5000H-AU0 inverter, SESTI, SE meter | 9.3 |  |  | LGChem | RESU10H-R | 1 | SolarEdge | SE5000H | LGChem | Yes | Yes | 2024-12-10 | 2024-12-10 |  | 0 | 0 | 0
2019-01-18 | HBS1094 | LG Chem RESU10 w/ Goodwe GW5048D-ES inverter | 8.8 |  |  | LGChem | RESU10 | 1 | Goodwe | GW5048D-ES | LGChem | Yes | Yes | 2025-05-02 | 2025-05-02 |  | 0 | 0 | 0
2019-01-18 | HBS1098 | LG Chem RESU10 w/ Goodwe GW3600S-BP inverter | 8.8 |  |  | LGChem | RESU10 | 1 | Goodwe | GW3600S-BP | LGChem | Yes | Yes | 2025-03-02 | 2025-03-02 |  | 0 | 0 | 0
2019-01-18 | HBS1099 | LG Chem RESU10 w/ Goodwe GW5000S-BP inverter | 8.8 |  |  | LGChem | RESU10 | 1 | Goodwe | GW5000S-BP | LGChem | Yes | Yes | 2025-03-02 | 2025-03-02 |  | 0 | 0 | 0
2019-01-18 | HBS1100 | LG Chem RESU6.5 (2 off) w/ Goodwe GW5048D-ES inverter | 11.8 |  |  | LGChem | RESU6.5 | 2 | Goodwe | GW5048D-ES | LGChem | Yes | Yes | 2025-05-02 | 2025-05-02 |  | 0 | 0 | 0
2019-01-18 | HBS1104 | LG Chem RESU6.5 (2 off) w/ Goodwe GW3600S-BP inverter | 11.8 |  |  | LGChem | RESU6.5 | 2 | Goodwe | GW3600S-BP | LGChem | Yes | Yes | 2025-03-02 | 2025-03-02 |  | 0 | 0 | 0
2019-01-18 | HBS1105 | LG Chem RESU6.5 (2 off) w/ Goodwe GW5000S-BP inverter | 11.8 |  |  | LGChem | RESU6.5 | 2 | Goodwe | GW5000S-BP | LGChem | Yes | Yes | 2025-03-02 | 2025-03-02 |  | 0 | 0 | 0
2019-01-18 | HBS1106 | LG Chem RESU6.5 + RESU10 w/ Goodwe GW5048D-ES inverter | 14.7 |  |  | LGChem | RESU6.5, RESU10 | 2 | Goodwe | GW5048D-ES | LGChem | Yes | Yes | 2025-05-02 | 2025-05-02 |  | 0 | 0 | 0
2019-01-18 | HBS1110 | LG Chem RESU6.5 + RESU10 w/ Goodwe GW3600S-BP inverter | 14.7 |  |  | LGChem | RESU6.5, RESU10 | 2 | Goodwe | GW3600S-BP | LGChem | Yes | Yes | 2025-03-02 | 2025-03-02 |  | 0 | 0 | 0
2019-01-18 | HBS1111 | LG Chem RESU6.5 + RESU10 w/ Goodwe GW5000S-BP inverter | 14.7 |  |  | LGChem | RESU6.5, RESU10 | 2 | Goodwe | GW5000S-BP | LGChem | Yes | Yes | 2025-03-02 | 2025-03-02 |  | 0 | 0 | 0
2019-01-18 | HBS1112 | LG Chem RESU10 (2 off) w/ Goodwe GW5048D-ES inverter | 17.6 |  |  | LGChem | RESU10 | 2 | Goodwe | GW5048D-ES | LGChem | Yes | Yes | 2025-05-02 | 2025-05-02 |  | 0 | 0 | 0
2019-01-18 | HBS1116 | LG Chem RESU10 (2 off) w/ Goodwe GW3600S-BP inverter | 17.6 |  |  | LGChem | RESU10 | 2 | Goodwe | GW3600S-BP | LGChem | Yes | Yes | 2025-03-02 | 2025-03-02 |  | 0 | 0 | 0
2019-01-18 | HBS1117 | LG Chem RESU10 (2 off) w/ Goodwe GW5000S-BP inverter | 17.6 |  |  | LGChem | RESU10 | 2 | Goodwe | GW5000S-BP | LGChem | Yes | Yes | 2025-03-02 | 2025-03-02 |  | 0 | 0 | 0
2019-02-13 | HBS1206 | Pylontech US2000 Plus (6 off) w/ Goodwe GW5048D-ES inverter | 13.2 |  |  | Pylontech | US2000 Plus | 6 | Goodwe | GW5048D-ES | Pylontech | Yes | Yes | 2025-05-02 | 2025-05-02 |  | 0 | 0 | 0
2019-02-20 | HBS1216 | Pylontech US2000 Plus (5 off) w/ Goodwe GW5048D-ES inverter | 11 |  |  | Pylontech | US2000 Plus | 5 | Goodwe | GW5048D-ES | Pylontech | Yes | Yes | 2025-05-02 | 2025-05-02 |  | 0 | 0 | 0
2019-02-20 | HBS1217 | Pylontech US2000 Plus (4 off) w/ Goodwe GW5048D-ES inverter | 8.8 |  |  | Pylontech | US2000 Plus | 4 | Goodwe | GW5048D-ES | Pylontech | Yes | Yes | 2025-05-02 | 2025-05-02 |  | 0 | 0 | 0
2019-02-20 | HBS1218 | Pylontech US2000 Plus (3 off) w/ Goodwe GW5048D-ES inverter | 6.6 |  |  | Pylontech | US2000 Plus | 3 | Goodwe | GW5048D-ES | Pylontech | Yes | Yes | 2025-05-02 | 2025-05-02 |  | 0 | 0 | 0
2019-03-14 | HBS1257 | LG Chem RESU13 w/ Selectronic SPMC481-AU inverter charger, Select.live | 12.4 |  |  | LGChem | RESU13 | 1 | Selectronic Australia Pty Ltd | SPMC481-AU | LGChem | Yes | Yes | 2025-04-08 | 2025-04-08 |  | 0 | 0 | 0
2019-03-14 | HBS1258 | LG Chem RESU13 (2 off) w/ Selectronic SPMC481-AU inverter charger, Select.live | 24.8 |  |  | LGChem | RESU13 | 2 | Selectronic Australia Pty Ltd | SPMC481-AU | LGChem | Yes | Yes | 2025-04-08 | 2025-04-08 |  | 0 | 0 | 0
2019-03-14 | HBS1259 | LG Chem RESU13 w/ Selectronic SPMC482-AU inverter charger, Select.live | 12.4 |  |  | LGChem | RESU13 | 1 | Selectronic Australia Pty Ltd | SPMC482-AU | LGChem | Yes | Yes | 2025-04-08 | 2025-04-08 |  | 0 | 0 | 0
2019-03-14 | HBS1260 | LG Chem RESU13 (2 off) w/ Selectronic SPMC482-AU inverter charger, Select.live | 24.8 |  |  | LGChem | RESU13 | 2 | Selectronic Australia Pty Ltd | SPMC482-AU | LGChem | Yes | Yes | 2025-04-08 | 2025-04-08 |  | 0 | 0 | 0
2019-03-27 | HBS1267 | Alpha-ESS Smile-GW-5048D-ES (GW5048D-ES inverter + 2xSMILE5-BAT) | 11 |  |  | Alpha-ESS | SMILE5-BAT | 2 | GoodWe | GW5048D-ES | Alpha-ESS | Yes | Yes | 2025-05-02 | 2025-05-02 |  | 0 | 0 | 0
2019-03-27 | HBS1268 | Alpha-ESS Smile-GW-5048D-ES (GW5048D-ES inverter + 3xSMILE5-BAT) | 16.5 |  |  | Alpha-ESS | SMILE5-BAT | 3 | GoodWe | GW5048D-ES | Alpha-ESS | Yes | Yes | 2025-05-02 | 2025-05-02 |  | 0 | 0 | 0
2019-04-04 | HBS1289 | LG Chem RESU13 w/ Goodwe GW5048D-ES inverter | 12.4 |  |  | LGChem | RESU13 | 1 | Goodwe | GW5048D-ES | LGChem | Yes | Yes | 2025-05-02 | 2025-05-02 |  | 0 | 0 | 0
2019-04-12 | HBS1294 | LG Chem RESU13 w/ Goodwe GW3600S-BP inverter | 12.4 |  |  | LGChem | RESU13 | 1 | Goodwe | GW3600S-BP | LGChem | Yes | Yes | 2025-03-02 | 2025-03-02 |  | 0 | 0 | 0
2019-04-12 | HBS1295 | LG Chem RESU13 w/ Goodwe GW5000S-BP inverter | 12.4 |  |  | LGChem | RESU13 | 1 | Goodwe | GW5000S-BP | LGChem | Yes | Yes | 2025-03-02 | 2025-03-02 |  | 0 | 0 | 0
2019-05-14 | HBS1298 | Dyness B4850 (3 off) w/ GoodWe GW5000S-BP inverter (AC coupled) | 6.6 |  |  | Dyness | B4850 | 3 | Goodwe | GW5000S-BP | Dyness | Yes | Yes | 2025-03-02 | 2025-03-02 |  | 0 | 0 | 0
2019-05-14 | HBS1299 | Dyness B4850 (4 off) w/ GoodWe GW5000S-BP inverter (AC coupled) | 8.8 |  |  | Dyness | B4850 | 4 | Goodwe | GW5000S-BP | Dyness | Yes | Yes | 2025-03-02 | 2025-03-02 |  | 0 | 0 | 0
2019-05-14 | HBS1300 | Dyness B4850 (5 off) w/ GoodWe GW5000S-BP inverter (AC coupled) | 11 |  |  | Dyness | B4850 | 5 | Goodwe | GW5000S-BP | Dyness | Yes | Yes | 2025-03-02 | 2025-03-02 |  | 0 | 0 | 0
2019-05-14 | HBS1308 | Dyness PowerBox F-7.5 w/ GoodWe GW5000S-BP inverter (AC coupled) | 6.5 |  |  | Dyness | PowerBox F-7.5 | 1 | Goodwe | GW5000S-BP | Dyness | Yes | Yes | 2025-03-02 | 2025-03-02 |  | 0 | 0 | 0
2019-05-14 | HBS1309 | Dyness PowerBox F-10 w/ GoodWe GW5000S-BP inverter (AC coupled) | 8.6 |  |  | Dyness | PowerBox F-10 | 1 | Goodwe | GW5000S-BP | Dyness | Yes | Yes | 2025-03-02 | 2025-03-02 |  | 0 | 0 | 0
2019-07-04 | HBS1334 | Alpha-ESS eStore-GW5048D-ES-10.3 (GW5048D-ES inverter + 1xeSTORE-BAT-10.3) | 9.3 |  |  | Alpha-ESS | eSTORE-BAT-10.3 | 1 | GoodWe | GW5048D-ES | Alpha-ESS | Yes | Yes | 2025-05-02 | 2025-05-02 |  | 0 | 0 | 0
2019-07-04 | HBS1335 | Alpha-ESS eStore -GW5048D-ES-20.6 (GW5048D-ES inverter + 2xeSTORE-BAT-10.3) | 18.6 |  |  | Alpha-ESS | eSTORE-BAT-10.3 | 2 | GoodWe | GW5048D-ES | Alpha-ESS | Yes | Yes | 2025-05-02 | 2025-05-02 |  | 0 | 0 | 0
2019-07-04 | HBS1336 | Alpha-ESS eStore-GW5000S-BP-10.3 (GW5000S-BP inverter + 1xeSTORE-BAT-10.3) | 9.3 |  |  | Alpha-ESS | eSTORE-BAT-10.3 | 1 | GoodWe | GW5000S-BP | Alpha-ESS | Yes | Yes | 2025-03-02 | 2025-03-02 |  | 0 | 0 | 0
2019-07-04 | HBS1337 | Alpha-ESS eStore-GW5000S-BP-20.6 (GW5000S-BP inverter + 2xeSTORE-BAT-10.3) | 18.6 |  |  | Alpha-ESS | eSTORE-BAT-10.3 | 2 | GoodWe | GW5000S-BP | Alpha-ESS | Yes | Yes | 2025-03-02 | 2025-03-02 |  | 0 | 0 | 0
2019-07-09 | HBS1338 | Alpha-ESS Storion SMILE5 10.3 (SMILE5-INV + 1xSMILE-BAT-10.3P) | 9.3 |  |  | Alpha-ESS | SMILE-BAT-10.3P | 1 | Alpha-ESS | SMILE5-INV | Alpha-ESS | Yes | Yes | 2025-01-22 | 2025-01-22 |  | 0 | 0 | 0
2019-07-09 | HBS1339 | Alpha-ESS Storion SMILE5 20.6 (SMILE5-INV + 2xSMILE-BAT-10.3P) | 18.6 |  |  | Alpha-ESS | SMILE-BAT-10.3P | 2 | Alpha-ESS | SMILE5-INV | Alpha-ESS | Yes | Yes | 2025-01-22 | 2025-01-22 |  | 0 | 0 | 0
2019-07-10 | HBS1347 | BYD B-Box L 7(Au) w/ GoodWe GW5048D-ES inverter | 7 |  |  | BYD | B-Box L 7(Au) | 1 | GoodWe | GW5048D-ES | BYD | Yes | Yes | 2025-05-02 | 2025-05-02 |  | 0 | 0 | 0
2019-07-10 | HBS1351 | BYD B-Box L 7(Au) w/ GoodWe GW5000S-BP inverter | 7 |  |  | BYD | B-Box L 7(Au) | 1 | GoodWe | GW5000S-BP | BYD | Yes | Yes | 2025-03-02 | 2025-03-02 |  | 0 | 0 | 0
2019-07-10 | HBS1352 | BYD B-Box L 10.5(Au) w/ GoodWe GW5048D-ES inverter | 10.5 |  |  | BYD | B-Box L 10.5(Au) | 1 | GoodWe | GW5048D-ES | BYD | Yes | Yes | 2025-05-02 | 2025-05-02 |  | 0 | 0 | 0
2019-07-10 | HBS1356 | BYD B-Box L 10.5(Au) w/ GoodWe GW5000S-BP inverter | 10.5 |  |  | BYD | B-Box L 10.5(Au) | 1 | GoodWe | GW5000S-BP | BYD | Yes | Yes | 2025-03-02 | 2025-03-02 |  | 0 | 0 | 0
2019-07-10 | HBS1357 | BYD B-Box L 14(Au) w/ GoodWe GW5048D-ES inverter | 14 |  |  | BYD | B-Box L 14(Au) | 1 | GoodWe | GW5048D-ES | BYD | Yes | Yes | 2025-05-02 | 2025-05-02 |  | 0 | 0 | 0
2019-07-10 | HBS1361 | BYD B-Box L 14(Au) w/ GoodWe GW5000S-BP inverter | 14 |  |  | BYD | B-Box L 14(Au) | 1 | GoodWe | GW5000S-BP | BYD | Yes | Yes | 2025-03-02 | 2025-03-02 |  | 0 | 0 | 0
2019-07-10 | HBS1364 | BYD B-Box L 7(Au) w/ Selectronic SPMC481-AU inverter charger, Select.live | 7 |  |  | BYD | B-Box L 7(Au) | 1 | Selectronic Australia Pty Ltd | SPMC481-AU | BYD | Yes | Yes | 2025-04-08 | 2025-04-08 |  | 0 | 0 | 0
2019-07-10 | HBS1365 | BYD B-Box L 7(Au) w/ Selectronic SPMC482-AU inverter charger, Select.live | 7 |  |  | BYD | B-Box L 7(Au) | 1 | Selectronic Australia Pty Ltd | SPMC482-AU | BYD | Yes | Yes | 2025-04-08 | 2025-04-08 |  | 0 | 0 | 0
2019-07-10 | HBS1366 | BYD B-Box L 10.5(Au) w/ Selectronic SPMC481-AU inverter charger, Select.live | 10.5 |  |  | BYD | B-Box L 10.5(Au) | 1 | Selectronic Australia Pty Ltd | SPMC481-AU | BYD | Yes | Yes | 2025-04-08 | 2025-04-08 |  | 0 | 0 | 0
2019-07-10 | HBS1367 | BYD B-Box L 10.5(Au) w/ Selectronic SPMC482-AU inverter charger, Select.live | 10.5 |  |  | BYD | B-Box L 10.5(Au) | 1 | Selectronic Australia Pty Ltd | SPMC482-AU | BYD | Yes | Yes | 2025-04-08 | 2025-04-08 |  | 0 | 0 | 0
2019-07-10 | HBS1368 | BYD B-Box L 14(Au) w/ Selectronic SPMC481-AU inverter charger, Select.live | 14 |  |  | BYD | B-Box L 14(Au) | 1 | Selectronic Australia Pty Ltd | SPMC481-AU | BYD | Yes | Yes | 2025-04-08 | 2025-04-08 |  | 0 | 0 | 0
2019-07-10 | HBS1369 | BYD B-Box L 14(Au) w/ Selectronic SPMC482-AU inverter charger, Select.live | 14 |  |  | BYD | B-Box L 14(Au) | 1 | Selectronic Australia Pty Ltd | SPMC482-AU | BYD | Yes | Yes | 2025-04-08 | 2025-04-08 |  | 0 | 0 | 0
2019-07-19 | HBS1384 | Alpha-ESS Storion-SMILE-B3 (HIVE) (2xM4856-P battery expansion) | 8.4 | Alpha-ESS | Storion-SMILE-B3 |  |  | 1 |  |  | Alpha-ESS | Yes | Yes | 2025-02-03 | 2025-02-03 |  | 0 | 0 | 0
2019-07-19 | HBS1385 | Alpha-ESS Storion-SMILE-B3 (HIVE) (3xM4856-P battery expansion) | 11.2 | Alpha-ESS | Storion-SMILE-B3 |  |  | 1 |  |  | Alpha-ESS | Yes | Yes | 2025-02-03 | 2025-02-03 |  | 0 | 0 | 0
2019-07-19 | HBS1386 | Alpha-ESS Storion-SMILE-B3 (HIVE) (4xM4856-P battery expansion) | 14 | Alpha-ESS | Storion-SMILE-B3 |  |  | 1 |  |  | Alpha-ESS | Yes | Yes | 2025-02-03 | 2025-02-03 |  | 0 | 0 | 0
2019-07-19 | HBS1387 | Alpha-ESS Storion-SMILE-B3 (HIVE) (5xM4856-P battery expansion) | 16.8 | Alpha-ESS | Storion-SMILE-B3 |  |  | 1 |  |  | Alpha-ESS | Yes | Yes | 2025-02-03 | 2025-02-03 |  | 0 | 0 | 0
2019-07-19 | HBS1390 | Alpha-ESS Storion-SMILE-B3 (Goanna) (2xM4856-P battery expansion) | 8.4 | Alpha-ESS | Storion-SMILE-B3 |  |  | 1 |  |  | Alpha-ESS | Yes | Yes | 2025-02-03 | 2025-02-03 |  | 0 | 0 | 0
2019-07-19 | HBS1391 | Alpha-ESS Storion-SMILE-B3 (Goanna) (3xM4856-P battery expansion) | 11.2 | Alpha-ESS | Storion-SMILE-B3 |  |  | 1 |  |  | Alpha-ESS | Yes | Yes | 2025-02-03 | 2025-02-03 |  | 0 | 0 | 0
2019-07-19 | HBS1392 | Alpha-ESS Storion-SMILE-B3 (Goanna) (4xM4856-P battery expansion) | 14 | Alpha-ESS | Storion-SMILE-B3 |  |  | 1 |  |  | Alpha-ESS | Yes | Yes | 2025-02-03 | 2025-02-03 |  | 0 | 0 | 0
2019-07-19 | HBS1393 | Alpha-ESS Storion-SMILE-B3 (Goanna) (5xM4856-P battery expansion) | 16.8 | Alpha-ESS | Storion-SMILE-B3 |  |  | 1 |  |  | Alpha-ESS | Yes | Yes | 2025-02-03 | 2025-02-03 |  | 0 | 0 | 0
2019-08-12 | HBS1061 | Maxienergy BG ESS (Goodwe GW5048D-ES inverter, LG Chem RESU10, BG ESS cabinet) | 8.8 |  |  | LGChem | RESU10 | 1 | Goodwe | GW5048D-ES | LGChem | Yes | Yes | 2025-05-02 | 2025-05-02 |  | 0 | 0 | 0
2019-08-20 | HBS1397 | LG Chem RESU13 (2 off) w/ Goodwe GW5048D-ES inverter | 24.8 |  |  | LGChem | RESU13 | 2 | Goodwe | GW5048D-ES | LGChem | Yes | Yes | 2025-05-02 | 2025-05-02 |  | 0 | 0 | 0
2019-08-20 | HBS1401 | LG Chem RESU13 (2 off) w/ Goodwe GW3600S-BP inverter | 24.8 |  |  | LGChem | RESU13 | 2 | Goodwe | GW3600S-BP | LGChem | Yes | Yes | 2025-03-02 | 2025-03-02 |  | 0 | 0 | 0
2019-10-08 | HBS1340 | Alpha-ESS Storion SMILE5 10.1 (SMILE5-INV + 1xSMILE-BAT-10.1P) | 9.1 |  |  | Alpha-ESS | SMILE-BAT-10.1P | 1 | Alpha-ESS | SMILE5-INV | Alpha-ESS | Yes | Yes | 2025-01-22 | 2025-01-22 |  | 0 | 0 | 0
2019-10-08 | HBS1341 | Alpha-ESS Storion SMILE5 20.2 (SMILE5-INV + 2xSMILE-BAT-10.1P) | 18.2 |  |  | Alpha-ESS | SMILE-BAT-10.1P | 2 | Alpha-ESS | SMILE5-INV | Alpha-ESS | Yes | Yes | 2025-01-22 | 2025-01-22 |  | 0 | 0 | 0
2019-10-08 | HBS1410 | Alpha-ESS eStore-GW5048D-ES-10.1 (GW5048D-ES inverter + 1xeSTORE-BAT-10.1) | 9.1 |  |  | Alpha-ESS | eSTORE-BAT-10.1 | 1 | GoodWe | GW5048D-ES | Alpha-ESS | Yes | Yes | 2025-05-02 | 2025-05-02 |  | 0 | 0 | 0
2019-10-08 | HBS1411 | Alpha-ESS eStore -GW5048D-ES-20.2 (GW5048D-ES inverter + 2xeSTORE-BAT-10.1) | 18.2 |  |  | Alpha-ESS | eSTORE-BAT-10.1 | 2 | GoodWe | GW5048D-ES | Alpha-ESS | Yes | Yes | 2025-05-02 | 2025-05-02 |  | 0 | 0 | 0
2019-10-08 | HBS1412 | Alpha-ESS eStore-GW5000S-BP-10.1 (GW5000S-BP inverter + 1xeSTORE-BAT-10.1) | 9.1 |  |  | Alpha-ESS | eSTORE-BAT-10.1 | 1 | GoodWe | GW5000S-BP | Alpha-ESS | Yes | Yes | 2025-03-02 | 2025-03-02 |  | 0 | 0 | 0
2019-10-08 | HBS1413 | Alpha-ESS eStore-GW5000S-BP-20.2 (GW5000S-BP inverter + 2xeSTORE-BAT-10.1) | 18.2 |  |  | Alpha-ESS | eSTORE-BAT-10.1 | 2 | GoodWe | GW5000S-BP | Alpha-ESS | Yes | Yes | 2025-03-02 | 2025-03-02 |  | 0 | 0 | 0
2019-10-08 | HBS1403 | Redback Smart Hybrid SH5000-Pylontech 7.1 (Pylontech US3000 Plus (2 off) w/ Redback SH5000 inverter, BE13200 enclosure, smart meter) | 6.4 |  |  | Pylontech | US3000 | 2 | Redback | SH5000 | Redback | Yes | Yes | 2024-12-19 | 2024-12-19 |  | 0 | 0 | 0
2019-10-16 | HBS1416 | Alpha-ESS SMILE-B5 10.1 (GW5000S-BP inverter + 1xSMILE-BAT-10.1P) | 9.1 |  |  | Alpha-ESS | SMILE-BAT-10.1P | 1 | GoodWe | GW5000S-BP | Alpha-ESS | Yes | Yes | 2025-03-02 | 2025-03-02 |  | 0 | 0 | 0
2019-10-16 | HBS1418 | Alpha-ESS SMILE-B5 10.3 (GW5000S-BP inverter + 1xSMILE-BAT-10.3P) | 9.3 |  |  | Alpha-ESS | SMILE-BAT-10.3P | 1 | GoodWe | GW5000S-BP | Alpha-ESS | Yes | Yes | 2025-03-02 | 2025-03-02 |  | 0 | 0 | 0
2019-10-16 | HBS1420 | Alpha-ESS SMILE-B5 20.2 (GW5000S-BP inverter + 2xSMILE-BAT-10.1P) | 18.2 |  |  | Alpha-ESS | SMILE-BAT-10.1P | 2 | GoodWe | GW5000S-BP | Alpha-ESS | Yes | Yes | 2025-03-02 | 2025-03-02 |  | 0 | 0 | 0
2019-10-16 | HBS1422 | Alpha-ESS SMILE-B5 20.6 (GW5000S-BP inverter + 2xSMILE-BAT-10.3P) | 18.6 |  |  | Alpha-ESS | SMILE-BAT-10.3P | 2 | GoodWe | GW5000S-BP | Alpha-ESS | Yes | Yes | 2025-03-02 | 2025-03-02 |  | 0 | 0 | 0
2019-10-22 | HBS1417 | Alpha-ESS SMILE-B3.6 10.1 (GW3600S-BP inverter + 1xSMILE-BAT-10.1P) | 9.1 |  |  | Alpha-ESS | SMILE-BAT-10.1P | 1 | GoodWe | GW3600S-BP | Alpha-ESS | Yes | Yes | 2025-03-02 | 2025-03-02 |  | 0 | 0 | 0
2019-10-22 | HBS1419 | Alpha-ESS SMILE-B3.6 10.3 (GW3600S-BP inverter + 1xSMILE-BAT-10.3P) | 9.3 |  |  | Alpha-ESS | SMILE-BAT-10.3P | 1 | GoodWe | GW3600S-BP | Alpha-ESS | Yes | Yes | 2025-03-02 | 2025-03-02 |  | 0 | 0 | 0
2019-10-22 | HBS1421 | Alpha-ESS SMILE-B3.6 20.2 (GW3600S-BP inverter + 2xSMILE-BAT-10.1P) | 18.2 |  |  | Alpha-ESS | SMILE-BAT-10.1P | 2 | GoodWe | GW3600S-BP | Alpha-ESS | Yes | Yes | 2025-03-02 | 2025-03-02 |  | 0 | 0 | 0
2019-10-22 | HBS1423 | Alpha-ESS SMILE-B3.6 20.6 (GW3600S-BP inverter + 2xSMILE-BAT-10.3P) | 18.6 |  |  | Alpha-ESS | SMILE-BAT-10.3P | 2 | GoodWe | GW3600S-BP | Alpha-ESS | Yes | Yes | 2025-03-02 | 2025-03-02 |  | 0 | 0 | 0
2019-10-25 | HBS1430 | Growatt GBLI 6531 (2 off) w/ Growatt SPH5000 inverter, Shinelink, Eastron SDM-230 meter | 12 |  |  | Growatt | GBLI 6531 | 2 | Shenzhen Growatt New Energy Technology Co Ltd | Growatt SPH5000 inverter | Growatt | Yes | Yes | 2024-08-30 | 2024-08-30 |  | 0 | 0 | 0
2019-12-06 | HBS1446 | Green Solutions HOMEE11, Growatt SPH5000 inverter, SwitchDIN 'Smart controller' | 8.3 |  |  | Green Solutions | HOMEE11 | 1 | Shenzhen Growatt New Energy Technology Co Ltd | Growatt SPH5000 inverter | Green Solutions | Yes | Yes | 2024-08-30 | 2024-08-30 |  | 0 | 0 | 0
2019-12-06 | HBS1435 | Growatt GBLI 6531 (1 off) w/ Growatt SPH5000 inverter, Shinelink, Eastron SDM-230 meter | 6 |  |  | Growatt | GBLI 6531 | 1 | Shenzhen Growatt New Energy Technology Co Ltd | Growatt SPH5000 inverter | Growatt | Yes | Yes | 2024-08-30 | 2024-08-30 |  | 0 | 0 | 0
2019-12-06 | HBS1437 | Growatt GBLI 6531 (2 off) w/ Growatt SPH6000 inverter, Shinelink, Eastron SDM-230 meter | 12 |  |  | Growatt | GBLI 6531 | 2 | Shenzhen Growatt New Energy Technology Co Ltd | Growatt SPH6000 inverter | Growatt | Yes | Yes | 2024-08-30 | 2024-08-30 |  | 0 | 0 | 0
2019-12-06 | HBS1438 | Growatt GBLI 6531 (1 off) w/ Growatt SPH6000 inverter, Shinelink, Eastron SDM-230 meter | 6 |  |  | Growatt | GBLI 6531 | 1 | Shenzhen Growatt New Energy Technology Co Ltd | Growatt SPH6000 inverter | Growatt | Yes | Yes | 2024-08-30 | 2024-08-30 |  | 0 | 0 | 0
2019-12-06 | HBS1433 | Q CELLS Q.HOME+ ESS HYB G2 8kWh, SwitchDin 'smart controller' | 7.2 |  |  | Hanwha Q CELLS & Advanced Materials Corporation | Q.SAVE G2 4kWh B1.1.1 | 2 | Hanwha Q CELLS & Advanced Materials Corporation | Q.VOLT G2 HYB-5kW.1.1 | Q CELLS | Yes | Yes | 2024-12-15 | 2024-12-15 |  | 0 | 0 | 0
2019-12-06 | HBS1434 | Q CELLS Q.HOME+ ESS HYB G2 12kWh, SwitchDin 'smart controller' | 10.8 |  |  | Hanwha Q CELLS & Advanced Materials Corporation | Q.SAVE G2 4kWh B1.1.1 | 3 | Hanwha Q CELLS & Advanced Materials Corporation | Q.VOLT G2 HYB-5kW.1.1 | Q CELLS | Yes | Yes | 2024-12-15 | 2024-12-15 |  | 0 | 0 | 0
2020-02-06 | HBS1470 | BYD B-Box H 11.5(Au) w/ GoodWe GW10KL-ET, SwitchDin 'smart controller' | 11.5 |  |  | BYD | B-Box H 11.5(Au) | 1 | GoodWe | GW10KL-ET | BYD | Yes | Yes | 2025-06-09 | 2025-06-09 |  | 0 | 0 | 0
2020-02-27 | HBS1546 | BYD B-Box Pro 7.5 w/ GoodWe GW5048D-ES inverter | 7.7 |  |  | BYD | BYD B-Box Pro 7.5 | 1 | GoodWe | GW5048D-ES | BYD | Yes | Yes | 2025-05-02 | 2025-05-02 |  | 0 | 0 | 0
2020-02-27 | HBS1547 | BYD B-Box Pro 10.0 w/ GoodWe GW5048D-ES inverter | 10.2 |  |  | BYD | BYD B-Box Pro 10.0 | 1 | GoodWe | GW5048D-ES | BYD | Yes | Yes | 2025-05-02 | 2025-05-02 |  | 0 | 0 | 0
2020-02-27 | HBS1548 | Growatt GBLI 6531 (2 off) w/ Growatt SPH5000 inverter, Shinelink, Chint DTSU666 meter (3 phase) | 12 |  |  | Growatt | GBLI 6531 | 2 | Shenzhen Growatt New Energy Technology Co Ltd | Growatt SPH5000 inverter | Growatt | Yes | Yes | 2024-08-30 | 2024-08-30 |  | 0 | 0 | 0
2020-02-27 | HBS1550 | Growatt GBLI 6531 (1 off) w/ Growatt SPH5000 inverter, Shinelink, Chint DTSU666 meter (3 phase) | 6 |  |  | Growatt | GBLI 6531 | 1 | Shenzhen Growatt New Energy Technology Co Ltd | Growatt SPH5000 inverter | Growatt | Yes | Yes | 2024-08-30 | 2024-08-30 |  | 0 | 0 | 0
2020-02-27 | HBS1552 | Growatt GBLI 6531 (2 off) w/ Growatt SPH6000 inverter, Shinelink, Chint DTSU666 meter (3 phase) | 12 |  |  | Growatt | GBLI 6531 | 2 | Shenzhen Growatt New Energy Technology Co Ltd | Growatt SPH6000 inverter | Growatt | Yes | Yes | 2024-08-30 | 2024-08-30 |  | 0 | 0 | 0
2020-02-27 | HBS1553 | Growatt GBLI 6531 (1 off) w/ Growatt SPH6000 inverter, Shinelink, Chint DTSU666 meter (3 phase) | 6 |  |  | Growatt | GBLI 6531 | 1 | Shenzhen Growatt New Energy Technology Co Ltd | Growatt SPH6000 inverter | Growatt | Yes | Yes | 2024-08-30 | 2024-08-30 |  | 0 | 0 | 0
2020-02-27 | HBS1554 | Growatt GBLI 6531 (1 off) w/ Growatt SPH5000 inverter, Shinelink, Eastron SDM-630 meter (3 phase) | 6 |  |  | Growatt | GBLI 6531 | 1 | Shenzhen Growatt New Energy Technology Co Ltd | Growatt SPH5000 inverter | Growatt | Yes | Yes | 2024-08-30 | 2024-08-30 |  | 0 | 0 | 0
2020-02-27 | HBS1555 | Growatt GBLI 6531 (2 off) w/ Growatt SPH5000 inverter, Shinelink, Eastron SDM-630 meter (3 phase) | 12 |  |  | Growatt | GBLI 6531 | 2 | Shenzhen Growatt New Energy Technology Co Ltd | Growatt SPH5000 inverter | Growatt | Yes | Yes | 2024-08-30 | 2024-08-30 |  | 0 | 0 | 0
2020-02-27 | HBS1556 | Growatt GBLI 6531 (1 off) w/ Growatt SPH6000 inverter, Shinelink, Eastron SDM-630 meter (3 phase) | 6 |  |  | Growatt | GBLI 6531 | 1 | Shenzhen Growatt New Energy Technology Co Ltd | Growatt SPH6000 inverter | Growatt | Yes | Yes | 2024-08-30 | 2024-08-30 |  | 0 | 0 | 0
2020-02-27 | HBS1557 | Growatt GBLI 6531 (2 off) w/ Growatt SPH6000 inverter, Shinelink, Eastron SDM-630 meter (3 phase) | 12 |  |  | Growatt | GBLI 6531 | 2 | Shenzhen Growatt New Energy Technology Co Ltd | Growatt SPH6000 inverter | Growatt | Yes | Yes | 2024-08-30 | 2024-08-30 |  | 0 | 0 | 0
2020-02-27 | HBS1490 | Solax Triple Power T-Bat H 5.8 (2 off) w/ Solar X1-Fit-5.0-I, Reposit | 10.4 |  |  | Triple Power | T-Bat H 5.8 | 2 | Solax Power | X1-Fit-5.0-I | Solax | Yes | Yes | 2025-02-09 | 2025-02-09 |  | 0 | 0 | 0
2020-02-27 | HBS1491 | Solax Triple Power T-Bat H 5.8 (2 off) w/ Solar X1-Hybrid-3.0-N-I, Reposit | 10.4 |  |  | Triple Power | T-Bat H 5.8 | 2 | Solax Power | X1-Hybrid-3.0-N-I | Solax | Yes | Yes | 2025-03-03 | 2025-03-03 |  | 0 | 0 | 0
2020-02-27 | HBS1492 | Solax Triple Power T-Bat H 5.8 (2 off) w/ Solar X1-Hybrid-3.7-N-I, Reposit | 10.4 |  |  | Triple Power | T-Bat H 5.8 | 2 | Solax Power | X1-Hybrid-3.7-N-I | Solax | Yes | Yes | 2025-03-03 | 2025-03-03 |  | 0 | 0 | 0
2020-02-27 | HBS1494 | Solax Triple Power T-Bat H 5.8 (2 off) w/ Solar X1-Hybrid-5.0-N-I, Reposit | 10.4 |  |  | Triple Power | T-Bat H 5.8 | 2 | Solax Power | X1-Hybrid-5.0-N-I | Solax | Yes | Yes | 2025-03-03 | 2025-03-03 |  | 0 | 0 | 0
2020-02-27 | HBS1502 | Solax Triple Power T-Bat H 5.8 (3 off) w/ Solar X1-Fit-3.7-I, Reposit | 15.6 |  |  | Triple Power | T-Bat H 5.8 | 3 | Solax Power | X1-Fit-3.7-I | Solax | Yes | Yes | 2025-02-09 | 2025-02-09 |  | 0 | 0 | 0
2020-02-27 | HBS1503 | Solax Triple Power T-Bat H 5.8 (3 off) w/ Solar X1-Fit-4.6-I, Reposit | 15.6 |  |  | Triple Power | T-Bat H 5.8 | 3 | Solax Power | X1-Fit-4.6-I | Solax | Yes | Yes | 2025-02-09 | 2025-02-09 |  | 0 | 0 | 0
2020-02-27 | HBS1505 | Solax Triple Power T-Bat H 5.8 (3 off) w/ Solar X1-Fit-5.0-I, Reposit | 15.6 |  |  | Triple Power | T-Bat H 5.8 | 3 | Solax Power | X1-Fit-5.0-I | Solax | Yes | Yes | 2025-02-09 | 2025-02-09 |  | 0 | 0 | 0
2020-02-27 | HBS1506 | Solax Triple Power T-Bat H 5.8 (3 off) w/ Solar X1-Hybrid-3.0-N-I, Reposit | 15.6 |  |  | Triple Power | T-Bat H 5.8 | 3 | Solax Power | X1-Hybrid-3.0-N-I | Solax | Yes | Yes | 2025-03-03 | 2025-03-03 |  | 0 | 0 | 0
2020-02-27 | HBS1507 | Solax Triple Power T-Bat H 5.8 (3 off) w/ Solar X1-Hybrid-3.7-N-I, Reposit | 15.6 |  |  | Triple Power | T-Bat H 5.8 | 3 | Solax Power | X1-Hybrid-3.7-N-I | Solax | Yes | Yes | 2025-03-03 | 2025-03-03 |  | 0 | 0 | 0
2020-02-27 | HBS1509 | Solax Triple Power T-Bat H 5.8 (3 off) w/ Solar X1-Hybrid-5.0-N-I, Reposit | 15.6 |  |  | Triple Power | T-Bat H 5.8 | 3 | Solax Power | X1-Hybrid-5.0-N-I | Solax | Yes | Yes | 2025-03-03 | 2025-03-03 |  | 0 | 0 | 0
2020-02-27 | HBS1517 | Solax Triple Power T-Bat H 5.8 (4 off) w/ Solar X1-Fit-3.7-I, Reposit | 20.8 |  |  | Triple Power | T-Bat H 5.8 | 4 | Solax Power | X1-Fit-3.7-I | Solax | Yes | Yes | 2025-02-09 | 2025-02-09 |  | 0 | 0 | 0
2020-02-27 | HBS1518 | Solax Triple Power T-Bat H 5.8 (4 off) w/ Solar X1-Fit-4.6-I, Reposit | 20.8 |  |  | Triple Power | T-Bat H 5.8 | 4 | Solax Power | X1-Fit-4.6-I | Solax | Yes | Yes | 2025-02-09 | 2025-02-09 |  | 0 | 0 | 0
2020-02-27 | HBS1520 | Solax Triple Power T-Bat H 5.8 (4 off) w/ Solar X1-Fit-5.0-I, Reposit | 20.8 |  |  | Triple Power | T-Bat H 5.8 | 4 | Solax Power | X1-Fit-5.0-I | Solax | Yes | Yes | 2025-02-09 | 2025-02-09 |  | 0 | 0 | 0
2020-02-27 | HBS1521 | Solax Triple Power T-Bat H 5.8 (4 off) w/ Solar X1-Hybrid-3.0-N-I, Reposit | 20.8 |  |  | Triple Power | T-Bat H 5.8 | 4 | Solax Power | X1-Hybrid-3.0-N-I | Solax | Yes | Yes | 2025-03-03 | 2025-03-03 |  | 0 | 0 | 0
2020-02-27 | HBS1522 | Solax Triple Power T-Bat H 5.8 (4 off) w/ Solar X1-Hybrid-3.7-N-I, Reposit | 20.8 |  |  | Triple Power | T-Bat H 5.8 | 4 | Solax Power | X1-Hybrid-3.7-N-I | Solax | Yes | Yes | 2025-03-03 | 2025-03-03 |  | 0 | 0 | 0
2020-02-27 | HBS1524 | Solax Triple Power T-Bat H 5.8 (4 off) w/ Solar X1-Hybrid-5.0-N-I, Reposit | 20.8 |  |  | Triple Power | T-Bat H 5.8 | 4 | Solax Power | X1-Hybrid-5.0-N-I | Solax | Yes | Yes | 2025-03-03 | 2025-03-03 |  | 0 | 0 | 0
2020-03-17 | HBS1560 | BYD B-Box H 9.0(Au) w/ GoodWe GW5KL-ET, SwitchDin 'smart controller' | 9 |  |  | BYD | B-Box H9.0(Au) | 1 | GoodWe | GW5KL-ET | BYD | Yes | Yes | 2025-06-09 | 2025-06-09 |  | 0 | 0 | 0
2020-04-02 | HBS1580 | BYD Battery-Box H6.4 (AU) w/ Goodwe GW5KL-ET inverter (3 phase) | 6.4 |  |  | BYD | Battery-Box H6.4 (AU) | 1 | Goodwe | GW5KL-ET | BYD | Yes | Yes | 2025-06-09 | 2025-06-09 |  | 0 | 0 | 0
2020-04-02 | HBS1581 | BYD Battery-Box H6.4 (AU) w/ Goodwe GW10KL-ET inverter (3 phase) | 6.4 |  |  | BYD | Battery-Box H6.4 (AU) | 1 | Goodwe | GW10KL-ET | BYD | Yes | Yes | 2025-06-09 | 2025-06-09 |  | 0 | 0 | 0
2020-04-02 | HBS1582 | BYD Battery-Box H10.2 (AU) w/ Goodwe GW5KL-ET inverter (3 phase) | 10.2 |  |  | BYD | Battery-Box H10.2 (AU) | 1 | Goodwe | GW5KL-ET | BYD | Yes | Yes | 2025-06-09 | 2025-06-09 |  | 0 | 0 | 0
2020-04-02 | HBS1583 | BYD Battery-Box H10.2 (AU) w/ Goodwe GW10KL-ET inverter (3 phase) | 10.2 |  |  | BYD | Battery-Box H10.2 (AU) | 1 | Goodwe | GW10KL-ET | BYD | Yes | Yes | 2025-06-09 | 2025-06-09 |  | 0 | 0 | 0
2020-04-02 | HBS1586 | BYD Battery-Box H7.7 (AU) w/ Goodwe GW5KL-ET inverter (3 phase) | 7.7 |  |  | BYD | Battery-Box H7.7 (AU) | 1 | Goodwe | GW5KL-ET | BYD | Yes | Yes | 2025-06-09 | 2025-06-09 |  | 0 | 0 | 0
2020-04-02 | HBS1587 | BYD Battery-Box H7.7 (AU) w/ Goodwe GW10KL-ET inverter (3 phase) | 7.7 |  |  | BYD | Battery-Box H7.7 (AU) | 1 | Goodwe | GW10KL-ET | BYD | Yes | Yes | 2025-06-09 | 2025-06-09 |  | 0 | 0 | 0
2020-04-02 | HBS1588 | BYD Battery-Box H11.5 (AU) w/ Goodwe GW5KL-ET inverter (3 phase) | 11.5 |  |  | BYD | Battery-Box H11.5 (AU) | 1 | Goodwe | GW5KL-ET | BYD | Yes | Yes | 2025-06-09 | 2025-06-09 |  | 0 | 0 | 0
2020-04-02 | HBS1589 | BYD Battery-Box H11.5 (AU) w/ Goodwe GW10KL-ET inverter (3 phase) | 11.5 |  |  | BYD | Battery-Box H11.5 (AU) | 1 | Goodwe | GW10KL-ET | BYD | Yes | Yes | 2025-06-09 | 2025-06-09 |  | 0 | 0 | 0
2020-04-02 | HBS1590 | BYD Battery-Box H9.0 (AU) w/ Goodwe GW5KL-ET inverter (3 phase) | 9 |  |  | BYD | Battery-Box H9.0 (AU) | 1 | Goodwe | GW5KL-ET | BYD | Yes | Yes | 2025-06-09 | 2025-06-09 |  | 0 | 0 | 0
2020-04-02 | HBS1591 | BYD Battery-Box H9.0 (AU) w/ Goodwe GW10KL-ET inverter (3 phase) | 9 |  |  | BYD | Battery-Box H9.0 (AU) | 1 | Goodwe | GW10KL-ET | BYD | Yes | Yes | 2025-06-09 | 2025-06-09 |  | 0 | 0 | 0
2020-04-07 | HBS1575 | Alpha-ESS Storion-SMILE-T10 System (Goodwe GW10KL-ET inverter w/ 4x Alpha-ESS M4856-P batteries) (3 phase) | 10.4 |  |  | Alpha-ESS | M4856-P | 4 | Goodwe | GW10KL-ET | Alpha-ESS | Yes | Yes | 2025-06-09 | 2025-06-09 |  | 0 | 0 | 0
2020-04-07 | HBS1576 | Alpha-ESS Storion-SMILE-T10 System (Goodwe GW10KL-ET inverter w/ 5x Alpha-ESS M4856-P batteries) (3 phase) | 13.1 |  |  | Alpha-ESS | M4856-P | 5 | Goodwe | GW10KL-ET | Alpha-ESS | Yes | Yes | 2025-06-09 | 2025-06-09 |  | 0 | 0 | 0
2020-04-07 | HBS1577 | Alpha-ESS Storion-SMILE-T10 System (Goodwe GW10KL-ET inverter w/ 6x Alpha-ESS M4856-P batteries) (3 phase) | 15.7 |  |  | Alpha-ESS | M4856-P | 6 | Goodwe | GW10KL-ET | Alpha-ESS | Yes | Yes | 2025-06-09 | 2025-06-09 |  | 0 | 0 | 0
2020-04-07 | HBS1578 | Alpha-ESS Storion-SMILE-T10 System (Goodwe GW10KL-ET inverter w/ 7x Alpha-ESS M4856-P batteries) (3 phase) | 18.3 |  |  | Alpha-ESS | M4856-P | 7 | Goodwe | GW10KL-ET | Alpha-ESS | Yes | Yes | 2025-06-09 | 2025-06-09 |  | 0 | 0 | 0
2020-04-07 | HBS1579 | Alpha-ESS Storion-SMILE-T10 System (Goodwe GW10KL-ET inverter w/ 8x Alpha-ESS M4856-P batteries) (3 phase) | 20.9 |  |  | Alpha-ESS | M4856-P | 8 | Goodwe | GW10KL-ET | Alpha-ESS | Yes | Yes | 2025-06-09 | 2025-06-09 |  | 0 | 0 | 0
2020-04-20 | HBS1562 | Solax Triple Power T-Bat H 5.8 (2 off) w/ Solar X1-Fit-5.0-I, Social Energy SE Hub | 11.6 |  |  | Triple Power | T-Bat H 5.8 | 2 | Solax Power | X1-FIT-5.0I | Solax | Yes | Yes | 2025-02-09 | 2025-02-09 |  | 0 | 0 | 0
2020-04-20 | HBS1563 | Solax Triple Power T-Bat H 5.8 (3 off) w/ Solar X1-Fit-5.0-I, Social Energy SE Hub | 17.4 |  |  | Triple Power | T-Bat H 5.8 | 3 | Solax Power | X1-FIT-5.0I | Solax | Yes | Yes | 2025-02-09 | 2025-02-09 |  | 0 | 0 | 0
2020-05-05 | HBS1597 | SENEC.Home V3 Hybrid 10 | 9 |  |  | SENEC GmbH | SENEC.Home V3 Hybrid 10 | 1 |  |  | SENEC | Yes | Yes | 2025-04-22 | 2025-04-22 |  | 0 | 0 | 0
2020-05-22 | HBS1599 | BYD Battery-Box Premium LVL 15.4 w/ Selectronic SPMC480-AU inverter, Select.live | 15.4 |  |  | Shenzen BYD Electronics Co Ltd | Battery-Box Premium LVL 15.4 | 1 | Selectronic | SPMC480-AU | BYD | Yes | Yes | 2025-04-08 | 2025-04-08 |  | 0 | 0 | 0
2020-05-22 | HBS1600 | BYD Battery-Box Premium LVL 15.4 w/ Selectronic SPMC481-AU inverter, Select.live | 15.4 |  |  | Shenzen BYD Electronics Co Ltd | Battery-Box Premium LVL 15.4 | 1 | Selectronic | SPMC481-AU | BYD | Yes | Yes | 2025-04-08 | 2025-04-08 |  | 0 | 0 | 0
2020-05-22 | HBS1601 | BYD Battery-Box Premium LVL 15.4 w/ Selectronic SPMC482-AU inverter, Select.live | 15.4 |  |  | Shenzen BYD Electronics Co Ltd | Battery-Box Premium LVL 15.4 | 1 | Selectronic | SPMC482-AU | BYD | Yes | Yes | 2025-04-08 | 2025-04-08 |  | 0 | 0 | 0
2020-06-19 | HBS1605 | SYL-4.5KWH(LFP) (2 off) w/ Goodwe GW3600S-BP inverter | 8.1 |  |  | SYL (Ningbo) Battery Co Ltd | SH-4.5KWH(LFP) | 2 | GoodWe | GW3600S-BP | SYL | Yes | Yes | 2025-03-02 | 2025-03-02 |  | 0 | 0 | 0
2020-06-19 | HBS1606 | SYL-4.5KWH(LFP) (3 off) w/ Goodwe GW3600S-BP inverter | 12.2 |  |  | SYL (Ningbo) Battery Co Ltd | SH-4.5KWH(LFP) | 3 | GoodWe | GW3600S-BP | SYL | Yes | Yes | 2025-03-02 | 2025-03-02 |  | 0 | 0 | 0
2020-06-19 | HBS1607 | SYL-4.5KWH(LFP) (4 off) w/ Goodwe GW3600S-BP inverter | 16.2 |  |  | SYL (Ningbo) Battery Co Ltd | SH-4.5KWH(LFP) | 4 | GoodWe | GW3600S-BP | SYL | Yes | Yes | 2025-03-02 | 2025-03-02 |  | 0 | 0 | 0
2020-06-19 | HBS1609 | SYL-4.5KWH(LFP) (2 off) w/ Goodwe GW3648D-ES inverter | 8.1 |  |  | SYL (Ningbo) Battery Co Ltd | SH-4.5KWH(LFP) | 2 | GoodWe | GW3648D-ES | SYL | Yes | Yes | 2025-05-02 | 2025-05-02 |  | 0 | 0 | 0
2020-06-19 | HBS1610 | SYL-4.5KWH(LFP) (3 off) w/ Goodwe GW3648D-ES inverter | 12.2 |  |  | SYL (Ningbo) Battery Co Ltd | SH-4.5KWH(LFP) | 3 | GoodWe | GW3648D-ES | SYL | Yes | Yes | 2025-05-02 | 2025-05-02 |  | 0 | 0 | 0
2020-06-19 | HBS1611 | SYL-4.5KWH(LFP) (4 off) w/ Goodwe GW3648D-ES inverter | 16.2 |  |  | SYL (Ningbo) Battery Co Ltd | SH-4.5KWH(LFP) | 4 | GoodWe | GW3648D-ES | SYL | Yes | Yes | 2026-06-16 | 2026-06-16 |  | 0 | 0 | 0
2020-06-19 | HBS1616 | Growatt GBLI 6531 (2 off), Growatt SPH5000 inverter, Shinelink, Eastron SDM-120 CT-MV meter | 12 |  |  | Growatt | GBLI 6531 | 2 | Shenzhen Growatt New Energy Technology Co Ltd | Growatt SPH5000 inverter | Growatt | Yes | Yes | 2024-08-30 | 2024-08-30 |  | 0 | 0 | 0
2020-06-19 | HBS1618 | Growatt GBLI 6531 (1 off), Growatt SPH5000 inverter, Shinelink, Eastron SDM-120 CT-MV meter | 6 |  |  | Growatt | GBLI 6531 | 1 | Shenzhen Growatt New Energy Technology Co Ltd | Growatt SPH5000 inverter | Growatt | Yes | Yes | 2024-08-30 | 2024-08-30 |  | 0 | 0 | 0
2020-06-19 | HBS1620 | Growatt GBLI 6531 (2 off), Growatt SPH6000 inverter, Shinelink, Eastron SDM-120 CT-MV meter | 12 |  |  | Growatt | GBLI 6531 | 2 | Shenzhen Growatt New Energy Technology Co Ltd | Growatt SPH6000 inverter | Growatt | Yes | Yes | 2024-08-30 | 2024-08-30 |  | 0 | 0 | 0
2020-06-19 | HBS1621 | Growatt GBLI 6531 (1 off), Growatt SPH6000 inverter, Shinelink, Eastron SDM-120 CT-MV meter | 6 |  |  | Growatt | GBLI 6531 | 1 | Shenzhen Growatt New Energy Technology Co Ltd | Growatt SPH6000 inverter | Growatt | Yes | Yes | 2024-08-30 | 2024-08-30 |  | 0 | 0 | 0
2020-06-19 | HBS1622 | Growatt GBLI 6531 (1 off), Growatt SPH5000 inverter, Shinelink, Eastron SDM-630 MV CT meter | 6 |  |  | Growatt | GBLI 6531 | 1 | Shenzhen Growatt New Energy Technology Co Ltd | Growatt SPH5000 inverter | Growatt | Yes | Yes | 2024-08-30 | 2024-08-30 |  | 0 | 0 | 0
2020-06-19 | HBS1623 | Growatt GBLI 6531 (2 off), Growatt SPH5000 inverter, Shinelink, Eastron SDM-630 MV CT meter | 12 |  |  | Growatt | GBLI 6531 | 2 | Shenzhen Growatt New Energy Technology Co Ltd | Growatt SPH5000 inverter | Growatt | Yes | Yes | 2024-08-30 | 2024-08-30 |  | 0 | 0 | 0
2020-06-19 | HBS1624 | Growatt GBLI 6531 (1 off), Growatt SPH6000 inverter, Shinelink, Eastron SDM-630 MV CT meter | 6 |  |  | Growatt | GBLI 6531 | 1 | Shenzhen Growatt New Energy Technology Co Ltd | Growatt SPH6000 inverter | Growatt | Yes | Yes | 2024-08-30 | 2024-08-30 |  | 0 | 0 | 0
2020-06-19 | HBS1625 | Growatt GBLI 6531 (2 off), Growatt SPH6000 inverter, Shinelink, Eastron SDM-630 MV CT meter | 12 |  |  | Growatt | GBLI 6531 | 2 | Shenzhen Growatt New Energy Technology Co Ltd | Growatt SPH6000 inverter | Growatt | Yes | Yes | 2024-08-30 | 2024-08-30 |  | 0 | 0 | 0
2020-07-29 | HBS1670 | BYD Battery-Box Premium HVM 11.0/11.04kWh w/ Goodwe GW5KL-ET inverter | 11 |  |  | BYD | Battery-Box Premium HVM 11.0/11.04kWh | 1 | Goodwe | GW5KL-ET | BYD | Yes | Yes | 2025-06-09 | 2025-06-09 |  | 0 | 0 | 0
2020-07-29 | HBS1671 | BYD Battery-Box Premium HVM 13.8/13.8kWh w/ Goodwe GW5KL-ET inverter | 13.8 |  |  | BYD | Battery-Box Premium HVM 13.8/13.8kWh | 1 | Goodwe | GW5KL-ET | BYD | Yes | Yes | 2025-06-09 | 2025-06-09 |  | 0 | 0 | 0
2020-07-29 | HBS1672 | BYD Battery-Box Premium HVM 16.6/16.54kWh w/ Goodwe GW5KL-ET inverter | 16.6 |  |  | BYD | Battery-Box Premium HVM 16.6/16.54kWh | 1 | Goodwe | GW5KL-ET | BYD | Yes | Yes | 2025-06-09 | 2025-06-09 |  | 0 | 0 | 0
2020-07-29 | HBS1673 | BYD Battery-Box Premium HVM 19.3/19.32kWh w/ Goodwe GW5KL-ET inverter | 19.3 |  |  | BYD | Battery-Box Premium HVM 19.3/19.32kWh | 1 | Goodwe | GW5KL-ET | BYD | Yes | Yes | 2025-06-09 | 2025-06-09 |  | 0 | 0 | 0
2020-07-29 | HBS1674 | BYD Battery-Box Premium HVM 22.1/22.08kWh w/ Goodwe GW5KL-ET inverter | 22.1 |  |  | BYD | Battery-Box Premium HVM 22.1/22.08kWh | 1 | Goodwe | GW5KL-ET | BYD | Yes | Yes | 2025-06-09 | 2025-06-09 |  | 0 | 0 | 0
2020-07-29 | HBS1676 | BYD Battery-Box Premium HVM 11.0/11.04kWh w/ Goodwe GW6KL-ET inverter | 11 |  |  | BYD | Battery-Box Premium HVM 11.0/11.04kWh | 1 | Goodwe | GW6KL-ET | BYD | Yes | Yes | 2025-06-09 | 2025-06-09 |  | 0 | 0 | 0
2020-07-29 | HBS1677 | BYD Battery-Box Premium HVM 13.8/13.8kWh w/ Goodwe GW6KL-ET inverter | 13.8 |  |  | BYD | Battery-Box Premium HVM 13.8/13.8kWh | 1 | Goodwe | GW6KL-ET | BYD | Yes | Yes | 2025-06-09 | 2025-06-09 |  | 0 | 0 | 0
2020-07-29 | HBS1678 | BYD Battery-Box Premium HVM 16.6/16.54kWh w/ Goodwe GW6KL-ET inverter | 16.6 |  |  | BYD | Battery-Box Premium HVM 16.6/16.54kWh | 1 | Goodwe | GW6KL-ET | BYD | Yes | Yes | 2025-06-09 | 2025-06-09 |  | 0 | 0 | 0
2020-07-29 | HBS1679 | BYD Battery-Box Premium HVM 19.3/19.32kWh w/ Goodwe GW6KL-ET inverter | 19.3 |  |  | BYD | Battery-Box Premium HVM 19.3/19.32kWh | 1 | Goodwe | GW6KL-ET | BYD | Yes | Yes | 2025-06-09 | 2025-06-09 |  | 0 | 0 | 0
2020-07-29 | HBS1680 | BYD Battery-Box Premium HVM 22.1/22.08kWh w/ Goodwe GW6KL-ET inverter | 22.1 |  |  | BYD | Battery-Box Premium HVM 22.1/22.08kWh | 1 | Goodwe | GW6KL-ET | BYD | Yes | Yes | 2025-06-09 | 2025-06-09 |  | 0 | 0 | 0
2020-07-29 | HBS1682 | BYD Battery-Box Premium HVM 11.0/11.04kWh w/ Goodwe GW8KL-ET inverter | 11 |  |  | BYD | Battery-Box Premium HVM 11.0/11.04kWh | 1 | Goodwe | GW8KL-ET | BYD | Yes | Yes | 2025-06-09 | 2025-06-09 |  | 0 | 0 | 0
2020-07-29 | HBS1683 | BYD Battery-Box Premium HVM 13.8/13.8kWh w/ Goodwe GW8KL-ET inverter | 13.8 |  |  | BYD | Battery-Box Premium HVM 13.8/13.8kWh | 1 | Goodwe | GW8KL-ET | BYD | Yes | Yes | 2025-06-09 | 2025-06-09 |  | 0 | 0 | 0
2020-07-29 | HBS1684 | BYD Battery-Box Premium HVM 16.6/16.54kWh w/ Goodwe GW8KL-ET inverter | 16.6 |  |  | BYD | Battery-Box Premium HVM 16.6/16.54kWh | 1 | Goodwe | GW8KL-ET | BYD | Yes | Yes | 2025-06-09 | 2025-06-09 |  | 0 | 0 | 0
2020-07-29 | HBS1685 | BYD Battery-Box Premium HVM 19.3/19.32kWh w/ Goodwe GW8KL-ET inverter | 19.3 |  |  | BYD | Battery-Box Premium HVM 19.3/19.32kWh | 1 | Goodwe | GW8KL-ET | BYD | Yes | Yes | 2025-06-09 | 2025-06-09 |  | 0 | 0 | 0
2020-07-29 | HBS1686 | BYD Battery-Box Premium HVM 22.1/22.08kWh w/ Goodwe GW8KL-ET inverter | 22.1 |  |  | BYD | Battery-Box Premium HVM 22.1/22.08kWh | 1 | Goodwe | GW8KL-ET | BYD | Yes | Yes | 2025-06-09 | 2025-06-09 |  | 0 | 0 | 0
2020-07-29 | HBS1688 | BYD Battery-Box Premium HVM 11.0/11.04kWh w/ Goodwe GW10KL-ET inverter | 11 |  |  | BYD | Battery-Box Premium HVM 11.0/11.04kWh | 1 | Goodwe | GW10KL-ET | BYD | Yes | Yes | 2025-06-09 | 2025-06-09 |  | 0 | 0 | 0
2020-07-29 | HBS1689 | BYD Battery-Box Premium HVM 13.8/13.8kWh w/ Goodwe GW10KL-ET inverter | 13.8 |  |  | BYD | Battery-Box Premium HVM 13.8/13.8kWh | 1 | Goodwe | GW10KL-ET | BYD | Yes | Yes | 2025-06-09 | 2025-06-09 |  | 0 | 0 | 0
2020-07-29 | HBS1690 | BYD Battery-Box Premium HVM 16.6/16.54kWh w/ Goodwe GW10KL-ET inverter | 16.6 |  |  | BYD | Battery-Box Premium HVM 16.6/16.54kWh | 1 | Goodwe | GW10KL-ET | BYD | Yes | Yes | 2025-06-09 | 2025-06-09 |  | 0 | 0 | 0
2020-07-29 | HBS1691 | BYD Battery-Box Premium HVM 19.3/19.32kWh w/ Goodwe GW10KL-ET inverter | 19.3 |  |  | BYD | Battery-Box Premium HVM 19.3/19.32kWh | 1 | Goodwe | GW10KL-ET | BYD | Yes | Yes | 2025-06-09 | 2025-06-09 |  | 0 | 0 | 0
2020-07-29 | HBS1692 | BYD Battery-Box Premium HVM 22.1/22.08kWh w/ Goodwe GW10KL-ET inverter | 22.1 |  |  | BYD | Battery-Box Premium HVM 22.1/22.08kWh | 1 | Goodwe | GW10KL-ET | BYD | Yes | Yes | 2025-06-09 | 2025-06-09 |  | 0 | 0 | 0
2020-07-29 | HBS1693 | BYD Battery-Box Premium HVM 8.3/8.28kWh w/ Goodwe GW3600-EH inverter | 8.3 |  |  | BYD | Battery-Box Premium HVM 8.3/8.28kWh | 1 | Goodwe | GW3600-EH | BYD | Yes | Yes | 2025-06-08 | 2025-06-08 |  | 0 | 0 | 0
2020-07-29 | HBS1694 | BYD Battery-Box Premium HVM 11.0/11.04kWh w/ Goodwe GW3600-EH inverter | 11 |  |  | BYD | Battery-Box Premium HVM 11.0/11.04kWh | 1 | Goodwe | GW3600-EH | BYD | Yes | Yes | 2025-06-08 | 2025-06-08 |  | 0 | 0 | 0
2020-07-29 | HBS1695 | BYD Battery-Box Premium HVM 13.8/13.8kWh w/ Goodwe GW3600-EH inverter | 13.8 |  |  | BYD | Battery-Box Premium HVM 13.8/13.8kWh | 1 | Goodwe | GW3600-EH | BYD | Yes | Yes | 2025-06-08 | 2025-06-08 |  | 0 | 0 | 0
2020-07-29 | HBS1696 | BYD Battery-Box Premium HVM 16.6/16.54kWh w/ Goodwe GW3600-EH inverter | 16.6 |  |  | BYD | Battery-Box Premium HVM 16.6/16.54kWh | 1 | Goodwe | GW3600-EH | BYD | Yes | Yes | 2025-06-08 | 2025-06-08 |  | 0 | 0 | 0
2020-07-29 | HBS1697 | BYD Battery-Box Premium HVM 19.3/19.32kWh w/ Goodwe GW3600-EH inverter | 19.3 |  |  | BYD | Battery-Box Premium HVM 19.3/19.32kWh | 1 | Goodwe | GW3600-EH | BYD | Yes | Yes | 2025-06-08 | 2025-06-08 |  | 0 | 0 | 0
2020-07-29 | HBS1699 | BYD Battery-Box Premium HVM 8.3/8.28kWh w/ Goodwe GW5000-EH inverter | 8.3 |  |  | BYD | Battery-Box Premium HVM 8.3/8.28kWh | 1 | Goodwe | GW5000-EH | BYD | Yes | Yes | 2025-06-08 | 2025-06-08 |  | 0 | 0 | 0
2020-07-29 | HBS1700 | BYD Battery-Box Premium HVM 11.0/11.04kWh w/ Goodwe GW5000-EH inverter | 11 |  |  | BYD | Battery-Box Premium HVM 11.0/11.04kWh | 1 | Goodwe | GW5000-EH | BYD | Yes | Yes | 2025-06-08 | 2025-06-08 |  | 0 | 0 | 0
2020-07-29 | HBS1701 | BYD Battery-Box Premium HVM 13.8/13.8kWh w/ Goodwe GW5000-EH inverter | 13.8 |  |  | BYD | Battery-Box Premium HVM 13.8/13.8kWh | 1 | Goodwe | GW5000-EH | BYD | Yes | Yes | 2025-06-08 | 2025-06-08 |  | 0 | 0 | 0
2020-07-29 | HBS1702 | BYD Battery-Box Premium HVM 16.6/16.54kWh w/ Goodwe GW5000-EH inverter | 16.6 |  |  | BYD | Battery-Box Premium HVM 16.6/16.54kWh | 1 | Goodwe | GW5000-EH | BYD | Yes | Yes | 2025-06-08 | 2025-06-08 |  | 0 | 0 | 0
2020-07-29 | HBS1703 | BYD Battery-Box Premium HVM 19.3/19.32kWh w/ Goodwe GW5000-EH inverter | 19.3 |  |  | BYD | Battery-Box Premium HVM 19.3/19.32kWh | 1 | Goodwe | GW5000-EH | BYD | Yes | Yes | 2025-06-08 | 2025-06-08 |  | 0 | 0 | 0
2020-07-29 | HBS1705 | BYD Battery-Box Premium HVM 8.3/8.28kWh w/ Goodwe GW6000-EH inverter | 8.3 |  |  | BYD | Battery-Box Premium HVM 8.3/8.28kWh | 1 | Goodwe | GW6000-EH | BYD | Yes | Yes | 2025-06-08 | 2025-06-08 |  | 0 | 0 | 0
2020-07-29 | HBS1706 | BYD Battery-Box Premium HVM 11.0/11.04kWh w/ Goodwe GW6000-EH inverter | 11 |  |  | BYD | Battery-Box Premium HVM 11.0/11.04kWh | 1 | Goodwe | GW6000-EH | BYD | Yes | Yes | 2025-06-08 | 2025-06-08 |  | 0 | 0 | 0
2020-07-29 | HBS1707 | BYD Battery-Box Premium HVM 13.8/13.8kWh w/ Goodwe GW6000-EH inverter | 13.8 |  |  | BYD | Battery-Box Premium HVM 13.8/13.8kWh | 1 | Goodwe | GW6000-EH | BYD | Yes | Yes | 2025-06-08 | 2025-06-08 |  | 0 | 0 | 0
2020-07-29 | HBS1708 | BYD Battery-Box Premium HVM 16.6/16.54kWh w/ Goodwe GW6000-EH inverter | 16.6 |  |  | BYD | Battery-Box Premium HVM 16.6/16.54kWh | 1 | Goodwe | GW6000-EH | BYD | Yes | Yes | 2025-06-08 | 2025-06-08 |  | 0 | 0 | 0
2020-07-29 | HBS1709 | BYD Battery-Box Premium HVM 19.3/19.32kWh w/ Goodwe GW6000-EH inverter | 19.3 |  |  | BYD | Battery-Box Premium HVM 19.3/19.32kWh | 1 | Goodwe | GW6000-EH | BYD | Yes | Yes | 2025-06-08 | 2025-06-08 |  | 0 | 0 | 0
2020-08-26 | HBS1732 | LGChem RESU10 w/ Sungrow SH5K-30 inverter | 8.8 |  |  | LGChem | RESU10 | 1 | Sungrow | SH5K-30 | LGChem | Yes | Yes | 2024-12-29 | 2024-12-29 |  | 0 | 0 | 0
2020-08-26 | HBS1733 | LGChem RESU6.5 (2 off) w/ Sungrow SH5K-30 inverter | 11.8 |  |  | LGChem | RESU6.5 | 2 | Sungrow | SH5K-30 | LGChem | Yes | Yes | 2024-12-29 | 2024-12-29 |  | 0 | 0 | 0
2020-08-26 | HBS1734 | LGChem RESU6.5, RESU10 w/ Sungrow SH5K-30 inverter | 14.7 |  |  | LGChem | RESU6.5, RESU10 | 2 | Sungrow | SH5K-30 | LGChem | Yes | Yes | 2024-12-29 | 2024-12-29 |  | 0 | 0 | 0
2020-08-26 | HBS1735 | LGChem RESU10 (2 off) w/ Sungrow SH5K-30 inverter | 17.6 |  |  | LGChem | RESU10 | 2 | Sungrow | SH5K-30 | LGChem | Yes | Yes | 2024-12-29 | 2024-12-29 |  | 0 | 0 | 0
2020-08-26 | HBS1737 | Sungrow SBP4K8 (2 off) w/ Sungrow SH5K-30 inverter | 9.2 |  |  | Sungrow | SBP4K8 | 2 | Sungrow | SH5K-30 | Sungrow | Yes | Yes | 2024-12-29 | 2024-12-29 |  | 0 | 0 | 0
2020-08-26 | HBS1738 | Sungrow SBP4K8 (3 off) w/ Sungrow SH5K-30 inverter | 13.8 |  |  | Sungrow | SBP4K8 | 3 | Sungrow | SH5K-30 | Sungrow | Yes | Yes | 2024-12-29 | 2024-12-29 |  | 0 | 0 | 0
2020-08-26 | HBS1739 | LGChem RESU10H w/ Sungrow SH5.0RT inverter | 9.3 |  |  | LGChem | RESU10H | 1 | Sungrow | SH5.0RT | LGChem | Yes | Yes | 2024-12-16 | 2024-12-16 |  | 0 | 0 | 0
2020-08-26 | HBS1744 | BYD Battery-Box Premium HVM 11.0/11.04kWh w/ Sungrow SH5.0RT inverter | 11.04 |  |  | BYD | Battery-Box Premium HVM 11.0/11.04kWh | 1 | Sungrow | SH5.0RT | BYD | Yes | Yes | 2024-12-16 | 2024-12-16 |  | 0 | 0 | 0
2020-08-26 | HBS1745 | BYD Battery-Box Premium HVM 13.8/13.8kWh w/ Sungrow SH5.0RT inverter | 13.8 |  |  | BYD | Battery-Box Premium HVM 13.8/13.8kWh | 1 | Sungrow | SH5.0RT | BYD | Yes | Yes | 2024-12-16 | 2024-12-16 |  | 0 | 0 | 0
2020-08-26 | HBS1746 | BYD Battery-Box Premium HVM 16.6/16.54kWh w/ Sungrow SH5.0RT inverter | 16.56 |  |  | BYD | Battery-Box Premium HVM 16.6/16.54kWh | 1 | Sungrow | SH5.0RT | BYD | Yes | Yes | 2024-12-16 | 2024-12-16 |  | 0 | 0 | 0
2020-08-26 | HBS1747 | BYD Battery-Box Premium HVM 19.3/19.32kWh w/ Sungrow SH5.0RT inverter | 19.32 |  |  | BYD | Battery-Box Premium HVM 19.3/19.32kWh | 1 | Sungrow | SH5.0RT | BYD | Yes | Yes | 2024-12-16 | 2024-12-16 |  | 0 | 0 | 0
2020-08-26 | HBS1748 | BYD Battery-Box Premium HVM 22.1/22.08kWh w/ Sungrow SH5.0RT inverter | 22.08 |  |  | BYD | Battery-Box Premium HVM 22.1/22.08kWh | 1 | Sungrow | SH5.0RT | BYD | Yes | Yes | 2024-12-16 | 2024-12-16 |  | 0 | 0 | 0
2020-08-26 | HBS1753 | BYD Battery-Box Premium HVM 11.0/11.04kWh (2 off) w/ Sungrow SH5.0RT inverter | 22.08 |  |  | BYD | Battery-Box Premium HVM 11.0/11.04kWh | 2 | Sungrow | SH5.0RT | BYD | Yes | Yes | 2024-12-16 | 2024-12-16 |  | 0 | 0 | 0
2020-08-26 | HBS1754 | BYD Battery-Box Premium HVM 13.8/13.8kWh (2 off) w/ Sungrow SH5.0RT inverter | 27.6 |  |  | BYD | Battery-Box Premium HVM 13.8/13.8kWh | 2 | Sungrow | SH5.0RT | BYD | Yes | Yes | 2024-12-16 | 2024-12-16 |  | 0 | 0 | 0
2020-08-26 | HBS1755 | BYD Battery-Box Premium HVM 16.6/16.54kWh (2 off) w/ Sungrow SH5.0RT inverter | 33.12 |  |  | BYD | Battery-Box Premium HVM 16.6/16.54kWh | 2 | Sungrow | SH5.0RT | BYD | Yes | Yes | 2024-12-16 | 2024-12-16 |  | 0 | 0 | 0
2020-08-26 | HBS1756 | BYD Battery-Box Premium HVM 19.3/19.32kWh (2 off) w/ Sungrow SH5.0RT inverter | 38.64 |  |  | BYD | Battery-Box Premium HVM 19.3/19.32kWh | 2 | Sungrow | SH5.0RT | BYD | Yes | Yes | 2024-12-16 | 2024-12-16 |  | 0 | 0 | 0
2020-08-26 | HBS1757 | BYD Battery-Box Premium HVM 22.1/22.08kWh (2 off) w/ Sungrow SH5.0RT inverter | 44.16 |  |  | BYD | Battery-Box Premium HVM 22.1/22.08kWh | 2 | Sungrow | SH5.0RT | BYD | Yes | Yes | 2024-12-16 | 2024-12-16 |  | 0 | 0 | 0
2020-08-26 | HBS1762 | BYD Battery-Box Premium HVM 11.0/11.04kWh w/ Sungrow SH10RT inverter | 11.04 |  |  | BYD | Battery-Box Premium HVM 11.0/11.04kWh | 1 | Sungrow | SH10RT | BYD | Yes | Yes | 2024-12-16 | 2024-12-16 |  | 0 | 0 | 0
2020-08-26 | HBS1763 | BYD Battery-Box Premium HVM 13.8/13.8kWh w/ Sungrow SH10RT inverter | 13.8 |  |  | BYD | Battery-Box Premium HVM 13.8/13.8kWh | 1 | Sungrow | SH10RT | BYD | Yes | Yes | 2024-12-16 | 2024-12-16 |  | 0 | 0 | 0
2020-08-26 | HBS1764 | BYD Battery-Box Premium HVM 16.6/16.54kWh w/ Sungrow SH10RT inverter | 16.56 |  |  | BYD | Battery-Box Premium HVM 16.6/16.54kWh | 1 | Sungrow | SH10RT | BYD | Yes | Yes | 2024-12-16 | 2024-12-16 |  | 0 | 0 | 0
2020-08-26 | HBS1765 | BYD Battery-Box Premium HVM 19.3/19.32kWh w/ Sungrow SH10RT inverter | 19.32 |  |  | BYD | Battery-Box Premium HVM 19.3/19.32kWh | 1 | Sungrow | SH10RT | BYD | Yes | Yes | 2024-12-16 | 2024-12-16 |  | 0 | 0 | 0
2020-08-26 | HBS1766 | BYD Battery-Box Premium HVM 22.1/22.08kWh w/ Sungrow SH10RT inverter | 22.08 |  |  | BYD | Battery-Box Premium HVM 22.1/22.08kWh | 1 | Sungrow | SH10RT | BYD | Yes | Yes | 2024-12-16 | 2024-12-16 |  | 0 | 0 | 0
2020-08-26 | HBS1771 | BYD Battery-Box Premium HVM 11.0/11.04kWh (2 off) w/ Sungrow SH10RT inverter | 22.08 |  |  | BYD | Battery-Box Premium HVM 11.0/11.04kWh | 2 | Sungrow | SH10RT | BYD | Yes | Yes | 2024-12-16 | 2024-12-16 |  | 0 | 0 | 0
2020-08-26 | HBS1772 | BYD Battery-Box Premium HVM 13.8/13.8kWh (2 off) w/ Sungrow SH10RT inverter | 27.6 |  |  | BYD | Battery-Box Premium HVM 13.8/13.8kWh | 2 | Sungrow | SH10RT | BYD | Yes | Yes | 2024-12-16 | 2024-12-16 |  | 0 | 0 | 0
2020-08-26 | HBS1773 | BYD Battery-Box Premium HVM 16.6/16.54kWh (2 off) w/ Sungrow SH10RT inverter | 33.12 |  |  | BYD | Battery-Box Premium HVM 16.6/16.54kWh | 2 | Sungrow | SH10RT | BYD | Yes | Yes | 2024-12-16 | 2024-12-16 |  | 0 | 0 | 0
2020-08-26 | HBS1774 | BYD Battery-Box Premium HVM 19.3/19.32kWh (2 off) w/ Sungrow SH10RT inverter | 38.64 |  |  | BYD | Battery-Box Premium HVM 19.3/19.32kWh | 2 | Sungrow | SH10RT | BYD | Yes | Yes | 2024-12-16 | 2024-12-16 |  | 0 | 0 | 0
2020-08-26 | HBS1775 | BYD Battery-Box Premium HVM 22.1/22.08kWh (2 off) w/ Sungrow SH10RT inverter | 44.16 |  |  | BYD | Battery-Box Premium HVM 22.1/22.08kWh | 2 | Sungrow | SH10RT | BYD | Yes | Yes | 2024-12-16 | 2024-12-16 |  | 0 | 0 | 0
2020-09-11 | HBS1821 | Eveready Energy Vault AS1-3KS-10.2 | 9.2 | Solar Bos | Energy Vault AS1-3KS-10.2 | [5 empty] | Eveready | Yes | Yes | 2025-02-08 | 2025-02-08 |  | 0 | 0 | 0
2020-09-11 | HBS1822 | Eveready Energy Vault AS1-3KS-15.3 | 13.8 | Solar Bos | Energy Vault AS1-3KS-15.3 | [5 empty] | Eveready | Yes | Yes | 2025-02-08 | 2025-02-08 |  | 0 | 0 | 0
2020-09-11 | HBS1823 | Eveready Energy Vault AS1-3KS-20.4 | 18.4 | Solar Bos | Energy Vault AS1-3KS-20.4 | [5 empty] | Eveready | Yes | Yes | 2025-02-08 | 2025-02-08 |  | 0 | 0 | 0
2020-09-11 | HBS1824 | Alpha-ESS Storion SMILE5 13.3 (Smile5-INV + 1xSMILE-BAT-13.3P) | 13.3 |  |  | Alpha-ESS | Smile-BAT-13.3P | 1 | Alpha-ESS | Smile5-INV | Alpha-ESS | Yes | Yes | 2025-01-22 | 2025-01-22 |  | 0 | 0 | 0
2020-09-11 | HBS1826 | Alpha-ESS Storion SMILE5 26.6 (Smile5-INV + 2xSMILE-BAT-13.3P) | 26.6 |  |  | Alpha-ESS | Smile-BAT-13.3P | 2 | Alpha-ESS | Smile5-INV | Alpha-ESS | Yes | Yes | 2025-01-22 | 2025-01-22 |  | 0 | 0 | 0
2020-09-11 | HBS1827 | Alpha-ESS Storion SMILE5 39.9 (Smile5-INV + 3xSMILE-BAT-13.3P) | 39.9 |  |  | Alpha-ESS | Smile-BAT-13.3P | 3 | Alpha-ESS | Smile5-INV | Alpha-ESS | Yes | Yes | 2025-01-22 | 2025-01-22 |  | 0 | 0 | 0
2020-09-11 | HBS1825 | GenZ GC48V-060LFP-2RU w/ Selectronic SPMC481-AU inverter, Select.live | 7.2 |  |  | GenZ Energy | GC48V-060LFP-2RU | 3 | Selectronic | SPMC481-AU | GenZ | Yes | Yes | 2025-04-08 | 2025-04-08 |  | 0 | 0 | 0
2020-10-09 | HBS1828 | Alpha-ESS Smile-B5-BP 13.3 (GW5000S-BP inverter + 1xSMILE-BAT-13.3P) | 13.34 |  |  | Alpha-ESS | Smile-BAT-13.3P | 1 | Goodwe | GW5000S-BP | Alpha-ESS | Yes | Yes | 2025-03-02 | 2025-03-02 |  | 0 | 0 | 0
2020-10-09 | HBS1829 | Alpha-ESS Smile-B5-BP 26.6 (GW5000S-BP inverter + 2xSMILE-BAT-13.3P) | 26.6 |  |  | Alpha-ESS | Smile-BAT-13.3P | 2 | Goodwe | GW5000S-BP | Alpha-ESS | Yes | Yes | 2025-03-02 | 2025-03-02 |  | 0 | 0 | 0
2020-10-09 | HBS1830 | Alpha-ESS Smile-B5-BP 39.9 (GW5000S-BP inverter + 3xSMILE-BAT-13.3P) | 39.9 |  |  | Alpha-ESS | Smile-BAT-13.3P | 3 | Goodwe | GW5000S-BP | Alpha-ESS | Yes | Yes | 2025-03-02 | 2025-03-02 |  | 0 | 0 | 0
2020-10-09 | HBS1831 | Alpha-ESS Smile-B5-ES 13.3 (GW5048D-ES inverter + 1xSMILE-BAT-13.3P) | 13.34 |  |  | Alpha-ESS | Smile-BAT-13.3P | 1 | Goodwe | GW5048D-ES | Alpha-ESS | Yes | Yes | 2026-06-16 | 2026-06-16 |  | 0 | 0 | 0
2020-10-09 | HBS1832 | Alpha-ESS Smile-B5-ES 26.6 (GW5048D-ES inverter + 2xSMILE-BAT-13.3P) | 26.6 |  |  | Alpha-ESS | Smile-BAT-13.3P | 2 | Goodwe | GW5048D-ES | Alpha-ESS | Yes | Yes | 2026-06-16 | 2026-06-16 |  | 0 | 0 | 0
2020-10-09 | HBS1833 | Alpha-ESS Smile-B5-ES 39.9 (GW5048D-ES inverter + 3xSMILE-BAT-13.3P) | 39.9 |  |  | Alpha-ESS | Smile-BAT-13.3P | 3 | Goodwe | GW5048D-ES | Alpha-ESS | Yes | Yes | 2026-06-16 | 2026-06-16 |  | 0 | 0 | 0
2020-10-16 | HBS1837 | Soluna 15K Pack HV w/ GW5KL-ET inverter | 12 |  |  | Soluna | Soluna 15K Pack HV | 1 | Goodwe | GW5KL-ET | Soluna | Yes | Yes | 2025-06-09 | 2025-06-09 |  | 0 | 0 | 0
2020-10-16 | HBS1838 | Soluna 15K Pack HV w/ GW6KL-ET inverter | 12 |  |  | Soluna | Soluna 15K Pack HV | 1 | Goodwe | GW6KL-ET | Soluna | Yes | Yes | 2025-06-09 | 2025-06-09 |  | 0 | 0 | 0
2020-10-16 | HBS1839 | Soluna 15K Pack HV w/ GW8KL-ET inverter | 12 |  |  | Soluna | Soluna 15K Pack HV | 1 | Goodwe | GW8KL-ET | Soluna | Yes | Yes | 2025-06-09 | 2025-06-09 |  | 0 | 0 | 0
2020-10-16 | HBS1840 | Soluna 15K Pack HV w/ GW10KL-ET inverter | 12 |  |  | Soluna | Soluna 15K Pack HV | 1 | Goodwe | GW10KL-ET | Soluna | Yes | Yes | 2025-06-09 | 2025-06-09 |  | 0 | 0 | 0
2020-10-19 | HBS1841 | LG Chem RESU13 w/ Sungrow SH5K-30 inverter | 12.4 |  |  | LGChem | RESU13 | 1 | Sungrow | SH5K-30 | LGChem | Yes | Yes | 2024-12-29 | 2024-12-29 |  | 0 | 0 | 0
2020-10-19 | HBS1842 | LG Chem RESU10H w/ Sungrow SH10RT inverter | 9.3 |  |  | LGChem | RESU10H | 1 | Sungrow | SH10RT | LGChem | Yes | Yes | 2024-12-16 | 2024-12-16 |  | 0 | 0 | 0
2020-11-02 | HBS1807 | Growatt GBLI 6531 (2 off) w/ Growatt SPH5000 inverter, Shinelink, Eastron SDM-120 CT-40mA meter | 12 |  |  | Growatt | GBLI 6531 | 2 | Shenzhen Growatt New Energy Technology Co Ltd | Growatt SPH5000 inverter | Growatt | Yes | Yes | 2024-08-30 | 2024-08-30 |  | Yes | Yes | 0
2020-11-02 | HBS1811 | Growatt GBLI 6531 (2 off) w/ Growatt SPH6000 inverter, Shinelink, Eastron SDM-120 CT-40mA meter | 12 |  |  | Growatt | GBLI 6531 | 2 | Shenzhen Growatt New Energy Technology Co Ltd | Growatt SPH6000 inverter | Growatt | Yes | Yes | 2024-08-30 | 2024-08-30 |  | Yes | Yes | 0
2020-11-02 | HBS1812 | Growatt GBLI 6531 (1 off) w/ Growatt SPH6000 inverter, Shinelink, Eastron SDM-120 CT-40mA meter | 6 |  |  | Growatt | GBLI 6531 | 1 | Shenzhen Growatt New Energy Technology Co Ltd | Growatt SPH6000 inverter | Growatt | Yes | Yes | 2024-08-30 | 2024-08-30 |  | Yes | Yes | 0
2020-11-02 | HBS1813 | Growatt GBLI 6531 (1 off) w/ Growatt SPH5000 inverter, Shinelink, Eastron SDM-630 MCT-40mA meter | 6 |  |  | Growatt | GBLI 6531 | 1 | Shenzhen Growatt New Energy Technology Co Ltd | Growatt SPH5000 inverter | Growatt | Yes | Yes | 2024-08-30 | 2024-08-30 |  | Yes | Yes | 0
2020-11-02 | HBS1814 | Growatt GBLI 6531 (2 off) w/ Growatt SPH5000 inverter, Shinelink, Eastron SDM-630 MCT-40mA meter | 12 |  |  | Growatt | GBLI 6531 | 2 | Shenzhen Growatt New Energy Technology Co Ltd | Growatt SPH5000 inverter | Growatt | Yes | Yes | 2024-08-30 | 2024-08-30 |  | Yes | Yes | 0
2020-11-02 | HBS1815 | Growatt GBLI 6531 (1 off) w/ Growatt SPH6000 inverter, Shinelink, Eastron SDM-630 MCT-40mA meter | 6 |  |  | Growatt | GBLI 6531 | 1 | Shenzhen Growatt New Energy Technology Co Ltd | Growatt SPH6000 inverter | Growatt | Yes | Yes | 2024-08-30 | 2024-08-30 |  | Yes | Yes | 0
2020-11-02 | HBS1816 | Growatt GBLI 6531 (2 off) w/ Growatt SPH6000 inverter, Shinelink, Eastron SDM-630 MCT-40mA meter | 12 |  |  | Growatt | GBLI 6531 | 2 | Shenzhen Growatt New Energy Technology Co Ltd | Growatt SPH6000 inverter | Growatt | Yes | Yes | 2024-08-30 | 2024-08-30 |  | Yes | Yes | 0
2020-11-02 | HBS1844 | BYD Battery-Box Premium HVS 7.7/7.68kWh (1 off) w/ Fronius Symo GEN24 6.0 Plus inverter, SwitchDin 'smart controller' | 7.7 |  |  | BYD | Battery-Box Premium HVS 7.7/7.68kWh | 1 | Fronius | Symo GEN24 6.0 Plus | BYD | Yes | Yes | 2024-12-03 | 2024-12-03 |  | 0 | 0 | 0
2020-11-02 | HBS1845 | BYD Battery-Box Premium HVS 10.2/10.24kWh (1 off) w/ Fronius Symo GEN24 6.0 Plus inverter, SwitchDin 'smart controller' | 10.2 |  |  | BYD | Battery-Box Premium HVS 10.2/10.24kWh | 1 | Fronius | Symo GEN24 6.0 Plus | BYD | Yes | Yes | 2024-12-03 | 2024-12-03 |  | 0 | 0 | 0
2020-11-02 | HBS1846 | BYD Battery-Box Premium HVS 5.1/5.12kWh (2 off) w/ Fronius Symo GEN24 6.0 Plus inverter, SwitchDin 'smart controller' | 10.2 |  |  | BYD | Battery-Box Premium HVS 5.1/5.12kWh | 2 | Fronius | Symo GEN24 6.0 Plus | BYD | Yes | Yes | 2024-12-03 | 2024-12-03 |  | 0 | 0 | 0
2020-11-02 | HBS1847 | BYD Battery-Box Premium HVS 7.7/7.68kWh (2 off) w/ Fronius Symo GEN24 6.0 Plus inverter, SwitchDin 'smart controller' | 15.4 |  |  | BYD | Battery-Box Premium HVS 7.7/7.68kWh | 2 | Fronius | Symo GEN24 6.0 Plus | BYD | Yes | Yes | 2024-12-03 | 2024-12-03 |  | 0 | 0 | 0
2020-11-02 | HBS1848 | BYD Battery-Box Premium HVS 10.2/10.24kWh (2 off) w/ Fronius Symo GEN24 6.0 Plus inverter, SwitchDin 'smart controller' | 20.4 |  |  | BYD | Battery-Box Premium HVS 10.2/10.24kWh | 2 | Fronius | Symo GEN24 6.0 Plus | BYD | Yes | Yes | 2024-12-03 | 2024-12-03 |  | 0 | 0 | 0
2020-11-02 | HBS1849 | BYD Battery-Box Premium HVS 5.1/5.12kWh (3 off) w/ Fronius Symo GEN24 6.0 Plus inverter, SwitchDin 'smart controller' | 15.3 |  |  | BYD | Battery-Box Premium HVS 5.1/5.12kWh | 3 | Fronius | Symo GEN24 6.0 Plus | BYD | Yes | Yes | 2024-12-03 | 2024-12-03 |  | 0 | 0 | 0
2020-11-02 | HBS1850 | BYD Battery-Box Premium HVS 7.7/7.68kWh (3 off) w/ Fronius Symo GEN24 6.0 Plus inverter, SwitchDin 'smart controller' | 23.1 |  |  | BYD | Battery-Box Premium HVS 7.7/7.68kWh | 3 | Fronius | Symo GEN24 6.0 Plus | BYD | Yes | Yes | 2024-12-03 | 2024-12-03 |  | 0 | 0 | 0
2020-11-02 | HBS1851 | BYD Battery-Box Premium HVS 10.2/10.24kWh (3 off) w/ Fronius Symo GEN24 6.0 Plus inverter, SwitchDin 'smart controller' | 30.6 |  |  | BYD | Battery-Box Premium HVS 10.2/10.24kWh | 3 | Fronius | Symo GEN24 6.0 Plus | BYD | Yes | Yes | 2024-12-03 | 2024-12-03 |  | 0 | 0 | 0
2020-11-02 | HBS1852 | BYD Battery-Box Premium HVM 11.0/11.04kWh (1 off) w/ Fronius Symo GEN24 6.0 Plus inverter, SwitchDin 'smart controller' | 11 |  |  | BYD | Battery-Box Premium HVM 11.0/11.04kWh | 1 | Fronius | Symo GEN24 6.0 Plus | BYD | Yes | Yes | 2024-12-03 | 2024-12-03 |  | 0 | 0 | 0
2020-11-02 | HBS1853 | BYD Battery-Box Premium HVM 13.8/13.8kWh (1 off) w/ Fronius Symo GEN24 6.0 Plus inverter, SwitchDin 'smart controller' | 13.8 |  |  | BYD | Battery-Box Premium HVM 13.8/13.8kWh | 1 | Fronius | Symo GEN24 6.0 Plus | BYD | Yes | Yes | 2024-12-03 | 2024-12-03 |  | 0 | 0 | 0
2020-11-02 | HBS1854 | BYD Battery-Box Premium HVM 16.6/16.54kWh (1 off) w/ Fronius Symo GEN24 6.0 Plus inverter, SwitchDin 'smart controller' | 16.6 |  |  | BYD | Battery-Box Premium HVM 16.6/16.54kWh | 1 | Fronius | Symo GEN24 6.0 Plus | BYD | Yes | Yes | 2024-12-03 | 2024-12-03 |  | 0 | 0 | 0
2020-11-02 | HBS1855 | BYD Battery-Box Premium HVM 19.3/19.32kWh (1 off) w/ Fronius Symo GEN24 6.0 Plus inverter, SwitchDin 'smart controller' | 19.3 |  |  | BYD | Battery-Box Premium HVM 19.3/19.32kWh | 1 | Fronius | Symo GEN24 6.0 Plus | BYD | Yes | Yes | 2024-12-03 | 2024-12-03 |  | 0 | 0 | 0
2020-11-02 | HBS1856 | BYD Battery-Box Premium HVM 22.1/22.08kWh (1 off) w/ Fronius Symo GEN24 6.0 Plus inverter, SwitchDin 'smart controller' | 22.1 |  |  | BYD | Battery-Box Premium HVM 22.1/22.08kWh | 1 | Fronius | Symo GEN24 6.0 Plus | BYD | Yes | Yes | 2024-12-03 | 2024-12-03 |  | 0 | 0 | 0
2020-11-02 | HBS1857 | BYD Battery-Box Premium HVM 11.0/11.04kWh (2 off) w/ Fronius Symo GEN24 6.0 Plus inverter, SwitchDin 'smart controller' | 22 |  |  | BYD | Battery-Box Premium HVM 11.0/11.04kWh | 2 | Fronius | Symo GEN24 6.0 Plus | BYD | Yes | Yes | 2024-12-03 | 2024-12-03 |  | 0 | 0 | 0
2020-11-02 | HBS1858 | BYD Battery-Box Premium HVM 13.8/13.8kWh (2 off) w/ Fronius Symo GEN24 6.0 Plus inverter, SwitchDin 'smart controller' | 27.6 |  |  | BYD | Battery-Box Premium HVM 13.8/13.8kWh | 2 | Fronius | Symo GEN24 6.0 Plus | BYD | Yes | Yes | 2024-12-03 | 2024-12-03 |  | 0 | 0 | 0
2020-11-02 | HBS1859 | BYD Battery-Box Premium HVM 16.6/16.54kWh (2 off) w/ Fronius Symo GEN24 6.0 Plus inverter, SwitchDin 'smart controller' | 33.2 |  |  | BYD | Battery-Box Premium HVM 16.6/16.54kWh | 2 | Fronius | Symo GEN24 6.0 Plus | BYD | Yes | Yes | 2024-12-03 | 2024-12-03 |  | 0 | 0 | 0
2020-11-02 | HBS1860 | BYD Battery-Box Premium HVM 19.3/19.32kWh (2 off) w/ Fronius Symo GEN24 6.0 Plus inverter, SwitchDin 'smart controller' | 38.6 |  |  | BYD | Battery-Box Premium HVM 19.3/19.32kWh | 2 | Fronius | Symo GEN24 6.0 Plus | BYD | Yes | Yes | 2024-12-03 | 2024-12-03 |  | 0 | 0 | 0
2020-11-02 | HBS1861 | BYD Battery-Box Premium HVM 22.1/22.08kWh (2 off) w/ Fronius Symo GEN24 6.0 Plus inverter, SwitchDin 'smart controller' | 44.2 |  |  | BYD | Battery-Box Premium HVM 22.1/22.08kWh | 2 | Fronius | Symo GEN24 6.0 Plus | BYD | Yes | Yes | 2024-12-03 | 2024-12-03 |  | 0 | 0 | 0
2020-11-02 | HBS1862 | BYD Battery-Box Premium HVM 11.0/11.04kWh (3 off) w/ Fronius Symo GEN24 6.0 Plus inverter, SwitchDin 'smart controller' | 33 |  |  | BYD | Battery-Box Premium HVM 11.0/11.04kWh | 3 | Fronius | Symo GEN24 6.0 Plus | BYD | Yes | Yes | 2024-12-03 | 2024-12-03 |  | 0 | 0 | 0
2020-11-02 | HBS1863 | BYD Battery-Box Premium HVM 13.8/13.8kWh (3 off) w/ Fronius Symo GEN24 6.0 Plus inverter, SwitchDin 'smart controller' | 41.4 |  |  | BYD | Battery-Box Premium HVM 13.8/13.8kWh | 3 | Fronius | Symo GEN24 6.0 Plus | BYD | Yes | Yes | 2024-12-03 | 2024-12-03 |  | 0 | 0 | 0
2020-11-02 | HBS1864 | BYD Battery-Box Premium HVM 16.6/16.54kWh (3 off) w/ Fronius Symo GEN24 6.0 Plus inverter, SwitchDin 'smart controller' | 49.8 |  |  | BYD | Battery-Box Premium HVM 16.6/16.54kWh | 3 | Fronius | Symo GEN24 6.0 Plus | BYD | Yes | Yes | 2024-12-03 | 2024-12-03 |  | 0 | 0 | 0
2020-11-02 | HBS1865 | BYD Battery-Box Premium HVM 19.3/19.32kWh (3 off) w/ Fronius Symo GEN24 6.0 Plus inverter, SwitchDin 'smart controller' | 57.9 |  |  | BYD | Battery-Box Premium HVM 19.3/19.32kWh | 3 | Fronius | Symo GEN24 6.0 Plus | BYD | Yes | Yes | 2024-12-03 | 2024-12-03 |  | 0 | 0 | 0
2020-11-02 | HBS1868 | BYD Battery-Box Premium HVS 7.7/7.68kWh (1 off) w/ Fronius Symo GEN24 8.0 Plus inverter, SwitchDin 'smart controller' | 7.7 |  |  | BYD | Battery-Box Premium HVS 7.7/7.68kWh | 1 | Fronius | Symo GEN24 8.0 Plus | BYD | Yes | Yes | 2024-12-03 | 2024-12-03 |  | 0 | 0 | 0
2020-11-02 | HBS1869 | BYD Battery-Box Premium HVS 10.2/10.24kWh (1 off) w/ Fronius Symo GEN24 8.0 Plus inverter, SwitchDin 'smart controller' | 10.2 |  |  | BYD | Battery-Box Premium HVS 10.2/10.24kWh | 1 | Fronius | Symo GEN24 8.0 Plus | BYD | Yes | Yes | 2024-12-03 | 2024-12-03 |  | 0 | 0 | 0
2020-11-02 | HBS1870 | BYD Battery-Box Premium HVS 5.1/5.12kWh (2 off) w/ Fronius Symo GEN24 8.0 Plus inverter, SwitchDin 'smart controller' | 10.2 |  |  | BYD | Battery-Box Premium HVS 5.1/5.12kWh | 2 | Fronius | Symo GEN24 8.0 Plus | BYD | Yes | Yes | 2024-12-03 | 2024-12-03 |  | 0 | 0 | 0
2020-11-02 | HBS1871 | BYD Battery-Box Premium HVS 7.7/7.68kWh (2 off) w/ Fronius Symo GEN24 8.0 Plus inverter, SwitchDin 'smart controller' | 15.4 |  |  | BYD | Battery-Box Premium HVS 7.7/7.68kWh | 2 | Fronius | Symo GEN24 8.0 Plus | BYD | Yes | Yes | 2024-12-03 | 2024-12-03 |  | 0 | 0 | 0
2020-11-02 | HBS1872 | BYD Battery-Box Premium HVS 10.2/10.24kWh (2 off) w/ Fronius Symo GEN24 8.0 Plus inverter, SwitchDin 'smart controller' | 20.4 |  |  | BYD | Battery-Box Premium HVS 10.2/10.24kWh | 2 | Fronius | Symo GEN24 8.0 Plus | BYD | Yes | Yes | 2024-12-03 | 2024-12-03 |  | 0 | 0 | 0
2020-11-02 | HBS1873 | BYD Battery-Box Premium HVS 5.1/5.12kWh (3 off) w/ Fronius Symo GEN24 8.0 Plus inverter, SwitchDin 'smart controller' | 15.3 |  |  | BYD | Battery-Box Premium HVS 5.1/5.12kWh | 3 | Fronius | Symo GEN24 8.0 Plus | BYD | Yes | Yes | 2024-12-03 | 2024-12-03 |  | 0 | 0 | 0
2020-11-02 | HBS1874 | BYD Battery-Box Premium HVS 7.7/7.68kWh (3 off) w/ Fronius Symo GEN24 8.0 Plus inverter, SwitchDin 'smart controller' | 23.1 |  |  | BYD | Battery-Box Premium HVS 7.7/7.68kWh | 3 | Fronius | Symo GEN24 8.0 Plus | BYD | Yes | Yes | 2024-12-03 | 2024-12-03 |  | 0 | 0 | 0
2020-11-02 | HBS1875 | BYD Battery-Box Premium HVS 10.2/10.24kWh (3 off) w/ Fronius Symo GEN24 8.0 Plus inverter, SwitchDin 'smart controller' | 30.6 |  |  | BYD | Battery-Box Premium HVS 10.2/10.24kWh | 3 | Fronius | Symo GEN24 8.0 Plus | BYD | Yes | Yes | 2024-12-03 | 2024-12-03 |  | 0 | 0 | 0
2020-11-02 | HBS1876 | BYD Battery-Box Premium HVM 11.0/11.04kWh (1 off) w/ Fronius Symo GEN24 8.0 Plus inverter, SwitchDin 'smart controller' | 11 |  |  | BYD | Battery-Box Premium HVM 11.0/11.04kWh | 1 | Fronius | Symo GEN24 8.0 Plus | BYD | Yes | Yes | 2024-12-03 | 2024-12-03 |  | 0 | 0 | 0
2020-11-02 | HBS1877 | BYD Battery-Box Premium HVM 13.8/13.8kWh (1 off) w/ Fronius Symo GEN24 8.0 Plus inverter, SwitchDin 'smart controller' | 13.8 |  |  | BYD | Battery-Box Premium HVM 13.8/13.8kWh | 1 | Fronius | Symo GEN24 8.0 Plus | BYD | Yes | Yes | 2024-12-03 | 2024-12-03 |  | 0 | 0 | 0
2020-11-02 | HBS1878 | BYD Battery-Box Premium HVM 16.6/16.54kWh (1 off) w/ Fronius Symo GEN24 8.0 Plus inverter, SwitchDin 'smart controller' | 16.6 |  |  | BYD | Battery-Box Premium HVM 16.6/16.54kWh | 1 | Fronius | Symo GEN24 8.0 Plus | BYD | Yes | Yes | 2024-12-03 | 2024-12-03 |  | 0 | 0 | 0
2020-11-02 | HBS1879 | BYD Battery-Box Premium HVM 19.3/19.32kWh (1 off) w/ Fronius Symo GEN24 8.0 Plus inverter, SwitchDin 'smart controller' | 19.3 |  |  | BYD | Battery-Box Premium HVM 19.3/19.32kWh | 1 | Fronius | Symo GEN24 8.0 Plus | BYD | Yes | Yes | 2024-12-03 | 2024-12-03 |  | 0 | 0 | 0
2020-11-02 | HBS1880 | BYD Battery-Box Premium HVM 22.1/22.08kWh (1 off) w/ Fronius Symo GEN24 8.0 Plus inverter, SwitchDin 'smart controller' | 22.1 |  |  | BYD | Battery-Box Premium HVM 22.1/22.08kWh | 1 | Fronius | Symo GEN24 8.0 Plus | BYD | Yes | Yes | 2024-12-03 | 2024-12-03 |  | 0 | 0 | 0
2020-11-02 | HBS1881 | BYD Battery-Box Premium HVM 11.0/11.04kWh (2 off) w/ Fronius Symo GEN24 8.0 Plus inverter, SwitchDin 'smart controller' | 22 |  |  | BYD | Battery-Box Premium HVM 11.0/11.04kWh | 2 | Fronius | Symo GEN24 8.0 Plus | BYD | Yes | Yes | 2024-12-03 | 2024-12-03 |  | 0 | 0 | 0
2020-11-02 | HBS1882 | BYD Battery-Box Premium HVM 13.8/13.8kWh (2 off) w/ Fronius Symo GEN24 8.0 Plus inverter, SwitchDin 'smart controller' | 27.6 |  |  | BYD | Battery-Box Premium HVM 13.8/13.8kWh | 2 | Fronius | Symo GEN24 8.0 Plus | BYD | Yes | Yes | 2024-12-03 | 2024-12-03 |  | 0 | 0 | 0
2020-11-02 | HBS1883 | BYD Battery-Box Premium HVM 16.6/16.54kWh (2 off) w/ Fronius Symo GEN24 8.0 Plus inverter, SwitchDin 'smart controller' | 33.2 |  |  | BYD | Battery-Box Premium HVM 16.6/16.54kWh | 2 | Fronius | Symo GEN24 8.0 Plus | BYD | Yes | Yes | 2024-12-03 | 2024-12-03 |  | 0 | 0 | 0
2020-11-02 | HBS1884 | BYD Battery-Box Premium HVM 19.3/19.32kWh (2 off) w/ Fronius Symo GEN24 8.0 Plus inverter, SwitchDin 'smart controller' | 38.6 |  |  | BYD | Battery-Box Premium HVM 19.3/19.32kWh | 2 | Fronius | Symo GEN24 8.0 Plus | BYD | Yes | Yes | 2024-12-03 | 2024-12-03 |  | 0 | 0 | 0
2020-11-02 | HBS1885 | BYD Battery-Box Premium HVM 22.1/22.08kWh (2 off) w/ Fronius Symo GEN24 8.0 Plus inverter, SwitchDin 'smart controller' | 44.2 |  |  | BYD | Battery-Box Premium HVM 22.1/22.08kWh | 2 | Fronius | Symo GEN24 8.0 Plus | BYD | Yes | Yes | 2024-12-03 | 2024-12-03 |  | 0 | 0 | 0
2020-11-02 | HBS1886 | BYD Battery-Box Premium HVM 11.0/11.04kWh (3 off) w/ Fronius Symo GEN24 8.0 Plus inverter, SwitchDin 'smart controller' | 33 |  |  | BYD | Battery-Box Premium HVM 11.0/11.04kWh | 3 | Fronius | Symo GEN24 8.0 Plus | BYD | Yes | Yes | 2024-12-03 | 2024-12-03 |  | 0 | 0 | 0
2020-11-02 | HBS1887 | BYD Battery-Box Premium HVM 13.8/13.8kWh (3 off) w/ Fronius Symo GEN24 8.0 Plus inverter, SwitchDin 'smart controller' | 41.4 |  |  | BYD | Battery-Box Premium HVM 13.8/13.8kWh | 3 | Fronius | Symo GEN24 8.0 Plus | BYD | Yes | Yes | 2024-12-03 | 2024-12-03 |  | 0 | 0 | 0
2020-11-02 | HBS1888 | BYD Battery-Box Premium HVM 16.6/16.54kWh (3 off) w/ Fronius Symo GEN24 8.0 Plus inverter, SwitchDin 'smart controller' | 49.8 |  |  | BYD | Battery-Box Premium HVM 16.6/16.54kWh | 3 | Fronius | Symo GEN24 8.0 Plus | BYD | Yes | Yes | 2024-12-03 | 2024-12-03 |  | 0 | 0 | 0
2020-11-02 | HBS1889 | BYD Battery-Box Premium HVM 19.3/19.32kWh (3 off) w/ Fronius Symo GEN24 8.0 Plus inverter, SwitchDin 'smart controller' | 57.9 |  |  | BYD | Battery-Box Premium HVM 19.3/19.32kWh | 3 | Fronius | Symo GEN24 8.0 Plus | BYD | Yes | Yes | 2024-12-03 | 2024-12-03 |  | 0 | 0 | 0
2020-11-02 | HBS1892 | BYD Battery-Box Premium HVS 7.7/7.68kWh (1 off) w/ Fronius Symo GEN24 10.0 Plus inverter, SwitchDin 'smart controller' | 7.7 |  |  | BYD | Battery-Box Premium HVS 7.7/7.68kWh | 1 | Fronius | Symo GEN24 10.0 Plus | BYD | Yes | Yes | 2024-12-03 | 2024-12-03 |  | 0 | 0 | 0
2020-11-02 | HBS1893 | BYD Battery-Box Premium HVS 10.2/10.24kWh (1 off) w/ Fronius Symo GEN24 10.0 Plus inverter, SwitchDin 'smart controller' | 10.2 |  |  | BYD | Battery-Box Premium HVS 10.2/10.24kWh | 1 | Fronius | Symo GEN24 10.0 Plus | BYD | Yes | Yes | 2024-12-03 | 2024-12-03 |  | 0 | 0 | 0
2020-11-02 | HBS1894 | BYD Battery-Box Premium HVS 5.1/5.12kWh (2 off) w/ Fronius Symo GEN24 10.0 Plus inverter, SwitchDin 'smart controller' | 10.2 |  |  | BYD | Battery-Box Premium HVS 5.1/5.12kWh | 2 | Fronius | Symo GEN24 10.0 Plus | BYD | Yes | Yes | 2024-12-03 | 2024-12-03 |  | 0 | 0 | 0
2020-11-02 | HBS1895 | BYD Battery-Box Premium HVS 7.7/7.68kWh (2 off) w/ Fronius Symo GEN24 10.0 Plus inverter, SwitchDin 'smart controller' | 15.4 |  |  | BYD | Battery-Box Premium HVS 7.7/7.68kWh | 2 | Fronius | Symo GEN24 10.0 Plus | BYD | Yes | Yes | 2024-12-03 | 2024-12-03 |  | 0 | 0 | 0
2020-11-02 | HBS1896 | BYD Battery-Box Premium HVS 10.2/10.24kWh (2 off) w/ Fronius Symo GEN24 10.0 Plus inverter, SwitchDin 'smart controller' | 20.4 |  |  | BYD | Battery-Box Premium HVS 10.2/10.24kWh | 2 | Fronius | Symo GEN24 10.0 Plus | BYD | Yes | Yes | 2024-12-03 | 2024-12-03 |  | 0 | 0 | 0
2020-11-02 | HBS1897 | BYD Battery-Box Premium HVS 5.1/5.12kWh (3 off) w/ Fronius Symo GEN24 10.0 Plus inverter, SwitchDin 'smart controller' | 15.3 |  |  | BYD | Battery-Box Premium HVS 5.1/5.12kWh | 3 | Fronius | Symo GEN24 10.0 Plus | BYD | Yes | Yes | 2024-12-03 | 2024-12-03 |  | 0 | 0 | 0
2020-11-02 | HBS1898 | BYD Battery-Box Premium HVS 7.7/7.68kWh (3 off) w/ Fronius Symo GEN24 10.0 Plus inverter, SwitchDin 'smart controller' | 23.1 |  |  | BYD | Battery-Box Premium HVS 7.7/7.68kWh | 3 | Fronius | Symo GEN24 10.0 Plus | BYD | Yes | Yes | 2024-12-03 | 2024-12-03 |  | 0 | 0 | 0
2020-11-02 | HBS1899 | BYD Battery-Box Premium HVS 10.2/10.24kWh (3 off) w/ Fronius Symo GEN24 10.0 Plus inverter, SwitchDin 'smart controller' | 30.6 |  |  | BYD | Battery-Box Premium HVS 10.2/10.24kWh | 3 | Fronius | Symo GEN24 10.0 Plus | BYD | Yes | Yes | 2024-12-03 | 2024-12-03 |  | 0 | 0 | 0
2020-11-02 | HBS1900 | BYD Battery-Box Premium HVM 11.0/11.04kWh (1 off) w/ Fronius Symo GEN24 10.0 Plus inverter, SwitchDin 'smart controller' | 11 |  |  | BYD | Battery-Box Premium HVM 11.0/11.04kWh | 1 | Fronius | Symo GEN24 10.0 Plus | BYD | Yes | Yes | 2024-12-03 | 2024-12-03 |  | 0 | 0 | 0
2020-11-02 | HBS1901 | BYD Battery-Box Premium HVM 13.8/13.8kWh (1 off) w/ Fronius Symo GEN24 10.0 Plus inverter, SwitchDin 'smart controller' | 13.8 |  |  | BYD | Battery-Box Premium HVM 13.8/13.8kWh | 1 | Fronius | Symo GEN24 10.0 Plus | BYD | Yes | Yes | 2024-12-03 | 2024-12-03 |  | 0 | 0 | 0
2020-11-02 | HBS1902 | BYD Battery-Box Premium HVM 16.6/16.54kWh (1 off) w/ Fronius Symo GEN24 10.0 Plus inverter, SwitchDin 'smart controller' | 16.6 |  |  | BYD | Battery-Box Premium HVM 16.6/16.54kWh | 1 | Fronius | Symo GEN24 10.0 Plus | BYD | Yes | Yes | 2024-12-03 | 2024-12-03 |  | 0 | 0 | 0
2020-11-02 | HBS1903 | BYD Battery-Box Premium HVM 19.3/19.32kWh (1 off) w/ Fronius Symo GEN24 10.0 Plus inverter, SwitchDin 'smart controller' | 19.3 |  |  | BYD | Battery-Box Premium HVM 19.3/19.32kWh | 1 | Fronius | Symo GEN24 10.0 Plus | BYD | Yes | Yes | 2024-12-03 | 2024-12-03 |  | 0 | 0 | 0
2020-11-02 | HBS1904 | BYD Battery-Box Premium HVM 22.1/22.08kWh (1 off) w/ Fronius Symo GEN24 10.0 Plus inverter, SwitchDin 'smart controller' | 22.1 |  |  | BYD | Battery-Box Premium HVM 22.1/22.08kWh | 1 | Fronius | Symo GEN24 10.0 Plus | BYD | Yes | Yes | 2024-12-03 | 2024-12-03 |  | 0 | 0 | 0
2020-11-02 | HBS1905 | BYD Battery-Box Premium HVM 11.0/11.04kWh (2 off) w/ Fronius Symo GEN24 10.0 Plus inverter, SwitchDin 'smart controller' | 22 |  |  | BYD | Battery-Box Premium HVM 11.0/11.04kWh | 2 | Fronius | Symo GEN24 10.0 Plus | BYD | Yes | Yes | 2024-12-03 | 2024-12-03 |  | 0 | 0 | 0
2020-11-02 | HBS1906 | BYD Battery-Box Premium HVM 13.8/13.8kWh (2 off) w/ Fronius Symo GEN24 10.0 Plus inverter, SwitchDin 'smart controller' | 27.6 |  |  | BYD | Battery-Box Premium HVM 13.8/13.8kWh | 2 | Fronius | Symo GEN24 10.0 Plus | BYD | Yes | Yes | 2024-12-03 | 2024-12-03 |  | 0 | 0 | 0
2020-11-02 | HBS1907 | BYD Battery-Box Premium HVM 16.6/16.54kWh (2 off) w/ Fronius Symo GEN24 10.0 Plus inverter, SwitchDin 'smart controller' | 33.2 |  |  | BYD | Battery-Box Premium HVM 16.6/16.54kWh | 2 | Fronius | Symo GEN24 10.0 Plus | BYD | Yes | Yes | 2024-12-03 | 2024-12-03 |  | 0 | 0 | 0
2020-11-02 | HBS1908 | BYD Battery-Box Premium HVM 19.3/19.32kWh (2 off) w/ Fronius Symo GEN24 10.0 Plus inverter, SwitchDin 'smart controller' | 38.6 |  |  | BYD | Battery-Box Premium HVM 19.3/19.32kWh | 2 | Fronius | Symo GEN24 10.0 Plus | BYD | Yes | Yes | 2024-12-03 | 2024-12-03 |  | 0 | 0 | 0
2020-11-02 | HBS1909 | BYD Battery-Box Premium HVM 22.1/22.08kWh (2 off) w/ Fronius Symo GEN24 10.0 Plus inverter, SwitchDin 'smart controller' | 44.2 |  |  | BYD | Battery-Box Premium HVM 22.1/22.08kWh | 2 | Fronius | Symo GEN24 10.0 Plus | BYD | Yes | Yes | 2024-12-03 | 2024-12-03 |  | 0 | 0 | 0
2020-11-02 | HBS1910 | BYD Battery-Box Premium HVM 11.0/11.04kWh (3 off) w/ Fronius Symo GEN24 10.0 Plus inverter, SwitchDin 'smart controller' | 33 |  |  | BYD | Battery-Box Premium HVM 11.0/11.04kWh | 3 | Fronius | Symo GEN24 10.0 Plus | BYD | Yes | Yes | 2024-12-03 | 2024-12-03 |  | 0 | 0 | 0
2020-11-02 | HBS1911 | BYD Battery-Box Premium HVM 13.8/13.8kWh (3 off) w/ Fronius Symo GEN24 10.0 Plus inverter, SwitchDin 'smart controller' | 41.4 |  |  | BYD | Battery-Box Premium HVM 13.8/13.8kWh | 3 | Fronius | Symo GEN24 10.0 Plus | BYD | Yes | Yes | 2024-12-03 | 2024-12-03 |  | 0 | 0 | 0
2020-11-02 | HBS1912 | BYD Battery-Box Premium HVM 16.6/16.54kWh (3 off) w/ Fronius Symo GEN24 10.0 Plus inverter, SwitchDin 'smart controller' | 49.8 |  |  | BYD | Battery-Box Premium HVM 16.6/16.54kWh | 3 | Fronius | Symo GEN24 10.0 Plus | BYD | Yes | Yes | 2024-12-03 | 2024-12-03 |  | 0 | 0 | 0
2020-11-02 | HBS1913 | BYD Battery-Box Premium HVM 19.3/19.32kWh (3 off) w/ Fronius Symo GEN24 10.0 Plus inverter, SwitchDin 'smart controller' | 57.9 |  |  | BYD | Battery-Box Premium HVM 19.3/19.32kWh | 3 | Fronius | Symo GEN24 10.0 Plus | BYD | Yes | Yes | 2024-12-03 | 2024-12-03 |  | 0 | 0 | 0
2020-11-02 | HBS1915 | Growatt GBLI 6532 (2 off) w/ Growatt SPH5000 inverter, Shinelink, Eastron SDM-120 CT-40mA meter | 12 |  |  | Growatt | GBLI 6532 | 2 | Shenzhen Growatt New Energy Technology Co Ltd | Growatt SPH5000 inverter | Growatt | Yes | Yes | 2024-08-30 | 2024-08-30 |  | Yes | Yes | 0
2020-11-02 | HBS1917 | Growatt GBLI 6532 (1 off) w/ Growatt SPH5000 inverter, Shinelink, Eastron SDM-120 CT-40mA meter | 6 |  |  | Growatt | GBLI 6532 | 1 | Shenzhen Growatt New Energy Technology Co Ltd | Growatt SPH5000 inverter | Growatt | Yes | Yes | 2024-08-30 | 2024-08-30 |  | Yes | Yes | 0
2020-11-02 | HBS1919 | Growatt GBLI 6532 (2 off) w/ Growatt SPH6000 inverter, Shinelink, Eastron SDM-120 CT-40mA meter | 12 |  |  | Growatt | GBLI 6532 | 2 | Shenzhen Growatt New Energy Technology Co Ltd | Growatt SPH6000 inverter | Growatt | Yes | Yes | 2024-08-30 | 2024-08-30 |  | Yes | Yes | 0
2020-11-02 | HBS1920 | Growatt GBLI 6532 (1 off) w/ Growatt SPH6000 inverter, Shinelink, Eastron SDM-120 CT-40mA meter | 6 |  |  | Growatt | GBLI 6532 | 1 | Shenzhen Growatt New Energy Technology Co Ltd | Growatt SPH6000 inverter | Growatt | Yes | Yes | 2024-08-30 | 2024-08-30 |  | Yes | Yes | 0
2020-11-02 | HBS1921 | Growatt GBLI 6532 (1 off) w/ Growatt SPH5000 inverter, Shinelink, Eastron SDM-630 MCT-40mA meter | 6 |  |  | Growatt | GBLI 6532 | 1 | Shenzhen Growatt New Energy Technology Co Ltd | Growatt SPH5000 inverter | Growatt | Yes | Yes | 2024-08-30 | 2024-08-30 |  | Yes | Yes | 0
2020-11-02 | HBS1922 | Growatt GBLI 6532 (2 off) w/ Growatt SPH5000 inverter, Shinelink, Eastron SDM-630 MCT-40mA meter | 12 |  |  | Growatt | GBLI 6532 | 2 | Shenzhen Growatt New Energy Technology Co Ltd | Growatt SPH5000 inverter | Growatt | Yes | Yes | 2024-08-30 | 2024-08-30 |  | Yes | Yes | 0
2020-11-02 | HBS1923 | Growatt GBLI 6532 (1 off) w/ Growatt SPH6000 inverter, Shinelink, Eastron SDM-630 MCT-40mA meter | 6 |  |  | Growatt | GBLI 6532 | 1 | Shenzhen Growatt New Energy Technology Co Ltd | Growatt SPH6000 inverter | Growatt | Yes | Yes | 2024-08-30 | 2024-08-30 |  | Yes | Yes | 0
2020-11-02 | HBS1924 | Growatt GBLI 6532 (2 off) w/ Growatt SPH6000 inverter, Shinelink, Eastron SDM-630 MCT-40mA meter | 12 |  |  | Growatt | GBLI 6532 | 2 | Shenzhen Growatt New Energy Technology Co Ltd | Growatt SPH6000 inverter | Growatt | Yes | Yes | 2024-08-30 | 2024-08-30 |  | Yes | Yes | 0
2020-11-02 | HBS1930 | BYD Battery-Box Premium HVS 7.7/7.68kWh (1 off) w/ Fronius Primo GEN24 3.0 Plus inverter, SwitchDin 'smart controller' | 7.7 |  |  | BYD | Battery-Box Premium HVS 7.7/7.68kWh | 1 | Fronius | Primo GEN24 3.0 Plus | BYD | Yes | Yes | 2024-11-27 | 2024-11-27 |  | 0 | 0 | 0
2020-11-02 | HBS1931 | BYD Battery-Box Premium HVS 5.1/5.12kWh (2 off) w/ Fronius Primo GEN24 3.0 Plus inverter, SwitchDin 'smart controller' | 10.2 |  |  | BYD | Battery-Box Premium HVS 5.1/5.12kWh | 2 | Fronius | Primo GEN24 3.0 Plus | BYD | Yes | Yes | 2024-11-27 | 2024-11-27 |  | 0 | 0 | 0
2020-11-02 | HBS1932 | BYD Battery-Box Premium HVS 7.7/7.68kWh (2 off) w/ Fronius Primo GEN24 3.0 Plus inverter, SwitchDin 'smart controller' | 15.4 |  |  | BYD | Battery-Box Premium HVS 7.7/7.68kWh | 2 | Fronius | Primo GEN24 3.0 Plus | BYD | Yes | Yes | 2024-11-27 | 2024-11-27 |  | 0 | 0 | 0
2020-11-02 | HBS1933 | BYD Battery-Box Premium HVS 5.1/5.12kWh (3 off) w/ Fronius Primo GEN24 3.0 Plus inverter, SwitchDin 'smart controller' | 15.3 |  |  | BYD | Battery-Box Premium HVS 5.1/5.12kWh | 3 | Fronius | Primo GEN24 3.0 Plus | BYD | Yes | Yes | 2024-11-27 | 2024-11-27 |  | 0 | 0 | 0
2020-11-02 | HBS1934 | BYD Battery-Box Premium HVS 7.7/7.68kWh (3 off) w/ Fronius Primo GEN24 3.0 Plus inverter, SwitchDin 'smart controller' | 23.1 |  |  | BYD | Battery-Box Premium HVS 7.7/7.68kWh | 3 | Fronius | Primo GEN24 3.0 Plus | BYD | Yes | Yes | 2024-11-27 | 2024-11-27 |  | 0 | 0 | 0
2020-11-02 | HBS1936 | BYD Battery-Box Premium HVM 11.0/11.04kWh (1 off) w/ Fronius Primo GEN24 3.0 Plus inverter, SwitchDin 'smart controller' | 11 |  |  | BYD | Battery-Box Premium HVM 11.0/11.04kWh | 1 | Fronius | Primo GEN24 3.0 Plus | BYD | Yes | Yes | 2024-11-27 | 2024-11-27 |  | 0 | 0 | 0
2020-11-02 | HBS1937 | BYD Battery-Box Premium HVM 13.8/13.8kWh (1 off) w/ Fronius Primo GEN24 3.0 Plus inverter, SwitchDin 'smart controller' | 13.8 |  |  | BYD | Battery-Box Premium HVM 13.8/13.8kWh | 1 | Fronius | Primo GEN24 3.0 Plus | BYD | Yes | Yes | 2024-11-27 | 2024-11-27 |  | 0 | 0 | 0
2020-11-02 | HBS1938 | BYD Battery-Box Premium HVM 16.6/16.54kWh (1 off) w/ Fronius Primo GEN24 3.0 Plus inverter, SwitchDin 'smart controller' | 16.6 |  |  | BYD | Battery-Box Premium HVM 16.6/16.54kWh | 1 | Fronius | Primo GEN24 3.0 Plus | BYD | Yes | Yes | 2024-11-27 | 2024-11-27 |  | 0 | 0 | 0
2020-11-02 | HBS1939 | BYD Battery-Box Premium HVM 19.3/19.32kWh (1 off) w/ Fronius Primo GEN24 3.0 Plus inverter, SwitchDin 'smart controller' | 19.3 |  |  | BYD | Battery-Box Premium HVM 19.3/19.32kWh | 1 | Fronius | Primo GEN24 3.0 Plus | BYD | Yes | Yes | 2024-11-27 | 2024-11-27 |  | 0 | 0 | 0
2020-11-02 | HBS1941 | BYD Battery-Box Premium HVM 11.0/11.04kWh (2 off) w/ Fronius Primo GEN24 3.0 Plus inverter, SwitchDin 'smart controller' | 22 |  |  | BYD | Battery-Box Premium HVM 11.0/11.04kWh | 2 | Fronius | Primo GEN24 3.0 Plus | BYD | Yes | Yes | 2024-11-27 | 2024-11-27 |  | 0 | 0 | 0
2020-11-02 | HBS1942 | BYD Battery-Box Premium HVM 13.8/13.8kWh (2 off) w/ Fronius Primo GEN24 3.0 Plus inverter, SwitchDin 'smart controller' | 27.6 |  |  | BYD | Battery-Box Premium HVM 13.8/13.8kWh | 2 | Fronius | Primo GEN24 3.0 Plus | BYD | Yes | Yes | 2024-11-27 | 2024-11-27 |  | 0 | 0 | 0
2020-11-02 | HBS1943 | BYD Battery-Box Premium HVM 16.6/16.54kWh (2 off) w/ Fronius Primo GEN24 3.0 Plus inverter, SwitchDin 'smart controller' | 33.2 |  |  | BYD | Battery-Box Premium HVM 16.6/16.54kWh | 2 | Fronius | Primo GEN24 3.0 Plus | BYD | Yes | Yes | 2024-11-27 | 2024-11-27 |  | 0 | 0 | 0
2020-11-02 | HBS1944 | BYD Battery-Box Premium HVM 19.3/19.32kWh (2 off) w/ Fronius Primo GEN24 3.0 Plus inverter, SwitchDin 'smart controller' | 38.6 |  |  | BYD | Battery-Box Premium HVM 19.3/19.32kWh | 2 | Fronius | Primo GEN24 3.0 Plus | BYD | Yes | Yes | 2024-11-27 | 2024-11-27 |  | 0 | 0 | 0
2020-11-02 | HBS1946 | BYD Battery-Box Premium HVM 11.0/11.04kWh (3 off) w/ Fronius Primo GEN24 3.0 Plus inverter, SwitchDin 'smart controller' | 33 |  |  | BYD | Battery-Box Premium HVM 11.0/11.04kWh | 3 | Fronius | Primo GEN24 3.0 Plus | BYD | Yes | Yes | 2024-11-27 | 2024-11-27 |  | 0 | 0 | 0
2020-11-02 | HBS1947 | BYD Battery-Box Premium HVM 13.8/13.8kWh (3 off) w/ Fronius Primo GEN24 3.0 Plus inverter, SwitchDin 'smart controller' | 41.4 |  |  | BYD | Battery-Box Premium HVM 13.8/13.8kWh | 3 | Fronius | Primo GEN24 3.0 Plus | BYD | Yes | Yes | 2024-11-27 | 2024-11-27 |  | 0 | 0 | 0
2020-11-02 | HBS1948 | BYD Battery-Box Premium HVM 16.6/16.54kWh (3 off) w/ Fronius Primo GEN24 3.0 Plus inverter, SwitchDin 'smart controller' | 49.8 |  |  | BYD | Battery-Box Premium HVM 16.6/16.54kWh | 3 | Fronius | Primo GEN24 3.0 Plus | BYD | Yes | Yes | 2024-11-27 | 2024-11-27 |  | 0 | 0 | 0
2020-11-02 | HBS1949 | BYD Battery-Box Premium HVM 19.3/19.32kWh (3 off) w/ Fronius Primo GEN24 3.0 Plus inverter, SwitchDin 'smart controller' | 57.9 |  |  | BYD | Battery-Box Premium HVM 19.3/19.32kWh | 3 | Fronius | Primo GEN24 3.0 Plus | BYD | Yes | Yes | 2024-11-27 | 2024-11-27 |  | 0 | 0 | 0
2020-11-02 | HBS1951 | BYD Battery-Box Premium HVS 7.7/7.68kWh (1 off) w/ Fronius Primo GEN24 3.6 Plus inverter, SwitchDin 'smart controller' | 7.7 |  |  | BYD | Battery-Box Premium HVS 7.7/7.68kWh | 1 | Fronius | Primo GEN24 3.6 Plus | BYD | Yes | Yes | 2024-11-27 | 2024-11-27 |  | 0 | 0 | 0
2020-11-02 | HBS1952 | BYD Battery-Box Premium HVS 5.1/5.12kWh (2 off) w/ Fronius Primo GEN24 3.6 Plus inverter, SwitchDin 'smart controller' | 10.2 |  |  | BYD | Battery-Box Premium HVS 5.1/5.12kWh | 2 | Fronius | Primo GEN24 3.6 Plus | BYD | Yes | Yes | 2024-11-27 | 2024-11-27 |  | 0 | 0 | 0
2020-11-02 | HBS1953 | BYD Battery-Box Premium HVS 7.7/7.68kWh (2 off) w/ Fronius Primo GEN24 3.6 Plus inverter, SwitchDin 'smart controller' | 15.4 |  |  | BYD | Battery-Box Premium HVS 7.7/7.68kWh | 2 | Fronius | Primo GEN24 3.6 Plus | BYD | Yes | Yes | 2024-11-27 | 2024-11-27 |  | 0 | 0 | 0
2020-11-02 | HBS1954 | BYD Battery-Box Premium HVS 5.1/5.12kWh (3 off) w/ Fronius Primo GEN24 3.6 Plus inverter, SwitchDin 'smart controller' | 15.3 |  |  | BYD | Battery-Box Premium HVS 5.1/5.12kWh | 3 | Fronius | Primo GEN24 3.6 Plus | BYD | Yes | Yes | 2024-11-27 | 2024-11-27 |  | 0 | 0 | 0
2020-11-02 | HBS1955 | BYD Battery-Box Premium HVS 7.7/7.68kWh (3 off) w/ Fronius Primo GEN24 3.6 Plus inverter, SwitchDin 'smart controller' | 23.1 |  |  | BYD | Battery-Box Premium HVS 7.7/7.68kWh | 3 | Fronius | Primo GEN24 3.6 Plus | BYD | Yes | Yes | 2024-11-27 | 2024-11-27 |  | 0 | 0 | 0
2020-11-02 | HBS1957 | BYD Battery-Box Premium HVM 11.0/11.04kWh (1 off) w/ Fronius Primo GEN24 3.6 Plus inverter, SwitchDin 'smart controller' | 11 |  |  | BYD | Battery-Box Premium HVM 11.0/11.04kWh | 1 | Fronius | Primo GEN24 3.6 Plus | BYD | Yes | Yes | 2024-11-27 | 2024-11-27 |  | 0 | 0 | 0
2020-11-02 | HBS1958 | BYD Battery-Box Premium HVM 13.8/13.8kWh (1 off) w/ Fronius Primo GEN24 3.6 Plus inverter, SwitchDin 'smart controller' | 13.8 |  |  | BYD | Battery-Box Premium HVM 13.8/13.8kWh | 1 | Fronius | Primo GEN24 3.6 Plus | BYD | Yes | Yes | 2024-11-27 | 2024-11-27 |  | 0 | 0 | 0
2020-11-02 | HBS1959 | BYD Battery-Box Premium HVM 16.6/16.54kWh (1 off) w/ Fronius Primo GEN24 3.6 Plus inverter, SwitchDin 'smart controller' | 16.6 |  |  | BYD | Battery-Box Premium HVM 16.6/16.54kWh | 1 | Fronius | Primo GEN24 3.6 Plus | BYD | Yes | Yes | 2024-11-27 | 2024-11-27 |  | 0 | 0 | 0
2020-11-02 | HBS1960 | BYD Battery-Box Premium HVM 19.3/19.32kWh (1 off) w/ Fronius Primo GEN24 3.6 Plus inverter, SwitchDin 'smart controller' | 19.3 |  |  | BYD | Battery-Box Premium HVM 19.3/19.32kWh | 1 | Fronius | Primo GEN24 3.6 Plus | BYD | Yes | Yes | 2024-11-27 | 2024-11-27 |  | 0 | 0 | 0
2020-11-02 | HBS1962 | BYD Battery-Box Premium HVM 11.0/11.04kWh (2 off) w/ Fronius Primo GEN24 3.6 Plus inverter, SwitchDin 'smart controller' | 22 |  |  | BYD | Battery-Box Premium HVM 11.0/11.04kWh | 2 | Fronius | Primo GEN24 3.6 Plus | BYD | Yes | Yes | 2024-11-27 | 2024-11-27 |  | 0 | 0 | 0
2020-11-02 | HBS1963 | BYD Battery-Box Premium HVM 13.8/13.8kWh (2 off) w/ Fronius Primo GEN24 3.6 Plus inverter, SwitchDin 'smart controller' | 27.6 |  |  | BYD | Battery-Box Premium HVM 13.8/13.8kWh | 2 | Fronius | Primo GEN24 3.6 Plus | BYD | Yes | Yes | 2024-11-27 | 2024-11-27 |  | 0 | 0 | 0
2020-11-02 | HBS1964 | BYD Battery-Box Premium HVM 16.6/16.54kWh (2 off) w/ Fronius Primo GEN24 3.6 Plus inverter, SwitchDin 'smart controller' | 33.2 |  |  | BYD | Battery-Box Premium HVM 16.6/16.54kWh | 2 | Fronius | Primo GEN24 3.6 Plus | BYD | Yes | Yes | 2024-11-27 | 2024-11-27 |  | 0 | 0 | 0
2020-11-02 | HBS1965 | BYD Battery-Box Premium HVM 19.3/19.32kWh (2 off) w/ Fronius Primo GEN24 3.6 Plus inverter, SwitchDin 'smart controller' | 38.6 |  |  | BYD | Battery-Box Premium HVM 19.3/19.32kWh | 2 | Fronius | Primo GEN24 3.6 Plus | BYD | Yes | Yes | 2024-11-27 | 2024-11-27 |  | 0 | 0 | 0
2020-11-02 | HBS1967 | BYD Battery-Box Premium HVM 11.0/11.04kWh (3 off) w/ Fronius Primo GEN24 3.6 Plus inverter, SwitchDin 'smart controller' | 33 |  |  | BYD | Battery-Box Premium HVM 11.0/11.04kWh | 3 | Fronius | Primo GEN24 3.6 Plus | BYD | Yes | Yes | 2024-11-27 | 2024-11-27 |  | 0 | 0 | 0
2020-11-02 | HBS1968 | BYD Battery-Box Premium HVM 13.8/13.8kWh (3 off) w/ Fronius Primo GEN24 3.6 Plus inverter, SwitchDin 'smart controller' | 41.4 |  |  | BYD | Battery-Box Premium HVM 13.8/13.8kWh | 3 | Fronius | Primo GEN24 3.6 Plus | BYD | Yes | Yes | 2024-11-27 | 2024-11-27 |  | 0 | 0 | 0
2020-11-02 | HBS1969 | BYD Battery-Box Premium HVM 16.6/16.54kWh (3 off) w/ Fronius Primo GEN24 3.6 Plus inverter, SwitchDin 'smart controller' | 49.8 |  |  | BYD | Battery-Box Premium HVM 16.6/16.54kWh | 3 | Fronius | Primo GEN24 3.6 Plus | BYD | Yes | Yes | 2024-11-27 | 2024-11-27 |  | 0 | 0 | 0
2020-11-02 | HBS1970 | BYD Battery-Box Premium HVM 19.3/19.32kWh (3 off) w/ Fronius Primo GEN24 3.6 Plus inverter, SwitchDin 'smart controller' | 57.9 |  |  | BYD | Battery-Box Premium HVM 19.3/19.32kWh | 3 | Fronius | Primo GEN24 3.6 Plus | BYD | Yes | Yes | 2024-11-27 | 2024-11-27 |  | 0 | 0 | 0
2020-11-02 | HBS1972 | BYD Battery-Box Premium HVS 7.7/7.68kWh (1 off) w/ Fronius Primo GEN24 4.0 Plus inverter, SwitchDin 'smart controller' | 7.7 |  |  | BYD | Battery-Box Premium HVS 7.7/7.68kWh | 1 | Fronius | Primo GEN24 4.0 Plus | BYD | Yes | Yes | 2024-11-27 | 2024-11-27 |  | 0 | 0 | 0
2020-11-02 | HBS1973 | BYD Battery-Box Premium HVS 5.1/5.12kWh (2 off) w/ Fronius Primo GEN24 4.0 Plus inverter, SwitchDin 'smart controller' | 10.2 |  |  | BYD | Battery-Box Premium HVS 5.1/5.12kWh | 2 | Fronius | Primo GEN24 4.0 Plus | BYD | Yes | Yes | 2024-11-27 | 2024-11-27 |  | 0 | 0 | 0
2020-11-02 | HBS1974 | BYD Battery-Box Premium HVS 7.7/7.68kWh (2 off) w/ Fronius Primo GEN24 4.0 Plus inverter, SwitchDin 'smart controller' | 15.4 |  |  | BYD | Battery-Box Premium HVS 7.7/7.68kWh | 2 | Fronius | Primo GEN24 4.0 Plus | BYD | Yes | Yes | 2024-11-27 | 2024-11-27 |  | 0 | 0 | 0
2020-11-02 | HBS1975 | BYD Battery-Box Premium HVS 5.1/5.12kWh (3 off) w/ Fronius Primo GEN24 4.0 Plus inverter, SwitchDin 'smart controller' | 15.3 |  |  | BYD | Battery-Box Premium HVS 5.1/5.12kWh | 3 | Fronius | Primo GEN24 4.0 Plus | BYD | Yes | Yes | 2024-11-27 | 2024-11-27 |  | 0 | 0 | 0
2020-11-02 | HBS1976 | BYD Battery-Box Premium HVS 7.7/7.68kWh (3 off) w/ Fronius Primo GEN24 4.0 Plus inverter, SwitchDin 'smart controller' | 23.1 |  |  | BYD | Battery-Box Premium HVS 7.7/7.68kWh | 3 | Fronius | Primo GEN24 4.0 Plus | BYD | Yes | Yes | 2024-11-27 | 2024-11-27 |  | 0 | 0 | 0
2020-11-02 | HBS1978 | BYD Battery-Box Premium HVM 11.0/11.04kWh (1 off) w/ Fronius Primo GEN24 4.0 Plus inverter, SwitchDin 'smart controller' | 11 |  |  | BYD | Battery-Box Premium HVM 11.0/11.04kWh | 1 | Fronius | Primo GEN24 4.0 Plus | BYD | Yes | Yes | 2024-11-27 | 2024-11-27 |  | 0 | 0 | 0
2020-11-02 | HBS1979 | BYD Battery-Box Premium HVM 13.8/13.8kWh (1 off) w/ Fronius Primo GEN24 4.0 Plus inverter, SwitchDin 'smart controller' | 13.8 |  |  | BYD | Battery-Box Premium HVM 13.8/13.8kWh | 1 | Fronius | Primo GEN24 4.0 Plus | BYD | Yes | Yes | 2024-11-27 | 2024-11-27 |  | 0 | 0 | 0
2020-11-02 | HBS1980 | BYD Battery-Box Premium HVM 16.6/16.54kWh (1 off) w/ Fronius Primo GEN24 4.0 Plus inverter, SwitchDin 'smart controller' | 16.6 |  |  | BYD | Battery-Box Premium HVM 16.6/16.54kWh | 1 | Fronius | Primo GEN24 4.0 Plus | BYD | Yes | Yes | 2024-11-27 | 2024-11-27 |  | 0 | 0 | 0
2020-11-02 | HBS1981 | BYD Battery-Box Premium HVM 19.3/19.32kWh (1 off) w/ Fronius Primo GEN24 4.0 Plus inverter, SwitchDin 'smart controller' | 19.3 |  |  | BYD | Battery-Box Premium HVM 19.3/19.32kWh | 1 | Fronius | Primo GEN24 4.0 Plus | BYD | Yes | Yes | 2024-11-27 | 2024-11-27 |  | 0 | 0 | 0
2020-11-02 | HBS1983 | BYD Battery-Box Premium HVM 11.0/11.04kWh (2 off) w/ Fronius Primo GEN24 4.0 Plus inverter, SwitchDin 'smart controller' | 22 |  |  | BYD | Battery-Box Premium HVM 11.0/11.04kWh | 2 | Fronius | Primo GEN24 4.0 Plus | BYD | Yes | Yes | 2024-11-27 | 2024-11-27 |  | 0 | 0 | 0
2020-11-02 | HBS1984 | BYD Battery-Box Premium HVM 13.8/13.8kWh (2 off) w/ Fronius Primo GEN24 4.0 Plus inverter, SwitchDin 'smart controller' | 27.6 |  |  | BYD | Battery-Box Premium HVM 13.8/13.8kWh | 2 | Fronius | Primo GEN24 4.0 Plus | BYD | Yes | Yes | 2024-11-27 | 2024-11-27 |  | 0 | 0 | 0
2020-11-02 | HBS1985 | BYD Battery-Box Premium HVM 16.6/16.54kWh (2 off) w/ Fronius Primo GEN24 4.0 Plus inverter, SwitchDin 'smart controller' | 33.2 |  |  | BYD | Battery-Box Premium HVM 16.6/16.54kWh | 2 | Fronius | Primo GEN24 4.0 Plus | BYD | Yes | Yes | 2024-11-27 | 2024-11-27 |  | 0 | 0 | 0
2020-11-02 | HBS1986 | BYD Battery-Box Premium HVM 19.3/19.32kWh (2 off) w/ Fronius Primo GEN24 4.0 Plus inverter, SwitchDin 'smart controller' | 38.6 |  |  | BYD | Battery-Box Premium HVM 19.3/19.32kWh | 2 | Fronius | Primo GEN24 4.0 Plus | BYD | Yes | Yes | 2024-11-27 | 2024-11-27 |  | 0 | 0 | 0
2020-11-02 | HBS1988 | BYD Battery-Box Premium HVM 11.0/11.04kWh (3 off) w/ Fronius Primo GEN24 4.0 Plus inverter, SwitchDin 'smart controller' | 33 |  |  | BYD | Battery-Box Premium HVM 11.0/11.04kWh | 3 | Fronius | Primo GEN24 4.0 Plus | BYD | Yes | Yes | 2024-11-27 | 2024-11-27 |  | 0 | 0 | 0
2020-11-02 | HBS1989 | BYD Battery-Box Premium HVM 13.8/13.8kWh (3 off) w/ Fronius Primo GEN24 4.0 Plus inverter, SwitchDin 'smart controller' | 41.4 |  |  | BYD | Battery-Box Premium HVM 13.8/13.8kWh | 3 | Fronius | Primo GEN24 4.0 Plus | BYD | Yes | Yes | 2024-11-27 | 2024-11-27 |  | 0 | 0 | 0
2020-11-02 | HBS1990 | BYD Battery-Box Premium HVM 16.6/16.54kWh (3 off) w/ Fronius Primo GEN24 4.0 Plus inverter, SwitchDin 'smart controller' | 49.8 |  |  | BYD | Battery-Box Premium HVM 16.6/16.54kWh | 3 | Fronius | Primo GEN24 4.0 Plus | BYD | Yes | Yes | 2024-11-27 | 2024-11-27 |  | 0 | 0 | 0
2020-11-02 | HBS1991 | BYD Battery-Box Premium HVM 19.3/19.32kWh (3 off) w/ Fronius Primo GEN24 4.0 Plus inverter, SwitchDin 'smart controller' | 57.9 |  |  | BYD | Battery-Box Premium HVM 19.3/19.32kWh | 3 | Fronius | Primo GEN24 4.0 Plus | BYD | Yes | Yes | 2024-11-27 | 2024-11-27 |  | 0 | 0 | 0
2020-11-02 | HBS1993 | BYD Battery-Box Premium HVS 7.7/7.68kWh (1 off) w/ Fronius Primo GEN24 4.6 Plus inverter, SwitchDin 'smart controller' | 7.7 |  |  | BYD | Battery-Box Premium HVS 7.7/7.68kWh | 1 | Fronius | Primo GEN24 4.6 Plus | BYD | Yes | Yes | 2024-11-27 | 2024-11-27 |  | 0 | 0 | 0
2020-11-02 | HBS1994 | BYD Battery-Box Premium HVS 5.1/5.12kWh (2 off) w/ Fronius Primo GEN24 4.6 Plus inverter, SwitchDin 'smart controller' | 10.2 |  |  | BYD | Battery-Box Premium HVS 5.1/5.12kWh | 2 | Fronius | Primo GEN24 4.6 Plus | BYD | Yes | Yes | 2024-11-27 | 2024-11-27 |  | 0 | 0 | 0
2020-11-02 | HBS1995 | BYD Battery-Box Premium HVS 7.7/7.68kWh (2 off) w/ Fronius Primo GEN24 4.6 Plus inverter, SwitchDin 'smart controller' | 15.4 |  |  | BYD | Battery-Box Premium HVS 7.7/7.68kWh | 2 | Fronius | Primo GEN24 4.6 Plus | BYD | Yes | Yes | 2024-11-27 | 2024-11-27 |  | 0 | 0 | 0
2020-11-02 | HBS1996 | BYD Battery-Box Premium HVS 5.1/5.12kWh (3 off) w/ Fronius Primo GEN24 4.6 Plus inverter, SwitchDin 'smart controller' | 15.3 |  |  | BYD | Battery-Box Premium HVS 5.1/5.12kWh | 3 | Fronius | Primo GEN24 4.6 Plus | BYD | Yes | Yes | 2024-11-27 | 2024-11-27 |  | 0 | 0 | 0
2020-11-02 | HBS1997 | BYD Battery-Box Premium HVS 7.7/7.68kWh (3 off) w/ Fronius Primo GEN24 4.6 Plus inverter, SwitchDin 'smart controller' | 23.1 |  |  | BYD | Battery-Box Premium HVS 7.7/7.68kWh | 3 | Fronius | Primo GEN24 4.6 Plus | BYD | Yes | Yes | 2024-11-27 | 2024-11-27 |  | 0 | 0 | 0
2020-11-02 | HBS1999 | BYD Battery-Box Premium HVM 11.0/11.04kWh (1 off) w/ Fronius Primo GEN24 4.6 Plus inverter, SwitchDin 'smart controller' | 11 |  |  | BYD | Battery-Box Premium HVM 11.0/11.04kWh | 1 | Fronius | Primo GEN24 4.6 Plus | BYD | Yes | Yes | 2024-11-27 | 2024-11-27 |  | 0 | 0 | 0
2020-11-02 | HBS2000 | BYD Battery-Box Premium HVM 13.8/13.8kWh (1 off) w/ Fronius Primo GEN24 4.6 Plus inverter, SwitchDin 'smart controller' | 13.8 |  |  | BYD | Battery-Box Premium HVM 13.8/13.8kWh | 1 | Fronius | Primo GEN24 4.6 Plus | BYD | Yes | Yes | 2024-11-27 | 2024-11-27 |  | 0 | 0 | 0
2020-11-02 | HBS2001 | BYD Battery-Box Premium HVM 16.6/16.54kWh (1 off) w/ Fronius Primo GEN24 4.6 Plus inverter, SwitchDin 'smart controller' | 16.6 |  |  | BYD | Battery-Box Premium HVM 16.6/16.54kWh | 1 | Fronius | Primo GEN24 4.6 Plus | BYD | Yes | Yes | 2024-11-27 | 2024-11-27 |  | 0 | 0 | 0
2020-11-02 | HBS2002 | BYD Battery-Box Premium HVM 19.3/19.32kWh (1 off) w/ Fronius Primo GEN24 4.6 Plus inverter, SwitchDin 'smart controller' | 19.3 |  |  | BYD | Battery-Box Premium HVM 19.3/19.32kWh | 1 | Fronius | Primo GEN24 4.6 Plus | BYD | Yes | Yes | 2024-11-27 | 2024-11-27 |  | 0 | 0 | 0
2020-11-02 | HBS2004 | BYD Battery-Box Premium HVM 11.0/11.04kWh (2 off) w/ Fronius Primo GEN24 4.6 Plus inverter, SwitchDin 'smart controller' | 22 |  |  | BYD | Battery-Box Premium HVM 11.0/11.04kWh | 2 | Fronius | Primo GEN24 4.6 Plus | BYD | Yes | Yes | 2024-11-27 | 2024-11-27 |  | 0 | 0 | 0
2020-11-02 | HBS2005 | BYD Battery-Box Premium HVM 13.8/13.8kWh (2 off) w/ Fronius Primo GEN24 4.6 Plus inverter, SwitchDin 'smart controller' | 27.6 |  |  | BYD | Battery-Box Premium HVM 13.8/13.8kWh | 2 | Fronius | Primo GEN24 4.6 Plus | BYD | Yes | Yes | 2024-11-27 | 2024-11-27 |  | 0 | 0 | 0
2020-11-02 | HBS2006 | BYD Battery-Box Premium HVM 16.6/16.54kWh (2 off) w/ Fronius Primo GEN24 4.6 Plus inverter, SwitchDin 'smart controller' | 33.2 |  |  | BYD | Battery-Box Premium HVM 16.6/16.54kWh | 2 | Fronius | Primo GEN24 4.6 Plus | BYD | Yes | Yes | 2024-11-27 | 2024-11-27 |  | 0 | 0 | 0
2020-11-02 | HBS2007 | BYD Battery-Box Premium HVM 19.3/19.32kWh (2 off) w/ Fronius Primo GEN24 4.6 Plus inverter, SwitchDin 'smart controller' | 38.6 |  |  | BYD | Battery-Box Premium HVM 19.3/19.32kWh | 2 | Fronius | Primo GEN24 4.6 Plus | BYD | Yes | Yes | 2024-11-27 | 2024-11-27 |  | 0 | 0 | 0
2020-11-02 | HBS2009 | BYD Battery-Box Premium HVM 11.0/11.04kWh (3 off) w/ Fronius Primo GEN24 4.6 Plus inverter, SwitchDin 'smart controller' | 33 |  |  | BYD | Battery-Box Premium HVM 11.0/11.04kWh | 3 | Fronius | Primo GEN24 4.6 Plus | BYD | Yes | Yes | 2024-11-27 | 2024-11-27 |  | 0 | 0 | 0
2020-11-02 | HBS2010 | BYD Battery-Box Premium HVM 13.8/13.8kWh (3 off) w/ Fronius Primo GEN24 4.6 Plus inverter, SwitchDin 'smart controller' | 41.4 |  |  | BYD | Battery-Box Premium HVM 13.8/13.8kWh | 3 | Fronius | Primo GEN24 4.6 Plus | BYD | Yes | Yes | 2024-11-27 | 2024-11-27 |  | 0 | 0 | 0
2020-11-02 | HBS2011 | BYD Battery-Box Premium HVM 16.6/16.54kWh (3 off) w/ Fronius Primo GEN24 4.6 Plus inverter, SwitchDin 'smart controller' | 49.8 |  |  | BYD | Battery-Box Premium HVM 16.6/16.54kWh | 3 | Fronius | Primo GEN24 4.6 Plus | BYD | Yes | Yes | 2024-11-27 | 2024-11-27 |  | 0 | 0 | 0
2020-11-02 | HBS2012 | BYD Battery-Box Premium HVM 19.3/19.32kWh (3 off) w/ Fronius Primo GEN24 4.6 Plus inverter, SwitchDin 'smart controller' | 57.9 |  |  | BYD | Battery-Box Premium HVM 19.3/19.32kWh | 3 | Fronius | Primo GEN24 4.6 Plus | BYD | Yes | Yes | 2024-11-27 | 2024-11-27 |  | 0 | 0 | 0
2020-11-02 | HBS2014 | BYD Battery-Box Premium HVS 7.7/7.68kWh (1 off) w/ Fronius Primo GEN24 5.0 Plus inverter, SwitchDin 'smart controller' | 7.7 |  |  | BYD | Battery-Box Premium HVS 7.7/7.68kWh | 1 | Fronius | Primo GEN24 5.0 Plus | BYD | Yes | Yes | 2024-11-27 | 2024-11-27 |  | 0 | 0 | 0
2020-11-02 | HBS2015 | BYD Battery-Box Premium HVS 5.1/5.12kWh (2 off) w/ Fronius Primo GEN24 5.0 Plus inverter, SwitchDin 'smart controller' | 10.2 |  |  | BYD | Battery-Box Premium HVS 5.1/5.12kWh | 2 | Fronius | Primo GEN24 5.0 Plus | BYD | Yes | Yes | 2024-11-27 | 2024-11-27 |  | 0 | 0 | 0
2020-11-02 | HBS2016 | BYD Battery-Box Premium HVS 7.7/7.68kWh (2 off) w/ Fronius Primo GEN24 5.0 Plus inverter, SwitchDin 'smart controller' | 15.4 |  |  | BYD | Battery-Box Premium HVS 7.7/7.68kWh | 2 | Fronius | Primo GEN24 5.0 Plus | BYD | Yes | Yes | 2024-11-27 | 2024-11-27 |  | 0 | 0 | 0
2020-11-02 | HBS2017 | BYD Battery-Box Premium HVS 5.1/5.12kWh (3 off) w/ Fronius Primo GEN24 5.0 Plus inverter, SwitchDin 'smart controller' | 15.3 |  |  | BYD | Battery-Box Premium HVS 5.1/5.12kWh | 3 | Fronius | Primo GEN24 5.0 Plus | BYD | Yes | Yes | 2024-11-27 | 2024-11-27 |  | 0 | 0 | 0
2020-11-02 | HBS2018 | BYD Battery-Box Premium HVS 7.7/7.68kWh (3 off) w/ Fronius Primo GEN24 5.0 Plus inverter, SwitchDin 'smart controller' | 23.1 |  |  | BYD | Battery-Box Premium HVS 7.7/7.68kWh | 3 | Fronius | Primo GEN24 5.0 Plus | BYD | Yes | Yes | 2024-11-27 | 2024-11-27 |  | 0 | 0 | 0
2020-11-02 | HBS2020 | BYD Battery-Box Premium HVM 11.0/11.04kWh (1 off) w/ Fronius Primo GEN24 5.0 Plus inverter, SwitchDin 'smart controller' | 11 |  |  | BYD | Battery-Box Premium HVM 11.0/11.04kWh | 1 | Fronius | Primo GEN24 5.0 Plus | BYD | Yes | Yes | 2024-11-27 | 2024-11-27 |  | 0 | 0 | 0
2020-11-02 | HBS2021 | BYD Battery-Box Premium HVM 13.8/13.8kWh (1 off) w/ Fronius Primo GEN24 5.0 Plus inverter, SwitchDin 'smart controller' | 13.8 |  |  | BYD | Battery-Box Premium HVM 13.8/13.8kWh | 1 | Fronius | Primo GEN24 5.0 Plus | BYD | Yes | Yes | 2024-11-27 | 2024-11-27 |  | 0 | 0 | 0
2020-11-02 | HBS2022 | BYD Battery-Box Premium HVM 16.6/16.54kWh (1 off) w/ Fronius Primo GEN24 5.0 Plus inverter, SwitchDin 'smart controller' | 16.6 |  |  | BYD | Battery-Box Premium HVM 16.6/16.54kWh | 1 | Fronius | Primo GEN24 5.0 Plus | BYD | Yes | Yes | 2024-11-27 | 2024-11-27 |  | 0 | 0 | 0
2020-11-02 | HBS2023 | BYD Battery-Box Premium HVM 19.3/19.32kWh (1 off) w/ Fronius Primo GEN24 5.0 Plus inverter, SwitchDin 'smart controller' | 19.3 |  |  | BYD | Battery-Box Premium HVM 19.3/19.32kWh | 1 | Fronius | Primo GEN24 5.0 Plus | BYD | Yes | Yes | 2024-11-27 | 2024-11-27 |  | 0 | 0 | 0
2020-11-02 | HBS2025 | BYD Battery-Box Premium HVM 11.0/11.04kWh (2 off) w/ Fronius Primo GEN24 5.0 Plus inverter, SwitchDin 'smart controller' | 22 |  |  | BYD | Battery-Box Premium HVM 11.0/11.04kWh | 2 | Fronius | Primo GEN24 5.0 Plus | BYD | Yes | Yes | 2024-11-27 | 2024-11-27 |  | 0 | 0 | 0
2020-11-02 | HBS2026 | BYD Battery-Box Premium HVM 13.8/13.8kWh (2 off) w/ Fronius Primo GEN24 5.0 Plus inverter, SwitchDin 'smart controller' | 27.6 |  |  | BYD | Battery-Box Premium HVM 13.8/13.8kWh | 2 | Fronius | Primo GEN24 5.0 Plus | BYD | Yes | Yes | 2024-11-27 | 2024-11-27 |  | 0 | 0 | 0
2020-11-02 | HBS2027 | BYD Battery-Box Premium HVM 16.6/16.54kWh (2 off) w/ Fronius Primo GEN24 5.0 Plus inverter, SwitchDin 'smart controller' | 33.2 |  |  | BYD | Battery-Box Premium HVM 16.6/16.54kWh | 2 | Fronius | Primo GEN24 5.0 Plus | BYD | Yes | Yes | 2024-11-27 | 2024-11-27 |  | 0 | 0 | 0
2020-11-02 | HBS2028 | BYD Battery-Box Premium HVM 19.3/19.32kWh (2 off) w/ Fronius Primo GEN24 5.0 Plus inverter, SwitchDin 'smart controller' | 38.6 |  |  | BYD | Battery-Box Premium HVM 19.3/19.32kWh | 2 | Fronius | Primo GEN24 5.0 Plus | BYD | Yes | Yes | 2024-11-27 | 2024-11-27 |  | 0 | 0 | 0
2020-11-02 | HBS2030 | BYD Battery-Box Premium HVM 11.0/11.04kWh (3 off) w/ Fronius Primo GEN24 5.0 Plus inverter, SwitchDin 'smart controller' | 33 |  |  | BYD | Battery-Box Premium HVM 11.0/11.04kWh | 3 | Fronius | Primo GEN24 5.0 Plus | BYD | Yes | Yes | 2024-11-27 | 2024-11-27 |  | 0 | 0 | 0
2020-11-02 | HBS2031 | BYD Battery-Box Premium HVM 13.8/13.8kWh (3 off) w/ Fronius Primo GEN24 5.0 Plus inverter, SwitchDin 'smart controller' | 41.4 |  |  | BYD | Battery-Box Premium HVM 13.8/13.8kWh | 3 | Fronius | Primo GEN24 5.0 Plus | BYD | Yes | Yes | 2024-11-27 | 2024-11-27 |  | 0 | 0 | 0
2020-11-02 | HBS2032 | BYD Battery-Box Premium HVM 16.6/16.54kWh (3 off) w/ Fronius Primo GEN24 5.0 Plus inverter, SwitchDin 'smart controller' | 49.8 |  |  | BYD | Battery-Box Premium HVM 16.6/16.54kWh | 3 | Fronius | Primo GEN24 5.0 Plus | BYD | Yes | Yes | 2024-11-27 | 2024-11-27 |  | 0 | 0 | 0
2020-11-02 | HBS2033 | BYD Battery-Box Premium HVM 19.3/19.32kWh (3 off) w/ Fronius Primo GEN24 5.0 Plus inverter, SwitchDin 'smart controller' | 57.9 |  |  | BYD | Battery-Box Premium HVM 19.3/19.32kWh | 3 | Fronius | Primo GEN24 5.0 Plus | BYD | Yes | Yes | 2024-11-27 | 2024-11-27 |  | 0 | 0 | 0
2020-11-02 | HBS2035 | BYD Battery-Box Premium HVS 7.7/7.68kWh (1 off) w/ Fronius Primo GEN24 6.0 Plus inverter, SwitchDin 'smart controller' | 7.7 |  |  | BYD | Battery-Box Premium HVS 7.7/7.68kWh | 1 | Fronius | Primo GEN24 6.0 Plus | BYD | Yes | Yes | 2024-11-27 | 2024-11-27 |  | 0 | 0 | 0
2020-11-02 | HBS2036 | BYD Battery-Box Premium HVS 5.1/5.12kWh (2 off) w/ Fronius Primo GEN24 6.0 Plus inverter, SwitchDin 'smart controller' | 10.2 |  |  | BYD | Battery-Box Premium HVS 5.1/5.12kWh | 2 | Fronius | Primo GEN24 6.0 Plus | BYD | Yes | Yes | 2024-11-27 | 2024-11-27 |  | 0 | 0 | 0
2020-11-02 | HBS2037 | BYD Battery-Box Premium HVS 7.7/7.68kWh (2 off) w/ Fronius Primo GEN24 6.0 Plus inverter, SwitchDin 'smart controller' | 15.4 |  |  | BYD | Battery-Box Premium HVS 7.7/7.68kWh | 2 | Fronius | Primo GEN24 6.0 Plus | BYD | Yes | Yes | 2024-11-27 | 2024-11-27 |  | 0 | 0 | 0
2020-11-02 | HBS2038 | BYD Battery-Box Premium HVS 5.1/5.12kWh (3 off) w/ Fronius Primo GEN24 6.0 Plus inverter, SwitchDin 'smart controller' | 15.3 |  |  | BYD | Battery-Box Premium HVS 5.1/5.12kWh | 3 | Fronius | Primo GEN24 6.0 Plus | BYD | Yes | Yes | 2024-11-27 | 2024-11-27 |  | 0 | 0 | 0
2020-11-02 | HBS2039 | BYD Battery-Box Premium HVS 7.7/7.68kWh (3 off) w/ Fronius Primo GEN24 6.0 Plus inverter, SwitchDin 'smart controller' | 23.1 |  |  | BYD | Battery-Box Premium HVS 7.7/7.68kWh | 3 | Fronius | Primo GEN24 6.0 Plus | BYD | Yes | Yes | 2024-11-27 | 2024-11-27 |  | 0 | 0 | 0
2020-11-02 | HBS2041 | BYD Battery-Box Premium HVM 11.0/11.04kWh (1 off) w/ Fronius Primo GEN24 6.0 Plus inverter, SwitchDin 'smart controller' | 11 |  |  | BYD | Battery-Box Premium HVM 11.0/11.04kWh | 1 | Fronius | Primo GEN24 6.0 Plus | BYD | Yes | Yes | 2024-11-27 | 2024-11-27 |  | 0 | 0 | 0
2020-11-02 | HBS2042 | BYD Battery-Box Premium HVM 13.8/13.8kWh (1 off) w/ Fronius Primo GEN24 6.0 Plus inverter, SwitchDin 'smart controller' | 13.8 |  |  | BYD | Battery-Box Premium HVM 13.8/13.8kWh | 1 | Fronius | Primo GEN24 6.0 Plus | BYD | Yes | Yes | 2024-11-27 | 2024-11-27 |  | 0 | 0 | 0
2020-11-02 | HBS2043 | BYD Battery-Box Premium HVM 16.6/16.54kWh (1 off) w/ Fronius Primo GEN24 6.0 Plus inverter, SwitchDin 'smart controller' | 16.6 |  |  | BYD | Battery-Box Premium HVM 16.6/16.54kWh | 1 | Fronius | Primo GEN24 6.0 Plus | BYD | Yes | Yes | 2024-11-27 | 2024-11-27 |  | 0 | 0 | 0
2020-11-02 | HBS2044 | BYD Battery-Box Premium HVM 19.3/19.32kWh (1 off) w/ Fronius Primo GEN24 6.0 Plus inverter, SwitchDin 'smart controller' | 19.3 |  |  | BYD | Battery-Box Premium HVM 19.3/19.32kWh | 1 | Fronius | Primo GEN24 6.0 Plus | BYD | Yes | Yes | 2024-11-27 | 2024-11-27 |  | 0 | 0 | 0
2020-11-02 | HBS2046 | BYD Battery-Box Premium HVM 11.0/11.04kWh (2 off) w/ Fronius Primo GEN24 6.0 Plus inverter, SwitchDin 'smart controller' | 22 |  |  | BYD | Battery-Box Premium HVM 11.0/11.04kWh | 2 | Fronius | Primo GEN24 6.0 Plus | BYD | Yes | Yes | 2024-11-27 | 2024-11-27 |  | 0 | 0 | 0
2020-11-02 | HBS2047 | BYD Battery-Box Premium HVM 13.8/13.8kWh (2 off) w/ Fronius Primo GEN24 6.0 Plus inverter, SwitchDin 'smart controller' | 27.6 |  |  | BYD | Battery-Box Premium HVM 13.8/13.8kWh | 2 | Fronius | Primo GEN24 6.0 Plus | BYD | Yes | Yes | 2024-11-27 | 2024-11-27 |  | 0 | 0 | 0
2020-11-02 | HBS2048 | BYD Battery-Box Premium HVM 16.6/16.54kWh (2 off) w/ Fronius Primo GEN24 6.0 Plus inverter, SwitchDin 'smart controller' | 33.2 |  |  | BYD | Battery-Box Premium HVM 16.6/16.54kWh | 2 | Fronius | Primo GEN24 6.0 Plus | BYD | Yes | Yes | 2024-11-27 | 2024-11-27 |  | 0 | 0 | 0
2020-11-02 | HBS2049 | BYD Battery-Box Premium HVM 19.3/19.32kWh (2 off) w/ Fronius Primo GEN24 6.0 Plus inverter, SwitchDin 'smart controller' | 38.6 |  |  | BYD | Battery-Box Premium HVM 19.3/19.32kWh | 2 | Fronius | Primo GEN24 6.0 Plus | BYD | Yes | Yes | 2024-11-27 | 2024-11-27 |  | 0 | 0 | 0
2020-11-02 | HBS2051 | BYD Battery-Box Premium HVM 11.0/11.04kWh (3 off) w/ Fronius Primo GEN24 6.0 Plus inverter, SwitchDin 'smart controller' | 33 |  |  | BYD | Battery-Box Premium HVM 11.0/11.04kWh | 3 | Fronius | Primo GEN24 6.0 Plus | BYD | Yes | Yes | 2024-11-27 | 2024-11-27 |  | 0 | 0 | 0
2020-11-02 | HBS2052 | BYD Battery-Box Premium HVM 13.8/13.8kWh (3 off) w/ Fronius Primo GEN24 6.0 Plus inverter, SwitchDin 'smart controller' | 41.4 |  |  | BYD | Battery-Box Premium HVM 13.8/13.8kWh | 3 | Fronius | Primo GEN24 6.0 Plus | BYD | Yes | Yes | 2024-11-27 | 2024-11-27 |  | 0 | 0 | 0
2020-11-02 | HBS2053 | BYD Battery-Box Premium HVM 16.6/16.54kWh (3 off) w/ Fronius Primo GEN24 6.0 Plus inverter, SwitchDin 'smart controller' | 49.8 |  |  | BYD | Battery-Box Premium HVM 16.6/16.54kWh | 3 | Fronius | Primo GEN24 6.0 Plus | BYD | Yes | Yes | 2024-11-27 | 2024-11-27 |  | 0 | 0 | 0
2020-11-02 | HBS2054 | BYD Battery-Box Premium HVM 19.3/19.32kWh (3 off) w/ Fronius Primo GEN24 6.0 Plus inverter, SwitchDin 'smart controller' | 57.9 |  |  | BYD | Battery-Box Premium HVM 19.3/19.32kWh | 3 | Fronius | Primo GEN24 6.0 Plus | BYD | Yes | Yes | 2024-11-27 | 2024-11-27 |  | 0 | 0 | 0
2020-11-11 | HBS2064 | Tesla Powerwall 2 AC (x2) with Backup Gateway | 27 | Tesla | AC Powerwall |  |  | 2 |  |  | Tesla | Yes | Yes | 2025-08-23 | 2025-08-23 |  | 0 | 0 | 0
2020-11-11 | HBS2066 | Energizer Homepower HP-6M/1S | 11.6 | Enertek Holdings Pty Ltd | HP-6M/1S |  |  | 1 |  |  | Energizer | Yes | Yes | 2025-05-02 | 2025-05-02 |  | 0 | 0 | 0
2020-11-11 | HBS2067 | Energizer Homepower HP-6M/2S | 17.4 | Enertek Holdings Pty Ltd | HP-6M/2S |  |  | 1 |  |  | Energizer | Yes | Yes | 2025-05-02 | 2025-05-02 |  | 0 | 0 | 0
2020-11-11 | HBS2068 | Energizer Homepower HP-6M/3S | 23.2 | Enertek Holdings Pty Ltd | HP-6M/3S |  |  | 1 |  |  | Energizer | Yes | Yes | 2025-05-02 | 2025-05-02 |  | 0 | 0 | 0
2020-11-11 | HBS2070 | BYD LVS 8.0 w/ Sungrow SH5K-30 inverter | 8 |  |  | BYD | LVS 8.0 | 1 | Sungrow | SH5K-30 | BYD | Yes | Yes | 2024-12-29 | 2024-12-29 |  | 0 | 0 | 0
2020-11-11 | HBS2071 | BYD LVS 12.0 w/ Sungrow SH5K-30 inverter | 12 |  |  | BYD | LVS 12.0 | 1 | Sungrow | SH5K-30 | BYD | Yes | Yes | 2024-12-29 | 2024-12-29 |  | 0 | 0 | 0
2020-11-11 | HBS2072 | BYD LVS 16.0 w/ Sungrow SH5K-30 inverter | 16 |  |  | BYD | LVS 16.0 | 1 | Sungrow | SH5K-30 | BYD | Yes | Yes | 2024-12-29 | 2024-12-29 |  | 0 | 0 | 0
2020-11-11 | HBS2073 | BYD LVS 20.0 w/ Sungrow SH5K-30 inverter | 20 |  |  | BYD | LVS 20.0 | 1 | Sungrow | SH5K-30 | BYD | Yes | Yes | 2024-12-29 | 2024-12-29 |  | 0 | 0 | 0
2020-11-11 | HBS2074 | BYD LVS 24.0 w/ Sungrow SH5K-30 inverter | 24 |  |  | BYD | LVS 24.0 | 1 | Sungrow | SH5K-30 | BYD | Yes | Yes | 2024-12-29 | 2024-12-29 |  | 0 | 0 | 0
2020-11-17 | HBS2076 | BYD Battery-Box Premium HVS 7.7/7.68kWh w/ Goodwe GW5KL-ET inverter | 7.7 |  |  | BYD | Battery-Box Premium HVS 7.7/7.68kWh | 1 | Goodwe | GW5KL-ET | BYD | Yes | Yes | 2025-06-09 | 2025-06-09 |  | 0 | 0 | 0
2020-11-17 | HBS2077 | BYD Battery-Box Premium HVS 10.2/10.24kWh w/ Goodwe GW5KL-ET inverter | 10.2 |  |  | BYD | Battery-Box Premium HVS 10.2/10.24kWh | 1 | Goodwe | GW5KL-ET | BYD | Yes | Yes | 2025-06-09 | 2025-06-09 |  | 0 | 0 | 0
2020-11-17 | HBS2079 | BYD Battery-Box Premium HVS 7.7/7.68kWh w/ Goodwe GW6KL-ET inverter | 7.7 |  |  | BYD | Battery-Box Premium HVS 7.7/7.68kWh | 1 | Goodwe | GW6KL-ET | BYD | Yes | Yes | 2025-06-09 | 2025-06-09 |  | 0 | 0 | 0
2020-11-17 | HBS2080 | BYD Battery-Box Premium HVS 10.2/10.24kWh w/ Goodwe GW6KL-ET inverter | 10.2 |  |  | BYD | Battery-Box Premium HVS 10.2/10.24kWh | 1 | Goodwe | GW6KL-ET | BYD | Yes | Yes | 2025-06-09 | 2025-06-09 |  | 0 | 0 | 0
2020-11-17 | HBS2082 | BYD Battery-Box Premium HVS 7.7/7.68kWh w/ Goodwe GW8KL-ET inverter | 7.7 |  |  | BYD | Battery-Box Premium HVS 7.7/7.68kWh | 1 | Goodwe | GW8KL-ET | BYD | Yes | Yes | 2025-06-09 | 2025-06-09 |  | 0 | 0 | 0
2020-11-17 | HBS2083 | BYD Battery-Box Premium HVS 10.2/10.24kWh w/ Goodwe GW8KL-ET inverter | 10.2 |  |  | BYD | Battery-Box Premium HVS 10.2/10.24kWh | 1 | Goodwe | GW8KL-ET | BYD | Yes | Yes | 2025-06-09 | 2025-06-09 |  | 0 | 0 | 0
2020-11-17 | HBS2085 | BYD Battery-Box Premium HVS 7.7/7.68kWh w/ Goodwe GW10KL-ET inverter | 7.7 |  |  | BYD | Battery-Box Premium HVS 7.7/7.68kWh | 1 | Goodwe | GW10KL-ET | BYD | Yes | Yes | 2025-06-09 | 2025-06-09 |  | 0 | 0 | 0
2020-11-17 | HBS2086 | BYD Battery-Box Premium HVS 10.2/10.24kWh w/ Goodwe GW10KL-ET inverter | 10.2 |  |  | BYD | Battery-Box Premium HVS 10.2/10.24kWh | 1 | Goodwe | GW10KL-ET | BYD | Yes | Yes | 2025-06-09 | 2025-06-09 |  | 0 | 0 | 0
2020-11-17 | HBS2088 | BYD Battery-Box Premium HVS 7.7/7.68kWh w/ Goodwe GW3600-EH inverter | 7.7 |  |  | BYD | Battery-Box Premium HVS 7.7/7.68kWh | 1 | Goodwe | GW3600-EH | BYD | Yes | Yes | 2025-06-08 | 2025-06-08 |  | 0 | 0 | 0
2020-11-17 | HBS2091 | BYD Battery-Box Premium HVS 7.7/7.68kWh w/ Goodwe GW5000-EH inverter | 7.7 |  |  | BYD | Battery-Box Premium HVS 7.7/7.68kWh | 1 | Goodwe | GW5000-EH | BYD | Yes | Yes | 2025-06-08 | 2025-06-08 |  | 0 | 0 | 0
2020-11-17 | HBS2094 | BYD Battery-Box Premium HVS 7.7/7.68kWh w/ Goodwe GW6000-EH inverter | 7.7 |  |  | BYD | Battery-Box Premium HVS 7.7/7.68kWh | 1 | Goodwe | GW6000-EH | BYD | Yes | Yes | 2025-06-08 | 2025-06-08 |  | 0 | 0 | 0
2020-11-17 | HBS2096 | Alpha-ESS SMILE-BAT-10.1PX1 w/ RHI-5K-48ES-5G inverter | 9.1 |  |  | Alpha-ESS | SMILE-BAT-10.1P | 1 | Ginlong Technologies Co Ltd | RHI-5K-48ES-5G | Alpha-ESS | Yes | Yes | 2024-12-17 | 2024-12-17 |  | 0 | 0 | 0
2020-11-17 | HBS2097 | Alpha-ESS SMILE-BAT-10.1PX2 w/ RHI-5K-48ES-5G inverter | 18.2 |  |  | Alpha-ESS | SMILE-BAT-10.1P | 2 | Ginlong Technologies Co Ltd | RHI-5K-48ES-5G | Alpha-ESS | Yes | Yes | 2024-12-17 | 2024-12-17 |  | 0 | 0 | 0
2020-11-17 | HBS2098 | Alpha-ESS SMILE-BAT-10.1PX3 w/ RHI-5K-48ES-5G inverter | 27.3 |  |  | Alpha-ESS | SMILE-BAT-10.1P | 3 | Ginlong Technologies Co Ltd | RHI-5K-48ES-5G | Alpha-ESS | Yes | Yes | 2024-12-17 | 2024-12-17 |  | 0 | 0 | 0
2020-11-17 | HBS2099 | Alpha-ESS SMILE-BAT-10.3PX1 w/ RHI-5K-48ES-5G inverter | 9.3 |  |  | Alpha-ESS | SMILE-BAT-10.3P | 1 | Ginlong Technologies Co Ltd | RHI-5K-48ES-5G | Alpha-ESS | Yes | Yes | 2024-12-17 | 2024-12-17 |  | 0 | 0 | 0
2020-11-17 | HBS2100 | Alpha-ESS SMILE-BAT-10.3PX2 w/ RHI-5K-48ES-5G inverter | 18.6 |  |  | Alpha-ESS | SMILE-BAT-10.3P | 2 | Ginlong Technologies Co Ltd | RHI-5K-48ES-5G | Alpha-ESS | Yes | Yes | 2024-12-17 | 2024-12-17 |  | 0 | 0 | 0
2020-11-17 | HBS2101 | Alpha-ESS SMILE-BAT-10.3PX3 w/ RHI-5K-48ES-5G inverter | 27.9 |  |  | Alpha-ESS | SMILE-BAT-10.3P | 3 | Ginlong Technologies Co Ltd | RHI-5K-48ES-5G | Alpha-ESS | Yes | Yes | 2024-12-17 | 2024-12-17 |  | 0 | 0 | 0
2020-11-17 | HBS2102 | Alpha-ESS SMILE-BAT-13.3PX1 w/ RHI-5K-48ES-5G inverter | 13.3 |  |  | Alpha-ESS | SMILE-BAT-13.3P | 1 | Ginlong Technologies Co Ltd | RHI-5K-48ES-5G | Alpha-ESS | Yes | Yes | 2024-12-17 | 2024-12-17 |  | 0 | 0 | 0
2020-11-17 | HBS2103 | Alpha-ESS SMILE-BAT-13.3PX2 w/ RHI-5K-48ES-5G inverter | 26.6 |  |  | Alpha-ESS | SMILE-BAT-13.3P | 2 | Ginlong Technologies Co Ltd | RHI-5K-48ES-5G | Alpha-ESS | Yes | Yes | 2024-12-17 | 2024-12-17 |  | 0 | 0 | 0
2020-11-17 | HBS2104 | Alpha-ESS SMILE-BAT-13.3PX3 w/ RHI-5K-48ES-5G inverter | 39.9 |  |  | Alpha-ESS | SMILE-BAT-13.3P | 3 | Ginlong Technologies Co Ltd | RHI-5K-48ES-5G | Alpha-ESS | Yes | Yes | 2024-12-17 | 2024-12-17 |  | 0 | 0 | 0
2020-11-26 | HBS2106 | BYD LVS 8.0 w/ Selectronic SPMC480-AU inverter, Select.live | 8 |  |  | BYD | LVS 8.0 | 1 | Selectronic | SPMC480-AU | BYD | Yes | Yes | 2025-04-08 | 2025-04-08 |  | 0 | 0 | 0
2020-11-26 | HBS2107 | BYD LVS 12.0 w/ Selectronic SPMC480-AU inverter, Select.live | 12 |  |  | BYD | LVS 12.0 | 1 | Selectronic | SPMC480-AU | BYD | Yes | Yes | 2025-04-08 | 2025-04-08 |  | 0 | 0 | 0
2020-11-26 | HBS2108 | BYD LVS 16.0 w/ Selectronic SPMC480-AU inverter, Select.live | 16 |  |  | BYD | LVS 16.0 | 1 | Selectronic | SPMC480-AU | BYD | Yes | Yes | 2025-04-08 | 2025-04-08 |  | 0 | 0 | 0
2020-11-26 | HBS2109 | BYD LVS 20.0 w/ Selectronic SPMC480-AU inverter, Select.live | 20 |  |  | BYD | LVS 20.0 | 1 | Selectronic | SPMC480-AU | BYD | Yes | Yes | 2025-04-08 | 2025-04-08 |  | 0 | 0 | 0
2020-11-26 | HBS2110 | BYD LVS 24.0 w/ Selectronic SPMC480-AU inverter, Select.live | 24 |  |  | BYD | LVS 24.0 | 1 | Selectronic | SPMC480-AU | BYD | Yes | Yes | 2025-04-08 | 2025-04-08 |  | 0 | 0 | 0
2020-11-26 | HBS2112 | BYD LVS 8.0 w/ Selectronic SPMC481-AU inverter, Select.live | 8 |  |  | BYD | LVS 8.0 | 1 | Selectronic | SPMC481-AU | BYD | Yes | Yes | 2025-04-08 | 2025-04-08 |  | 0 | 0 | 0
2020-11-26 | HBS2113 | BYD LVS 12.0 w/ Selectronic SPMC481-AU inverter, Select.live | 12 |  |  | BYD | LVS 12.0 | 1 | Selectronic | SPMC481-AU | BYD | Yes | Yes | 2025-04-08 | 2025-04-08 |  | 0 | 0 | 0
2020-11-26 | HBS2114 | BYD LVS 16.0 w/ Selectronic SPMC481-AU inverter, Select.live | 16 |  |  | BYD | LVS 16.0 | 1 | Selectronic | SPMC481-AU | BYD | Yes | Yes | 2025-04-08 | 2025-04-08 |  | 0 | 0 | 0
2020-11-26 | HBS2115 | BYD LVS 20.0 w/ Selectronic SPMC481-AU inverter, Select.live | 20 |  |  | BYD | LVS 20.0 | 1 | Selectronic | SPMC481-AU | BYD | Yes | Yes | 2025-04-08 | 2025-04-08 |  | 0 | 0 | 0
2020-11-26 | HBS2116 | BYD LVS 24.0 w/ Selectronic SPMC481-AU inverter, Select.live | 24 |  |  | BYD | LVS 24.0 | 1 | Selectronic | SPMC481-AU | BYD | Yes | Yes | 2025-04-08 | 2025-04-08 |  | 0 | 0 | 0
2020-11-26 | HBS2118 | BYD LVS 8.0 w/ Selectronic SPMC482-AU inverter, Select.live | 8 |  |  | BYD | LVS 8.0 | 1 | Selectronic | SPMC482-AU | BYD | Yes | Yes | 2025-04-08 | 2025-04-08 |  | 0 | 0 | 0
2020-11-26 | HBS2119 | BYD LVS 12.0 w/ Selectronic SPMC482-AU inverter, Select.live | 12 |  |  | BYD | LVS 12.0 | 1 | Selectronic | SPMC482-AU | BYD | Yes | Yes | 2025-04-08 | 2025-04-08 |  | 0 | 0 | 0
2020-11-26 | HBS2120 | BYD LVS 16.0 w/ Selectronic SPMC482-AU inverter, Select.live | 16 |  |  | BYD | LVS 16.0 | 1 | Selectronic | SPMC482-AU | BYD | Yes | Yes | 2025-04-08 | 2025-04-08 |  | 0 | 0 | 0
2020-11-26 | HBS2121 | BYD LVS 20.0 w/ Selectronic SPMC482-AU inverter, Select.live | 20 |  |  | BYD | LVS 20.0 | 1 | Selectronic | SPMC482-AU | BYD | Yes | Yes | 2025-04-08 | 2025-04-08 |  | 0 | 0 | 0
2020-11-26 | HBS2122 | BYD LVS 24.0 w/ Selectronic SPMC482-AU inverter, Select.live | 24 |  |  | BYD | LVS 24.0 | 1 | Selectronic | SPMC482-AU | BYD | Yes | Yes | 2025-04-08 | 2025-04-08 |  | 0 | 0 | 0
2020-11-30 | HBS2146 | BYD LVS 8.0 w/ Goodwe GW5048D-ES inverter | 8 |  |  | BYD | LVS 8.0 | 1 | Goodwe | GW5048D-ES | BYD | Yes | Yes | 2026-06-16 | 2026-06-16 |  | 0 | 0 | 0
2020-11-30 | HBS2147 | BYD LVS 12.0 w/ Goodwe GW5048D-ES inverter | 12 |  |  | BYD | LVS 12.0 | 1 | Goodwe | GW5048D-ES | BYD | Yes | Yes | 2026-06-16 | 2026-06-16 |  | 0 | 0 | 0
2020-11-30 | HBS2148 | BYD LVS 16.0 w/ Goodwe GW5048D-ES inverter | 16 |  |  | BYD | LVS 16.0 | 1 | Goodwe | GW5048D-ES | BYD | Yes | Yes | 2026-06-16 | 2026-06-16 |  | 0 | 0 | 0
2020-11-30 | HBS2149 | BYD LVS 20.0 w/ Goodwe GW5048D-ES inverter | 20 |  |  | BYD | LVS 20.0 | 1 | Goodwe | GW5048D-ES | BYD | Yes | Yes | 2026-06-16 | 2026-06-16 |  | 0 | 0 | 0
2020-11-30 | HBS2150 | BYD LVS 24.0 w/ Goodwe GW5048D-ES inverter | 24 |  |  | BYD | LVS 24.0 | 1 | Goodwe | GW5048D-ES | BYD | Yes | Yes | 2026-06-16 | 2026-06-16 |  | 0 | 0 | 0
2020-11-30 | HBS2152 | BYD LVS 8.0 w/ Goodwe GW3648D-ES inverter | 8 |  |  | BYD | LVS 8.0 | 1 | Goodwe | GW3648D-ES | BYD | Yes | Yes | 2026-06-16 | 2026-06-16 |  | 0 | 0 | 0
2020-11-30 | HBS2153 | BYD LVS 12.0 w/ Goodwe GW3648D-ES inverter | 12 |  |  | BYD | LVS 12.0 | 1 | Goodwe | GW3648D-ES | BYD | Yes | Yes | 2026-06-16 | 2026-06-16 |  | 0 | 0 | 0
2020-11-30 | HBS2154 | BYD LVS 16.0 w/ Goodwe GW3648D-ES inverter | 16 |  |  | BYD | LVS 16.0 | 1 | Goodwe | GW3648D-ES | BYD | Yes | Yes | 2026-06-16 | 2026-06-16 |  | 0 | 0 | 0
2020-11-30 | HBS2155 | BYD LVS 20.0 w/ Goodwe GW3648D-ES inverter | 20 |  |  | BYD | LVS 20.0 | 1 | Goodwe | GW3648D-ES | BYD | Yes | Yes | 2026-06-16 | 2026-06-16 |  | 0 | 0 | 0
2020-11-30 | HBS2156 | BYD LVS 24.0 w/ Goodwe GW3648D-ES inverter | 24 |  |  | BYD | LVS 24.0 | 1 | Goodwe | GW3648D-ES | BYD | Yes | Yes | 2026-06-16 | 2026-06-16 |  | 0 | 0 | 0
2020-11-30 | HBS2158 | BYD LVS 8.0 w/ Goodwe GW3600S-BP inverter | 8 |  |  | BYD | LVS 8.0 | 1 | Goodwe | GW3600S-BP | BYD | Yes | Yes | 2025-03-02 | 2025-03-02 |  | 0 | 0 | 0
2020-11-30 | HBS2159 | BYD LVS 12.0 w/ Goodwe GW3600S-BP inverter | 12 |  |  | BYD | LVS 12.0 | 1 | Goodwe | GW3600S-BP | BYD | Yes | Yes | 2025-03-02 | 2025-03-02 |  | 0 | 0 | 0
2020-11-30 | HBS2160 | BYD LVS 16.0 w/ Goodwe GW3600S-BP inverter | 16 |  |  | BYD | LVS 16.0 | 1 | Goodwe | GW3600S-BP | BYD | Yes | Yes | 2025-03-02 | 2025-03-02 |  | 0 | 0 | 0
2020-11-30 | HBS2161 | BYD LVS 20.0 w/ Goodwe GW3600S-BP inverter | 20 |  |  | BYD | LVS 20.0 | 1 | Goodwe | GW3600S-BP | BYD | Yes | Yes | 2025-03-02 | 2025-03-02 |  | 0 | 0 | 0
2020-11-30 | HBS2162 | BYD LVS 24.0 w/ Goodwe GW3600S-BP inverter | 24 |  |  | BYD | LVS 24.0 | 1 | Goodwe | GW3600S-BP | BYD | Yes | Yes | 2025-03-02 | 2025-03-02 |  | 0 | 0 | 0
2020-11-30 | HBS2164 | BYD LVS 8.0 w/ Goodwe GW5000S-BP inverter | 8 |  |  | BYD | LVS 8.0 | 1 | Goodwe | GW5000S-BP | BYD | Yes | Yes | 2025-03-02 | 2025-03-02 |  | 0 | 0 | 0
2020-11-30 | HBS2165 | BYD LVS 12.0 w/ Goodwe GW5000S-BP inverter | 12 |  |  | BYD | LVS 12.0 | 1 | Goodwe | GW5000S-BP | BYD | Yes | Yes | 2025-03-02 | 2025-03-02 |  | 0 | 0 | 0
2020-11-30 | HBS2166 | BYD LVS 16.0 w/ Goodwe GW5000S-BP inverter | 16 |  |  | BYD | LVS 16.0 | 1 | Goodwe | GW5000S-BP | BYD | Yes | Yes | 2025-03-02 | 2025-03-02 |  | 0 | 0 | 0
2020-11-30 | HBS2167 | BYD LVS 20.0 w/ Goodwe GW5000S-BP inverter | 20 |  |  | BYD | LVS 20.0 | 1 | Goodwe | GW5000S-BP | BYD | Yes | Yes | 2025-03-02 | 2025-03-02 |  | 0 | 0 | 0
2020-11-30 | HBS2168 | BYD LVS 24.0 w/ Goodwe GW5000S-BP inverter | 24 |  |  | BYD | LVS 24.0 | 1 | Goodwe | GW5000S-BP | BYD | Yes | Yes | 2025-03-02 | 2025-03-02 |  | 0 | 0 | 0
2020-12-11 | HBS2169 | Redback Smart Three Phase Hybrid-Pylontech 9.6 (Pylontech H48050 (4 off) w/ Redback ST10000 Inverter, BE14000-HV enclosure, smart meter) | 8.6 |  |  | Pylon Technologies | RB-HVS-192-50 | 1 | Redback | ST10000 | Pylontech | Yes | Yes | 2024-12-19 | 2024-12-19 |  | 0 | 0 | 0
2020-12-11 | HBS2170 | Redback Smart Three Phase Hybrid-Pylontech 14.2 (Pylontech H48074 (4 off) w/ Redback ST10000 Inverter, BE14000-HV enclosure, smart meter) | 12.8 |  |  | Pylon Technologies | RB-HVS-192-74 | 1 | Redback | ST10000 | Pylontech | Yes | Yes | 2024-12-19 | 2024-12-19 |  | 0 | 0 | 0
2020-12-11 | HBS2171 | Redback Smart Three Phase Hybrid-Pylontech 19.2 (Pylontech H48050 (8 off) w/ Redback ST10000 Inverter, BE14000-HV enclosure (2 off), smart meter) | 17.3 |  |  | Pylon Technologies | RB-HVS-384-50 | 1 | Redback | ST10000 | Pylontech | Yes | Yes | 2024-12-19 | 2024-12-19 |  | 0 | 0 | 0
2020-12-11 | HBS2172 | Redback Smart Three Phase Hybrid-Pylontech 28.4 (Pylontech H48074 (8 off) w/ Redback ST10000 Inverter, BE14000-HV enclosure (2 off), smart meter) | 25.6 |  |  | Pylon Technologies | RB-HVS-384-74 | 1 | Redback | ST10000 | Pylontech | Yes | Yes | 2024-12-19 | 2024-12-19 |  | 0 | 0 | 0
2020-12-11 | HBS2174 | Redback Smart Hybrid-Pylontech 7.2 (Pylontech US2000 (3 off) w/ Redback SH5000 Inverter, BE14000 enclosure, smart meter) | 6.6 |  |  | Pylon Technologies | US2000 | 3 | Redback | SH5000 | Pylontech | Yes | Yes | 2024-12-19 | 2024-12-19 |  | 0 | 0 | 0
2020-12-11 | HBS2175 | Redback Smart Hybrid-Pylontech 9.6 (Pylontech US2000 (4 off) w/ Redback SH5000 Inverter, BE14000 enclosure, smart meter) | 8.8 |  |  | Pylon Technologies | US2000 | 4 | Redback | SH5000 | Pylontech | Yes | Yes | 2024-12-19 | 2024-12-19 |  | 0 | 0 | 0
2020-12-11 | HBS2176 | Redback Smart Hybrid-Pylontech 7.1 (Pylontech US3000 (2 off) w/ Redback SH5000 Inverter, BE14000 enclosure, smart meter) | 6.4 |  |  | Pylon Technologies | US3000 | 2 | Redback | SH5000 | Pylontech | Yes | Yes | 2024-12-19 | 2024-12-19 |  | 0 | 0 | 0
2020-12-11 | HBS2177 | Redback Smart Hybrid-Pylontech 10.6 (Pylontech US3000 (3 off) w/ Redback SH5000 Inverter, BE14000 enclosure, smart meter) | 9.6 |  |  | Pylon Technologies | US3000 | 3 | Redback | SH5000 | Pylontech | Yes | Yes | 2024-12-19 | 2024-12-19 |  | 0 | 0 | 0
2020-12-11 | HBS2178 | Redback Smart Hybrid-Pylontech 14.2 (Pylontech US3000 (4 off) w/ Redback SH5000 Inverter, BE14000 enclosure, smart meter) | 12.8 |  |  | Pylon Technologies | US3000 | 4 | Redback | SH5000 | Pylontech | Yes | Yes | 2024-12-19 | 2024-12-19 |  | 0 | 0 | 0
2020-12-11 | HBS2180 | Redback Smart Hybrid-Pylontech 8.4 (Pylontech US2000 (2 off), Pylontech US3000 (1 off) w/ Redback SH5000 Inverter, BE14000 enclosure, smart meter) | 7.6 |  |  | Pylon Technologies | US2000x2, US3000 | 1 | Redback | SH5000 | Pylontech | Yes | Yes | 2024-12-19 | 2024-12-19 |  | 0 | 0 | 0
2020-12-11 | HBS2181 | Redback Smart Hybrid-Pylontech 10.8 (Pylontech US2000 (3 off), Pylontech US3000 (1 off) w/ Redback SH5000 Inverter, BE14000 enclosure, smart meter) | 9.8 |  |  | Pylon Technologies | US2000x3, US3000 | 1 | Redback | SH5000 | Pylontech | Yes | Yes | 2024-12-19 | 2024-12-19 |  | 0 | 0 | 0
2020-12-11 | HBS2182 | Redback Smart Hybrid-Pylontech 9.5 (Pylontech US2000 (1 off), Pylontech US3000 (2 off) w/ Redback SH5000 Inverter, BE14000 enclosure, smart meter) | 8.6 |  |  | Pylon Technologies | US2000, US3000x2 | 1 | Redback | SH5000 | Pylontech | Yes | Yes | 2024-12-19 | 2024-12-19 |  | 0 | 0 | 0
2020-12-11 | HBS2183 | Redback Smart Hybrid-Pylontech 11.9 (Pylontech US2000 (2 off), Pylontech US3000 (2 off) w/ Redback SH5000 Inverter, BE14000 enclosure, smart meter) | 10.8 |  |  | Pylon Technologies | US2000x2, US3000x2 | 1 | Redback | SH5000 | Pylontech | Yes | Yes | 2024-12-19 | 2024-12-19 |  | 0 | 0 | 0
2020-12-11 | HBS2184 | Redback Smart Hybrid-Pylontech 13.1 (Pylontech US2000 (1 off), Pylontech US3000 (3 off) w/ Redback SH5000 Inverter, BE14000 enclosure, smart meter) | 11.8 |  |  | Pylon Technologies | US2000x1, US3000x3 | 1 | Redback | SH5000 | Pylontech | Yes | Yes | 2024-12-19 | 2024-12-19 |  | 0 | 0 | 0
2020-12-11 | HBS2185 | LG Chem RESU10 w/ Selectronic SPMC480-AU inverter, Select.live | 8.8 |  |  | LG Chem | RESU10 | 1 | Selectronic | SPMC480-AU | LGChem | Yes | Yes | 2025-04-08 | 2025-04-08 |  | 0 | 0 | 0
2021-01-04 | HBS2367 | Pylontech PowerCube-X1-48/192V w/ Goodwe GW10KL-ET inverter | 8.6 |  |  | Pylon Technologies | PowerCube-X1-48/192V | 1 | Goodwe | GW10KL-ET | Pylontech | Yes | Yes | 2025-06-09 | 2025-06-09 |  | 0 | 0 | 0
2021-01-04 | HBS2368 | Pylontech PowerCube-X1-48/240V w/ Goodwe GW10KL-ET inverter | 10.8 |  |  | Pylon Technologies | PowerCube-X1-48/240V | 1 | Goodwe | GW10KL-ET | Pylontech | Yes | Yes | 2025-06-09 | 2025-06-09 |  | 0 | 0 | 0
2021-01-04 | HBS2369 | Pylontech PowerCube-X1-48/288V w/ Goodwe GW10KL-ET inverter | 13 |  |  | Pylon Technologies | PowerCube-X1-48/288V | 1 | Goodwe | GW10KL-ET | Pylontech | Yes | Yes | 2025-06-09 | 2025-06-09 |  | 0 | 0 | 0
2021-01-04 | HBS2370 | Pylontech PowerCube-X1-48/336V w/ Goodwe GW10KL-ET inverter | 15.1 |  |  | Pylon Technologies | PowerCube-X1-48/336V | 1 | Goodwe | GW10KL-ET | Pylontech | Yes | Yes | 2025-06-09 | 2025-06-09 |  | 0 | 0 | 0
2021-01-04 | HBS2371 | Pylontech PowerCube-H1-48/384V w/ Goodwe GW10KL-ET inverter | 17.2 |  |  | Pylon Technologies | PowerCube-H1-48/384V | 1 | Goodwe | GW10KL-ET | Pylontech | Yes | Yes | 2025-06-09 | 2025-06-09 |  | 0 | 0 | 0
2021-01-04 | HBS2372 | Pylontech PowerCube-H1-48/432V w/ Goodwe GW10KL-ET inverter | 19.4 |  |  | Pylon Technologies | PowerCube-H1-48/432V | 1 | Goodwe | GW10KL-ET | Pylontech | Yes | Yes | 2025-06-09 | 2025-06-09 |  | 0 | 0 | 0
2021-01-04 | HBS2373 | Pylontech PowerCube-H1-48/480V w/ Goodwe GW10KL-ET inverter | 21.6 |  |  | Pylon Technologies | PowerCube-H1-48/480V | 1 | Goodwe | GW10KL-ET | Pylontech | Yes | Yes | 2025-06-09 | 2025-06-09 |  | 0 | 0 | 0
2021-01-04 | HBS2374 | Pylontech PowerCube-H1-48/528V w/ Goodwe GW10KL-ET inverter | 23.8 |  |  | Pylon Technologies | PowerCube-H1-48/528V | 1 | Goodwe | GW10KL-ET | Pylontech | Yes | Yes | 2025-06-09 | 2025-06-09 |  | 0 | 0 | 0
2021-01-04 | HBS2375 | Pylontech PowerCube-H1-48/576V w/ Goodwe GW10KL-ET inverter | 25.9 |  |  | Pylon Technologies | PowerCube-H1-48/576V | 1 | Goodwe | GW10KL-ET | Pylontech | Yes | Yes | 2025-06-09 | 2025-06-09 |  | 0 | 0 | 0
2021-02-12 | HBS2398 | Q.HOME+ ESS HYB G2 (Q.SAVE G2 6.3kWh B1.1.1 (x2) w/ Q.VOLT G2 HYB-5kW.1.1 inverter), SwitchDin 'smart controller' | 11.34 |  |  | Q CELLS | Q.SAVE G2 6.3kWh B1.1.1 | 1 | Q CELLS | Q.VOLT G2 HYB-5kW.1.1 | Q CELLS | Yes | Yes | 2024-12-15 | 2024-12-15 |  | 0 | 0 | 0
2021-02-12 | HBS2399 | Q.HOME+ ESS HYB G2 (Q.SAVE G2 6.3kWh B1.1.1 (x3) w/ Q.VOLT G2 HYB-5kW.1.1 inverter), SwitchDin 'smart controller' | 17.01 |  |  | Q CELLS | Q.SAVE G2 6.3kWh B1.1.1 | 1 | Q CELLS | Q.VOLT G2 HYB-5kW.1.1 | Q CELLS | Yes | Yes | 2024-12-15 | 2024-12-15 |  | 0 | 0 | 0
2021-02-17 | HBS2387 | Pylontech Force-L1-48-148 w/ Goodwe GW5048D-ES inverter | 6.39 |  |  | Pylon Technologies | Force-L1-48-148 | 1 | Goodwe | 5048D-ES | Pylontech | Yes | Yes | 2026-06-16 | 2026-06-16 |  | 0 | 0 | 0
2021-02-17 | HBS2388 | Pylontech Force-L1-48-222 w/ Goodwe GW5048D-ES inverter | 9.6 |  |  | Pylon Technologies | Force-L1-48-222 | 1 | Goodwe | 5048D-ES | Pylontech | Yes | Yes | 2026-06-16 | 2026-06-16 |  | 0 | 0 | 0
2021-02-17 | HBS2389 | Pylontech Force-L1-48-296 w/ Goodwe GW5048D-ES inverter | 12.78 |  |  | Pylon Technologies | Force-L1-48-296 | 1 | Goodwe | 5048D-ES | Pylontech | Yes | Yes | 2026-06-16 | 2026-06-16 |  | 0 | 0 | 0
2021-02-17 | HBS2390 | Pylontech Force-L1-48-148 w/ Goodwe GW5000S-BP inverter | 6.39 |  |  | Pylon Technologies | Force-L1-48-148 | 1 | Goodwe | GW5000S-BP | Pylontech | Yes | Yes | 2025-03-02 | 2025-03-02 |  | 0 | 0 | 0
2021-02-17 | HBS2391 | Pylontech Force-L1-48-222 w/ Goodwe GW5000S-BP inverter | 9.6 |  |  | Pylon Technologies | Force-L1-48-222 | 1 | Goodwe | GW5000S-BP | Pylontech | Yes | Yes | 2025-03-02 | 2025-03-02 |  | 0 | 0 | 0
2021-02-17 | HBS2392 | Pylontech Force-L1-48-296 w/ Goodwe GW5000S-BP inverter | 12.78 |  |  | Pylon Technologies | Force-L1-48-296 | 1 | Goodwe | GW5000S-BP | Pylontech | Yes | Yes | 2025-03-02 | 2025-03-02 |  | 0 | 0 | 0
2021-02-17 | HBS2393 | Pylontech Force-H1-48-144V w/ Goodwe GW5KL-ET inverter | 9.6 |  |  | Pylon Technologies | Force-H1-48-144V | 1 | Goodwe | GW5KL-ET | Pylontech | Yes | Yes | 2025-06-09 | 2025-06-09 |  | 0 | 0 | 0
2021-02-17 | HBS2394 | Pylontech Force-H1-48-192V w/ Goodwe GW5KL-ET inverter | 12.8 |  |  | Pylon Technologies | Force-H1-48-192V | 1 | Goodwe | GW5KL-ET | Pylontech | Yes | Yes | 2025-06-09 | 2025-06-09 |  | 0 | 0 | 0
2021-02-17 | HBS2395 | Pylontech Force-H1-48-144V w/ Goodwe GW10KL-ET inverter | 9.6 |  |  | Pylon Technologies | Force-H1-48-144V | 1 | Goodwe | GW10KL-ET | Pylontech | Yes | Yes | 2025-06-09 | 2025-06-09 |  | 0 | 0 | 0
2021-02-17 | HBS2396 | Pylontech Force-H1-48-192V w/ Goodwe GW10KL-ET inverter | 12.8 |  |  | Pylon Technologies | Force-H1-48-192V | 1 | Goodwe | GW10KL-ET | Pylontech | Yes | Yes | 2025-06-09 | 2025-06-09 |  | 0 | 0 | 0
2021-04-01 | HBS2439 | BYD Battery-Box Premium LVL 15.4 w/ Solis RHI-3K-48ES-5G inverter, SwitchDin 'smart controller' | 15.36 |  |  | BYD | Battery-Box Premium LVL 15.4 | 1 | Ginlong Technologies Co Ltd | RHI-3K-48ES | BYD | Yes | Yes | 2024-12-17 | 2024-12-17 |  | 0 | 0 | 0
2021-04-01 | HBS2441 | BYD LVS 8.0 w/ Solis RHI-3K-48ES-5G inverter, SwitchDin 'smart controller' | 8 |  |  | BYD | LVS 8.0 | 1 | Ginlong Technologies Co Ltd | RHI-3K-48ES | BYD | Yes | Yes | 2024-12-17 | 2024-12-17 |  | 0 | 0 | 0
2021-04-01 | HBS2442 | BYD LVS 12.0 w/ Solis RHI-3K-48ES-5G inverter, SwitchDin 'smart controller' | 12 |  |  | BYD | LVS 12.0 | 1 | Ginlong Technologies Co Ltd | RHI-3K-48ES | BYD | Yes | Yes | 2024-12-17 | 2024-12-17 |  | 0 | 0 | 0
2021-04-01 | HBS2443 | BYD LVS 16.0 w/ Solis RHI-3K-48ES-5G inverter, SwitchDin 'smart controller' | 16 |  |  | BYD | LVS 16.0 | 1 | Ginlong Technologies Co Ltd | RHI-3K-48ES | BYD | Yes | Yes | 2024-12-17 | 2024-12-17 |  | 0 | 0 | 0
2021-04-01 | HBS2444 | BYD LVS 20.0 w/ Solis RHI-3K-48ES-5G inverter, SwitchDin 'smart controller' | 20 |  |  | BYD | LVS 20.0 | 1 | Ginlong Technologies Co Ltd | RHI-3K-48ES | BYD | Yes | Yes | 2024-12-17 | 2024-12-17 |  | 0 | 0 | 0
2021-04-01 | HBS2445 | BYD LVS 24.0 w/ Solis RHI-3K-48ES-5G inverter, SwitchDin 'smart controller' | 24 |  |  | BYD | LVS 24.0 | 1 | Ginlong Technologies Co Ltd | RHI-3K-48ES | BYD | Yes | Yes | 2024-12-17 | 2024-12-17 |  | 0 | 0 | 0
2021-04-01 | HBS2446 | BYD Battery-Box Premium LVL 15.4 w/ Solis RHI-3.6K-48ES-5G inverter, SwitchDin 'smart controller' | 15.36 |  |  | BYD | Battery-Box Premium LVL 15.4 | 1 | Ginlong Technologies Co Ltd | RHI-3.6K-48ES | BYD | Yes | Yes | 2024-12-17 | 2024-12-17 |  | 0 | 0 | 0
2021-04-01 | HBS2448 | BYD LVS 8.0 w/ Solis RHI-3.6K-48ES-5G inverter, SwitchDin 'smart controller' | 8 |  |  | BYD | LVS 8.0 | 1 | Ginlong Technologies Co Ltd | RHI-3.6K-48ES | BYD | Yes | Yes | 2024-12-17 | 2024-12-17 |  | 0 | 0 | 0
2021-04-01 | HBS2449 | BYD LVS 12.0 w/ Solis RHI-3.6K-48ES-5G inverter, SwitchDin 'smart controller' | 12 |  |  | BYD | LVS 12.0 | 1 | Ginlong Technologies Co Ltd | RHI-3.6K-48ES | BYD | Yes | Yes | 2024-12-17 | 2024-12-17 |  | 0 | 0 | 0
2021-04-01 | HBS2450 | BYD LVS 16.0 w/ Solis RHI-3.6K-48ES-5G inverter, SwitchDin 'smart controller' | 16 |  |  | BYD | LVS 16.0 | 1 | Ginlong Technologies Co Ltd | RHI-3.6K-48ES | BYD | Yes | Yes | 2024-12-17 | 2024-12-17 |  | 0 | 0 | 0
2021-04-01 | HBS2451 | BYD LVS 20.0 w/ Solis RHI-3.6K-48ES-5G inverter, SwitchDin 'smart controller' | 20 |  |  | BYD | LVS 20.0 | 1 | Ginlong Technologies Co Ltd | RHI-3.6K-48ES | BYD | Yes | Yes | 2024-12-17 | 2024-12-17 |  | 0 | 0 | 0
2021-04-01 | HBS2452 | BYD LVS 24.0 w/ Solis RHI-3.6K-48ES-5G inverter, SwitchDin 'smart controller' | 24 |  |  | BYD | LVS 24.0 | 1 | Ginlong Technologies Co Ltd | RHI-3.6K-48ES | BYD | Yes | Yes | 2024-12-17 | 2024-12-17 |  | 0 | 0 | 0
2021-04-01 | HBS2453 | BYD Battery-Box Premium LVL 15.4 w/ Solis RHI-4.6K-48ES-5G inverter, SwitchDin 'smart controller' | 15.36 |  |  | BYD | Battery-Box Premium LVL 15.4 | 1 | Ginlong Technologies Co Ltd | RHI-4.6K-48ES | BYD | Yes | Yes | 2024-12-17 | 2024-12-17 |  | 0 | 0 | 0
2021-04-01 | HBS2454 | BYD LVS 8.0 w/ Solis RHI-4.6K-48ES-5G inverter, SwitchDin 'smart controller' | 8 |  |  | BYD | LVS 8.0 | 1 | Ginlong Technologies Co Ltd | RHI-4.6K-48ES | BYD | Yes | Yes | 2024-12-17 | 2024-12-17 |  | 0 | 0 | 0
2021-04-01 | HBS2455 | BYD LVS 12.0 w/ Solis RHI-4.6K-48ES-5G inverter, SwitchDin 'smart controller' | 12 |  |  | BYD | LVS 12.0 | 1 | Ginlong Technologies Co Ltd | RHI-4.6K-48ES | BYD | Yes | Yes | 2024-12-17 | 2024-12-17 |  | 0 | 0 | 0
2021-04-01 | HBS2456 | BYD LVS 16.0 w/ Solis RHI-4.6K-48ES-5G inverter, SwitchDin 'smart controller' | 16 |  |  | BYD | LVS 16.0 | 1 | Ginlong Technologies Co Ltd | RHI-4.6K-48ES | BYD | Yes | Yes | 2024-12-17 | 2024-12-17 |  | 0 | 0 | 0
2021-04-01 | HBS2457 | BYD LVS 20.0 w/ Solis RHI-4.6K-48ES-5G inverter, SwitchDin 'smart controller' | 20 |  |  | BYD | LVS 20.0 | 1 | Ginlong Technologies Co Ltd | RHI-4.6K-48ES | BYD | Yes | Yes | 2024-12-17 | 2024-12-17 |  | 0 | 0 | 0
2021-04-01 | HBS2458 | BYD LVS 24.0 w/ Solis RHI-4.6K-48ES-5G inverter, SwitchDin 'smart controller' | 24 |  |  | BYD | LVS 24.0 | 1 | Ginlong Technologies Co Ltd | RHI-4.6K-48ES | BYD | Yes | Yes | 2024-12-17 | 2024-12-17 |  | 0 | 0 | 0
2021-04-01 | HBS2459 | BYD Battery-Box Premium LVL 15.4 w/ Solis RHI-5K-48ES-5G inverter, SwitchDin 'smart controller' | 15.36 |  |  | BYD | Battery-Box Premium LVL 15.4 | 1 | Ginlong Technologies Co Ltd | RHI-5K-48ES | BYD | Yes | Yes | 2024-12-17 | 2024-12-17 |  | 0 | 0 | 0
2021-04-01 | HBS2460 | BYD LVS 8.0 w/ Solis RHI-5K-48ES-5G inverter, SwitchDin 'smart controller' | 8 |  |  | BYD | LVS 8.0 | 1 | Ginlong Technologies Co Ltd | RHI-5K-48ES | BYD | Yes | Yes | 2024-12-17 | 2024-12-17 |  | 0 | 0 | 0
2021-04-01 | HBS2461 | BYD LVS 12.0 w/ Solis RHI-5K-48ES-5G inverter, SwitchDin 'smart controller' | 12 |  |  | BYD | LVS 12.0 | 1 | Ginlong Technologies Co Ltd | RHI-5K-48ES | BYD | Yes | Yes | 2024-12-17 | 2024-12-17 |  | 0 | 0 | 0
2021-04-01 | HBS2462 | BYD LVS 16.0 w/ Solis RHI-5K-48ES-5G inverter, SwitchDin 'smart controller' | 16 |  |  | BYD | LVS 16.0 | 1 | Ginlong Technologies Co Ltd | RHI-5K-48ES | BYD | Yes | Yes | 2024-12-17 | 2024-12-17 |  | 0 | 0 | 0
2021-04-01 | HBS2463 | BYD LVS 20.0 w/ Solis RHI-5K-48ES-5G inverter, SwitchDin 'smart controller' | 20 |  |  | BYD | LVS 20.0 | 1 | Ginlong Technologies Co Ltd | RHI-5K-48ES | BYD | Yes | Yes | 2024-12-17 | 2024-12-17 |  | 0 | 0 | 0
2021-04-01 | HBS2464 | BYD LVS 24.0 w/ Solis RHI-5K-48ES-5G inverter, SwitchDin 'smart controller' | 24 |  |  | BYD | LVS 24.0 | 1 | Ginlong Technologies Co Ltd | RHI-5K-48ES | BYD | Yes | Yes | 2024-12-17 | 2024-12-17 |  | 0 | 0 | 0
2021-04-06 | HBS2488 | Soltaro AIO2-BTLV-10KWH w/ AIO2-INS-5000 inverter | 9 |  |  | Soltaro | AIO2-BTLV-10KWH | 1 | Soltaro | AIO2-INS-5000 | Soltaro | Yes | Yes | 2025-02-16 | 2025-02-16 |  | 0 | 0 | 0
2021-04-06 | HBS2489 | Soltaro AIO2-BTLV-10KWH (x2) w/ AIO2-INS-5000 inverter | 18 |  |  | Soltaro | AIO2-BTLV-10KWH | 2 | Soltaro | AIO2-INS-5000 | Soltaro | Yes | Yes | 2025-02-16 | 2025-02-16 |  | 0 | 0 | 0
2021-04-06 | HBS2490 | Soltaro AIO2-BTLV-10KWH (x3) w/ AIO2-INS-5000 inverter | 27 |  |  | Soltaro | AIO2-BTLV-10KWH | 3 | Soltaro | AIO2-INS-5000 | Soltaro | Yes | Yes | 2025-02-16 | 2025-02-16 |  | 0 | 0 | 0
2021-04-06 | HBS2492 | Soltaro AIO2-BTLV-5KWH (x2) w/ AIO2-INS-5000 inverter | 9 |  |  | Soltaro | AIO2-BTLV-5KWH | 2 | Soltaro | AIO2-INS-5000 | Soltaro | Yes | Yes | 2025-02-16 | 2025-02-16 |  | 0 | 0 | 0
2021-04-06 | HBS2493 | Soltaro AIO2-BTLV-5KWH (x3) w/ AIO2-INS-5000 inverter | 13.5 |  |  | Soltaro | AIO2-BTLV-5KWH | 3 | Soltaro | AIO2-INS-5000 | Soltaro | Yes | Yes | 2025-02-16 | 2025-02-16 |  | 0 | 0 | 0
2021-05-07 | HBS2512 | Huawei LUNA2000-10-S0 w/ SUN2000-2KTL-L1 inverter, SmartDongle-WLAN-FE | 10 |  |  | Huawei | LUNA2000-10-S0 (LUNA2000-5kW-C0 + 2xLUNA2000-5-EO) | 1 | Huawei | SUN2000-2KTL-L1 | Huawei | Yes | Yes | 2024-12-15 | 2024-12-15 |  | 0 | 0 | 0
2021-05-07 | HBS2513 | Huawei LUNA2000-15-S0 w/ SUN2000-2KTL-L1 inverter, SmartDongle-WLAN-FE | 15 |  |  | Huawei | LUNA2000-15-S0 (LUNA2000-5kW-C0 + 3xLUNA2000-5-EO) | 1 | Huawei | SUN2000-2KTL-L1 | Huawei | Yes | Yes | 2024-12-15 | 2024-12-15 |  | 0 | 0 | 0
2021-05-07 | HBS2515 | Huawei LUNA2000-10-S0 w/ SUN2000-3KTL-L1 inverter, SmartDongle-WLAN-FE | 10 |  |  | Huawei | LUNA2000-10-S0 (LUNA2000-5kW-C0 + 2xLUNA2000-5-EO) | 1 | Huawei | SUN2000-3KTL-L1 | Huawei | Yes | Yes | 2024-12-15 | 2024-12-15 |  | 0 | 0 | 0
2021-05-07 | HBS2516 | Huawei LUNA2000-15-S0 w/ SUN2000-3KTL-L1 inverter, SmartDongle-WLAN-FE | 15 |  |  | Huawei | LUNA2000-15-S0 (LUNA2000-5kW-C0 + 3xLUNA2000-5-EO) | 1 | Huawei | SUN2000-3KTL-L1 | Huawei | Yes | Yes | 2024-12-15 | 2024-12-15 |  | 0 | 0 | 0
2021-05-07 | HBS2518 | Huawei LUNA2000-10-S0 w/ SUN2000-4KTL-L1 inverter, SmartDongle-WLAN-FE | 10 |  |  | Huawei | LUNA2000-10-S0 (LUNA2000-5kW-C0 + 2xLUNA2000-5-EO) | 1 | Huawei | SUN2000-4KTL-L1 | Huawei | Yes | Yes | 2024-12-15 | 2024-12-15 |  | 0 | 0 | 0
2021-05-07 | HBS2519 | Huawei LUNA2000-15-S0 w/ SUN2000-4KTL-L1 inverter, SmartDongle-WLAN-FE | 15 |  |  | Huawei | LUNA2000-15-S0 (LUNA2000-5kW-C0 + 3xLUNA2000-5-EO) | 1 | Huawei | SUN2000-4KTL-L1 | Huawei | Yes | Yes | 2024-12-15 | 2024-12-15 |  | 0 | 0 | 0
2021-05-07 | HBS2521 | Huawei LUNA2000-10-S0 w/ SUN2000-4.6KTL-L1 inverter, SmartDongle-WLAN-FE | 10 |  |  | Huawei | LUNA2000-10-S0 (LUNA2000-5kW-C0 + 2xLUNA2000-5-EO) | 1 | Huawei | SUN2000-4.6KTL-L1 | Huawei | Yes | Yes | 2024-12-15 | 2024-12-15 |  | 0 | 0 | 0
2021-05-07 | HBS2522 | Huawei LUNA2000-15-S0 w/ SUN2000-4.6KTL-L1 inverter, SmartDongle-WLAN-FE | 15 |  |  | Huawei | LUNA2000-15-S0 (LUNA2000-5kW-C0 + 3xLUNA2000-5-EO) | 1 | Huawei | SUN2000-4.6KTL-L1 | Huawei | Yes | Yes | 2024-12-15 | 2024-12-15 |  | 0 | 0 | 0
2021-05-07 | HBS2524 | Huawei LUNA2000-10-S0 w/ SUN2000-5KTL-L1 inverter, SmartDongle-WLAN-FE | 10 |  |  | Huawei | LUNA2000-10-S0 (LUNA2000-5kW-C0 + 2xLUNA2000-5-EO) | 1 | Huawei | SUN2000-5KTL-L1 | Huawei | Yes | Yes | 2024-12-15 | 2024-12-15 |  | 0 | 0 | 0
2021-05-07 | HBS2525 | Huawei LUNA2000-15-S0 w/ SUN2000-5KTL-L1 inverter, SmartDongle-WLAN-FE | 15 |  |  | Huawei | LUNA2000-15-S0 (LUNA2000-5kW-C0 + 3xLUNA2000-5-EO) | 1 | Huawei | SUN2000-5KTL-L1 | Huawei | Yes | Yes | 2024-12-15 | 2024-12-15 |  | 0 | 0 | 0
2021-05-07 | HBS2527 | Huawei LUNA2000-10-S0 w/ SUN2000-6KTL-L1 inverter, SmartDongle-WLAN-FE | 10 |  |  | Huawei | LUNA2000-10-S0 (LUNA2000-5kW-C0 + 2xLUNA2000-5-EO) | 1 | Huawei | SUN2000-6KTL-L1 | Huawei | Yes | Yes | 2024-12-15 | 2024-12-15 |  | 0 | 0 | 0
2021-05-07 | HBS2528 | Huawei LUNA2000-15-S0 w/ SUN2000-6KTL-L1 inverter, SmartDongle-WLAN-FE | 15 |  |  | Huawei | LUNA2000-15-S0 (LUNA2000-5kW-C0 + 3xLUNA2000-5-EO) | 1 | Huawei | SUN2000-6KTL-L1 | Huawei | Yes | Yes | 2024-12-15 | 2024-12-15 |  | 0 | 0 | 0
2021-05-07 | HBS2536 | Huawei LUNA2000-10-S0 w/ SUN2000-5KTL-M1 inverter, SmartDongle-WLAN-FE | 10 |  |  | Huawei | LUNA2000-10-S0 (LUNA2000-5kW-C0 + 2xLUNA2000-5-EO) | 1 | Huawei | SUN2000-5KTL-M1 | Huawei | Yes | Yes | 2024-12-15 | 2024-12-15 |  | 0 | 0 | 0
2021-05-07 | HBS2537 | Huawei LUNA2000-15-S0 w/ SUN2000-5KTL-M1 inverter, SmartDongle-WLAN-FE | 15 |  |  | Huawei | LUNA2000-15-S0 (LUNA2000-5kW-C0 + 3xLUNA2000-5-EO) | 1 | Huawei | SUN2000-5KTL-M1 | Huawei | Yes | Yes | 2024-12-15 | 2024-12-15 |  | 0 | 0 | 0
2021-05-07 | HBS2539 | Huawei LUNA2000-10-S0 w/ SUN2000-6KTL-M1 inverter, SmartDongle-WLAN-FE | 10 |  |  | Huawei | LUNA2000-10-S0 (LUNA2000-5kW-C0 + 2xLUNA2000-5-EO) | 1 | Huawei | SUN2000-6KTL-M1 | Huawei | Yes | Yes | 2024-12-15 | 2024-12-15 |  | 0 | 0 | 0
2021-05-07 | HBS2540 | Huawei LUNA2000-15-S0 w/ SUN2000-6KTL-M1 inverter, SmartDongle-WLAN-FE | 15 |  |  | Huawei | LUNA2000-15-S0 (LUNA2000-5kW-C0 + 3xLUNA2000-5-EO) | 1 | Huawei | SUN2000-6KTL-M1 | Huawei | Yes | Yes | 2024-12-15 | 2024-12-15 |  | 0 | 0 | 0
2021-05-11 | HBS2565 | Soluna 10K Pack HV w/ GoodWe GW5KL-ET inverter | 8 |  |  | Soluna | Soluna 10K Pack HV | 1 | GoodWe | GW5KL-ET | Soluna | Yes | Yes | 2025-06-09 | 2025-06-09 |  | 0 | 0 | 0
2021-05-11 | HBS2566 | Soluna 10K Pack HV w/ GoodWe GW6KL-ET inverter | 8 |  |  | Soluna | Soluna 10K Pack HV | 1 | GoodWe | GW6KL-ET | Soluna | Yes | Yes | 2025-06-09 | 2025-06-09 |  | 0 | 0 | 0
2021-05-11 | HBS2567 | Soluna 10K Pack HV w/ GoodWe GW8KL-ET inverter | 8 |  |  | Soluna | Soluna 10K Pack HV | 1 | GoodWe | GW8KL-ET | Soluna | Yes | Yes | 2025-06-09 | 2025-06-09 |  | 0 | 0 | 0
2021-05-11 | HBS2568 | Soluna 10K Pack HV w/ GoodWe GW10KL-ET inverter | 8 |  |  | Soluna | Soluna 10K Pack HV | 1 | GoodWe | GW10KL-ET | Soluna | Yes | Yes | 2025-06-09 | 2025-06-09 |  | 0 | 0 | 0
2021-05-11 | HBS2569 | Soluna 10K Pack HV w/ GoodWe GW3600-EH inverter | 8 |  |  | Soluna | Soluna 10K Pack HV | 1 | GoodWe | GW3600-EH | Soluna | Yes | Yes | 2025-06-08 | 2025-06-08 |  | 0 | 0 | 0
2021-05-11 | HBS2570 | Soluna 10K Pack HV w/ GoodWe GW5000-EH inverter | 8 |  |  | Soluna | Soluna 10K Pack HV | 1 | GoodWe | GW5000-EH | Soluna | Yes | Yes | 2025-06-08 | 2025-06-08 |  | 0 | 0 | 0
2021-05-11 | HBS2571 | Soluna 10K Pack HV w/ GoodWe GW6000-EH inverter | 8 |  |  | Soluna | Soluna 10K Pack HV | 1 | GoodWe | GW6000-EH | Soluna | Yes | Yes | 2025-06-08 | 2025-06-08 |  | 0 | 0 | 0
2021-05-14 | HBS2575 | Zenaji AEON A48-40 (x4) w/ Selectronic SPMC480-AU inverter, Select.live | 7.6 |  |  | Zenaji | A48-40 | 4 | Selectronic | SPMC480-AU | Zenaji | Yes | Yes | 2025-04-08 | 2025-04-08 |  | 0 | 0 | 0
2021-05-14 | HBS2576 | Zenaji AEON A48-40 (x5) w/ Selectronic SPMC480-AU inverter, Select.live | 9.5 |  |  | Zenaji | A48-40 | 5 | Selectronic | SPMC480-AU | Zenaji | Yes | Yes | 2025-04-08 | 2025-04-08 |  | 0 | 0 | 0
2021-05-14 | HBS2577 | Zenaji AEON A48-40 (x6) w/ Selectronic SPMC480-AU inverter, Select.live | 11.4 |  |  | Zenaji | A48-40 | 6 | Selectronic | SPMC480-AU | Zenaji | Yes | Yes | 2025-04-08 | 2025-04-08 |  | 0 | 0 | 0
2021-05-14 | HBS2578 | Zenaji AEON A48-40 (x7) w/ Selectronic SPMC480-AU inverter, Select.live | 13.3 |  |  | Zenaji | A48-40 | 7 | Selectronic | SPMC480-AU | Zenaji | Yes | Yes | 2025-04-08 | 2025-04-08 |  | 0 | 0 | 0
2021-05-14 | HBS2579 | Zenaji AEON A48-40 (x8) w/ Selectronic SPMC480-AU inverter, Select.live | 15.2 |  |  | Zenaji | A48-40 | 8 | Selectronic | SPMC480-AU | Zenaji | Yes | Yes | 2025-04-08 | 2025-04-08 |  | 0 | 0 | 0
2021-05-14 | HBS2580 | Zenaji AEON A48-40 (x9) w/ Selectronic SPMC480-AU inverter, Select.live | 17.1 |  |  | Zenaji | A48-40 | 9 | Selectronic | SPMC480-AU | Zenaji | Yes | Yes | 2025-04-08 | 2025-04-08 |  | 0 | 0 | 0
2021-05-14 | HBS2581 | Zenaji AEON A48-40 (x10) w/ Selectronic SPMC480-AU inverter, Select.live | 19 |  |  | Zenaji | A48-40 | 10 | Selectronic | SPMC480-AU | Zenaji | Yes | Yes | 2025-04-08 | 2025-04-08 |  | 0 | 0 | 0
2021-05-14 | HBS2585 | Zenaji AEON A48-40 (x4) w/ Selectronic SPMC481-AU inverter, Select.live | 7.6 |  |  | Zenaji | A48-40 | 4 | Selectronic | SPMC481-AU | Zenaji | Yes | Yes | 2025-04-08 | 2025-04-08 |  | 0 | 0 | 0
2021-05-14 | HBS2586 | Zenaji AEON A48-40 (x5) w/ Selectronic SPMC481-AU inverter, Select.live | 9.5 |  |  | Zenaji | A48-40 | 5 | Selectronic | SPMC481-AU | Zenaji | Yes | Yes | 2025-04-08 | 2025-04-08 |  | 0 | 0 | 0
2021-05-14 | HBS2587 | Zenaji AEON A48-40 (x6) w/ Selectronic SPMC481-AU inverter, Select.live | 11.4 |  |  | Zenaji | A48-40 | 6 | Selectronic | SPMC481-AU | Zenaji | Yes | Yes | 2025-04-08 | 2025-04-08 |  | 0 | 0 | 0
2021-05-14 | HBS2588 | Zenaji AEON A48-40 (x7) w/ Selectronic SPMC481-AU inverter, Select.live | 13.3 |  |  | Zenaji | A48-40 | 7 | Selectronic | SPMC481-AU | Zenaji | Yes | Yes | 2025-04-08 | 2025-04-08 |  | 0 | 0 | 0
2021-05-14 | HBS2589 | Zenaji AEON A48-40 (x8) w/ Selectronic SPMC481-AU inverter, Select.live | 15.2 |  |  | Zenaji | A48-40 | 8 | Selectronic | SPMC481-AU | Zenaji | Yes | Yes | 2025-04-08 | 2025-04-08 |  | 0 | 0 | 0
2021-05-14 | HBS2590 | Zenaji AEON A48-40 (x9) w/ Selectronic SPMC481-AU inverter, Select.live | 17.1 |  |  | Zenaji | A48-40 | 9 | Selectronic | SPMC481-AU | Zenaji | Yes | Yes | 2025-04-08 | 2025-04-08 |  | 0 | 0 | 0
2021-05-14 | HBS2591 | Zenaji AEON A48-40 (x10) w/ Selectronic SPMC481-AU inverter, Select.live | 19 |  |  | Zenaji | A48-40 | 10 | Selectronic | SPMC481-AU | Zenaji | Yes | Yes | 2025-04-08 | 2025-04-08 |  | 0 | 0 | 0
2021-05-14 | HBS2595 | Zenaji AEON A48-40 (x4) w/ Selectronic SPMC482-AU inverter, Select.live | 7.6 |  |  | Zenaji | A48-40 | 4 | Selectronic | SPMC482-AU | Zenaji | Yes | Yes | 2025-04-08 | 2025-04-08 |  | 0 | 0 | 0
2021-05-14 | HBS2596 | Zenaji AEON A48-40 (x5) w/ Selectronic SPMC482-AU inverter, Select.live | 9.5 |  |  | Zenaji | A48-40 | 5 | Selectronic | SPMC482-AU | Zenaji | Yes | Yes | 2025-04-08 | 2025-04-08 |  | 0 | 0 | 0
2021-05-14 | HBS2597 | Zenaji AEON A48-40 (x6) w/ Selectronic SPMC482-AU inverter, Select.live | 11.4 |  |  | Zenaji | A48-40 | 6 | Selectronic | SPMC482-AU | Zenaji | Yes | Yes | 2025-04-08 | 2025-04-08 |  | 0 | 0 | 0
2021-05-14 | HBS2598 | Zenaji AEON A48-40 (x7) w/ Selectronic SPMC482-AU inverter, Select.live | 13.3 |  |  | Zenaji | A48-40 | 7 | Selectronic | SPMC482-AU | Zenaji | Yes | Yes | 2025-04-08 | 2025-04-08 |  | 0 | 0 | 0
2021-05-14 | HBS2599 | Zenaji AEON A48-40 (x8) w/ Selectronic SPMC482-AU inverter, Select.live | 15.2 |  |  | Zenaji | A48-40 | 8 | Selectronic | SPMC482-AU | Zenaji | Yes | Yes | 2025-04-08 | 2025-04-08 |  | 0 | 0 | 0
2021-05-14 | HBS2600 | Zenaji AEON A48-40 (x9) w/ Selectronic SPMC482-AU inverter, Select.live | 17.1 |  |  | Zenaji | A48-40 | 9 | Selectronic | SPMC482-AU | Zenaji | Yes | Yes | 2025-04-08 | 2025-04-08 |  | 0 | 0 | 0
2021-05-14 | HBS2601 | Zenaji AEON A48-40 (x10) w/ Selectronic SPMC482-AU inverter, Select.live | 19 |  |  | Zenaji | A48-40 | 10 | Selectronic | SPMC482-AU | Zenaji | Yes | Yes | 2025-04-08 | 2025-04-08 |  | 0 | 0 | 0
2021-05-28 | HBS2412 | Pylontech US3000 (2 off) w/ Sofar Solar HYD 3000-ES inverter | 6.4 |  |  | Pylontech | US3000 | 2 | Sofar Solar | HYD 3000-ES | Pylontech | Yes | Yes | 2025-06-23 | 2025-06-23 |  | 0 | 0 | 0
2021-05-28 | HBS2413 | Pylontech US3000 (3 off) w/ Sofar Solar HYD 3000-ES inverter | 9.6 |  |  | Pylontech | US3000 | 3 | Sofar Solar | HYD 3000-ES | Pylontech | Yes | Yes | 2025-06-23 | 2025-06-23 |  | 0 | 0 | 0
2021-05-28 | HBS2414 | Pylontech US3000 (4 off) w/ Sofar Solar HYD 3000-ES inverter | 12.8 |  |  | Pylontech | US3000 | 4 | Sofar Solar | HYD 3000-ES | Pylontech | Yes | Yes | 2025-06-23 | 2025-06-23 |  | 0 | 0 | 0
2021-05-28 | HBS2419 | Pylontech Force-L1-48-148 w/ Sofar Solar HYD 4000-ES inverter | 6.4 |  |  | Pylontech | Force-L1-48-148 | 1 | Sofar Solar | HYD 4000-ES | Pylontech | Yes | Yes | 2025-06-23 | 2025-06-23 |  | 0 | 0 | 0
2021-05-28 | HBS2420 | Pylontech Force-L1-48-222 w/ Sofar Solar HYD 4000-ES inverter | 9.6 |  |  | Pylontech | Force-L1-48-222 | 1 | Sofar Solar | HYD 4000-ES | Pylontech | Yes | Yes | 2025-06-23 | 2025-06-23 |  | 0 | 0 | 0
2021-05-28 | HBS2421 | Pylontech Force-L1-48-296 w/ Sofar Solar HYD 4000-ES inverter | 12.8 |  |  | Pylontech | Force-L1-48-296 | 1 | Sofar Solar | HYD 4000-ES | Pylontech | Yes | Yes | 2025-06-23 | 2025-06-23 |  | 0 | 0 | 0
2021-05-28 | HBS2422 | Pylontech US3000 (2 off) w/ Sofar Solar HYD 4000-ES inverter | 6.4 |  |  | Pylontech | US3000 | 2 | Sofar Solar | HYD 4000-ES | Pylontech | Yes | Yes | 2025-06-23 | 2025-06-23 |  | 0 | 0 | 0
2021-05-28 | HBS2423 | Pylontech US3000 (3 off) w/ Sofar Solar HYD 4000-ES inverter | 9.6 |  |  | Pylontech | US3000 | 3 | Sofar Solar | HYD 4000-ES | Pylontech | Yes | Yes | 2025-06-23 | 2025-06-23 |  | 0 | 0 | 0
2021-05-28 | HBS2424 | Pylontech US3000 (4 off) w/ Sofar Solar HYD 4000-ES inverter | 12.8 |  |  | Pylontech | US3000 | 4 | Sofar Solar | HYD 4000-ES | Pylontech | Yes | Yes | 2025-06-23 | 2025-06-23 |  | 0 | 0 | 0
2021-05-28 | HBS2429 | Pylontech Force-L1-48-148 w/ Sofar Solar HYD 5000-ES inverter | 6.4 |  |  | Pylontech | Force-L1-48-148 | 1 | Sofar Solar | HYD 5000-ES | Pylontech | Yes | Yes | 2025-06-23 | 2025-06-23 |  | 0 | 0 | 0
2021-05-28 | HBS2430 | Pylontech Force-L1-48-222 w/ Sofar Solar HYD 5000-ES inverter | 9.6 |  |  | Pylontech | Force-L1-48-222 | 1 | Sofar Solar | HYD 5000-ES | Pylontech | Yes | Yes | 2025-06-23 | 2025-06-23 |  | 0 | 0 | 0
2021-05-28 | HBS2431 | Pylontech Force-L1-48-296 w/ Sofar Solar HYD 5000-ES inverter | 12.8 |  |  | Pylontech | Force-L1-48-296 | 1 | Sofar Solar | HYD 5000-ES | Pylontech | Yes | Yes | 2025-06-23 | 2025-06-23 |  | 0 | 0 | 0
2021-05-28 | HBS2432 | Pylontech US3000 (2 off) w/ Sofar Solar HYD 5000-ES inverter | 6.4 |  |  | Pylontech | US3000 | 2 | Sofar Solar | HYD 5000-ES | Pylontech | Yes | Yes | 2025-06-23 | 2025-06-23 |  | 0 | 0 | 0
2021-05-28 | HBS2433 | Pylontech US3000 (3 off) w/ Sofar Solar HYD 5000-ES inverter | 9.6 |  |  | Pylontech | US3000 | 3 | Sofar Solar | HYD 5000-ES | Pylontech | Yes | Yes | 2025-06-23 | 2025-06-23 |  | 0 | 0 | 0
2021-05-28 | HBS2434 | Pylontech US3000 (4 off) w/ Sofar Solar HYD 5000-ES inverter | 12.8 |  |  | Pylontech | US3000 | 4 | Sofar Solar | HYD 5000-ES | Pylontech | Yes | Yes | 2025-06-23 | 2025-06-23 |  | 0 | 0 | 0
2021-05-28 | HBS2937 | LG Chem RESU10H (2 off) w/ SolarEdge HD Wave SE10000H-AU0 inverter, SESTI, SE meter | 18.6 |  |  | LGChem | RESU10H-R | 2 | SolarEdge | SE10000H | LGChem | Yes | Yes | 2024-12-10 | 2024-12-10 |  | 0 | 0 | 0
2021-06-07 | HBS2938 | Redback SB7200 Smart Battery | 6.5 | Redback | SB7200 |  |  | 1 |  |  | Redback | Yes | Yes | 2024-12-22 | 2024-12-22 |  | 0 | 0 | 0
2021-07-07 | HBS2613 | BYD LVS 8.0 (x1) w/ Sungrow SH5K-30 inverter, Mondo 'smart controller' | 8 |  |  | BYD | LVS 8.0 | 1 | Sungrow | SH5K-30 | BYD | Yes | Yes | 2024-12-29 | 2024-12-29 |  | 0 | 0 | 0
2021-07-07 | HBS2614 | BYD LVS 12.0 (x1) w/ Sungrow SH5K-30 inverter, Mondo 'smart controller' | 12 |  |  | BYD | LVS 12.0 | 1 | Sungrow | SH5K-30 | BYD | Yes | Yes | 2024-12-29 | 2024-12-29 |  | 0 | 0 | 0
2021-07-07 | HBS2615 | BYD LVS 16.0 (x1) w/ Sungrow SH5K-30 inverter, Mondo 'smart controller' | 16 |  |  | BYD | LVS 16.0 | 1 | Sungrow | SH5K-30 | BYD | Yes | Yes | 2024-12-29 | 2024-12-29 |  | 0 | 0 | 0
2021-07-07 | HBS2616 | BYD LVS 20.0 (x1) w/ Sungrow SH5K-30 inverter, Mondo 'smart controller' | 20 |  |  | BYD | LVS 20.0 | 1 | Sungrow | SH5K-30 | BYD | Yes | Yes | 2024-12-29 | 2024-12-29 |  | 0 | 0 | 0
2021-07-07 | HBS2617 | BYD LVS 24.0 (x1) w/ Sungrow SH5K-30 inverter, Mondo 'smart controller' | 24 |  |  | BYD | LVS 24.0 | 1 | Sungrow | SH5K-30 | BYD | Yes | Yes | 2024-12-29 | 2024-12-29 |  | 0 | 0 | 0
2021-07-07 | HBS2619 | Sungrow SBP4K8 (x2) w/ Sungrow SH5K-30 inverter, Mondo 'smart controller' | 9.2 |  |  | Sungrow | SBP4K8 | 2 | Sungrow | SH5K-30 | Sungrow | Yes | Yes | 2024-12-29 | 2024-12-29 |  | 0 | 0 | 0
2021-07-07 | HBS2620 | Sungrow SBP4K8 (x3) w/ Sungrow SH5K-30 inverter, Mondo 'smart controller' | 13.8 |  |  | Sungrow | SBP4K8 | 3 | Sungrow | SH5K-30 | Sungrow | Yes | Yes | 2024-12-29 | 2024-12-29 |  | 0 | 0 | 0
2021-07-07 | HBS2626 | LG Chem RESU10 (x1) w/ Sungrow SH5K-30 inverter, Mondo 'smart controller' | 8.8 |  |  | LG Chem | RESU10 | 1 | Sungrow | SH5K-30 | LG Chem | Yes | Yes | 2024-12-29 | 2024-12-29 |  | 0 | 0 | 0
2021-07-07 | HBS2627 | LG Chem RESU6.5 (x2) w/ Sungrow SH5K-30 inverter, Mondo 'smart controller' | 11.8 |  |  | LG Chem | RESU6.5 | 2 | Sungrow | SH5K-30 | LG Chem | Yes | Yes | 2024-12-29 | 2024-12-29 |  | 0 | 0 | 0
2021-07-07 | HBS2628 | LG Chem RESU6.5, RESU10 (x2) w/ Sungrow SH5K-30 inverter, Mondo 'smart controller' | 14.7 |  |  | LG Chem | RESU6.5, RESU10 | 2 | Sungrow | SH5K-30 | LG Chem | Yes | Yes | 2024-12-29 | 2024-12-29 |  | 0 | 0 | 0
2021-07-07 | HBS2629 | LG Chem RESU10 (x2) w/ Sungrow SH5K-30 inverter, Mondo 'smart controller' | 17.6 |  |  | LG Chem | RESU10 | 2 | Sungrow | SH5K-30 | LG Chem | Yes | Yes | 2024-12-29 | 2024-12-29 |  | 0 | 0 | 0
2021-07-07 | HBS2630 | LG Chem RESU13 (x1) w/ Sungrow SH5K-30 inverter, Mondo 'smart controller' | 12.4 |  |  | LG Chem | RESU13 | 1 | Sungrow | SH5K-30 | LG Chem | Yes | Yes | 2024-12-29 | 2024-12-29 |  | 0 | 0 | 0
2021-07-07 | HBS2631 | LG Chem RESU10H (x1) w/ Sungrow SH10RT inverter, Mondo 'smart controller' | 9.3 |  |  | LG Chem | RESU10H | 1 | Sungrow | SH10RT | LG Chem | Yes | Yes | 2024-12-16 | 2024-12-16 |  | 0 | 0 | 0
2021-07-07 | HBS2641 | BYD Battery-Box Premium LVL 15.4 (x1) w/ Selectronic SPMC481-AU inverter, Mondo 'smart controller' | 15.4 |  |  | BYD | Battery-Box Premium LVL 15.4 | 1 | Selectronic | SPMC481-AU | BYD | Yes | Yes | 2025-04-08 | 2025-04-08 |  | 0 | 0 | 0
2021-07-07 | HBS2642 | BYD Battery-Box Premium LVL 15.4 (x1) w/ Selectronic SPMC482-AU inverter, Mondo 'smart controller' | 15.4 |  |  | BYD | Battery-Box Premium LVL 15.4 | 1 | Selectronic | SPMC482-AU | BYD | Yes | Yes | 2025-04-08 | 2025-04-08 |  | 0 | 0 | 0
2021-07-07 | HBS2650 | BYD LVS 8.0 (x1) w/ Selectronic SPMC481-AU inverter, Mondo 'smart controller' | 8 |  |  | BYD | LVS 8.0 | 1 | Selectronic | SPMC481-AU | BYD | Yes | Yes | 2025-04-08 | 2025-04-08 |  | 0 | 0 | 0
2021-07-07 | HBS2651 | BYD LVS 12.0 (x1) w/ Selectronic SPMC481-AU inverter, Mondo 'smart controller' | 12 |  |  | BYD | LVS 12.0 | 1 | Selectronic | SPMC481-AU | BYD | Yes | Yes | 2025-04-08 | 2025-04-08 |  | 0 | 0 | 0
2021-07-07 | HBS2652 | BYD LVS 16.0 (x1) w/ Selectronic SPMC481-AU inverter, Mondo 'smart controller' | 16 |  |  | BYD | LVS 16.0 | 1 | Selectronic | SPMC481-AU | BYD | Yes | Yes | 2025-04-08 | 2025-04-08 |  | 0 | 0 | 0
2021-07-07 | HBS2653 | BYD LVS 20.0 (x1) w/ Selectronic SPMC481-AU inverter, Mondo 'smart controller' | 20 |  |  | BYD | LVS 20.0 | 1 | Selectronic | SPMC481-AU | BYD | Yes | Yes | 2025-04-08 | 2025-04-08 |  | 0 | 0 | 0
2021-07-07 | HBS2654 | BYD LVS 24.0 (x1) w/ Selectronic SPMC481-AU inverter, Mondo 'smart controller' | 24 |  |  | BYD | LVS 24.0 | 1 | Selectronic | SPMC481-AU | BYD | Yes | Yes | 2025-04-08 | 2025-04-08 |  | 0 | 0 | 0
2021-07-07 | HBS2656 | BYD LVS 8.0 (x1) w/ Selectronic SPMC482-AU inverter, Mondo 'smart controller' | 8 |  |  | BYD | LVS 8.0 | 1 | Selectronic | SPMC482-AU | BYD | Yes | Yes | 2025-04-08 | 2025-04-08 |  | 0 | 0 | 0
2021-07-07 | HBS2657 | BYD LVS 12.0 (x1) w/ Selectronic SPMC482-AU inverter, Mondo 'smart controller' | 12 |  |  | BYD | LVS 12.0 | 1 | Selectronic | SPMC482-AU | BYD | Yes | Yes | 2025-04-08 | 2025-04-08 |  | 0 | 0 | 0
2021-07-07 | HBS2658 | BYD LVS 16.0 (x1) w/ Selectronic SPMC482-AU inverter, Mondo 'smart controller' | 16 |  |  | BYD | LVS 16.0 | 1 | Selectronic | SPMC482-AU | BYD | Yes | Yes | 2025-04-08 | 2025-04-08 |  | 0 | 0 | 0
2021-07-07 | HBS2659 | BYD LVS 20.0 (x1) w/ Selectronic SPMC482-AU inverter, Mondo 'smart controller' | 20 |  |  | BYD | LVS 20.0 | 1 | Selectronic | SPMC482-AU | BYD | Yes | Yes | 2025-04-08 | 2025-04-08 |  | 0 | 0 | 0
2021-07-07 | HBS2660 | BYD LVS 24.0 (x1) w/ Selectronic SPMC482-AU inverter, Mondo 'smart controller' | 24 |  |  | BYD | LVS 24.0 | 1 | Selectronic | SPMC482-AU | BYD | Yes | Yes | 2025-04-08 | 2025-04-08 |  | 0 | 0 | 0
2021-07-07 | HBS2666 | BYD Battery-Box L 7(Au) (x1) w/ Selectronic SPMC481-AU inverter, Mondo 'smart controller' | 7 |  |  | BYD | Battery-Box L 7(Au) | 1 | Selectronic | SPMC481-AU | BYD | Yes | Yes | 2025-04-08 | 2025-04-08 |  | 0 | 0 | 0
2021-07-07 | HBS2667 | BYD Battery-Box L 7(Au) (x1) w/ Selectronic SPMC482-AU inverter, Mondo 'smart controller' | 7 |  |  | BYD | Battery-Box L 7(Au) | 1 | Selectronic | SPMC482-AU | BYD | Yes | Yes | 2025-04-08 | 2025-04-08 |  | 0 | 0 | 0
2021-07-07 | HBS2668 | BYD Battery-Box L 10.5(Au) (x1) w/ Selectronic SPMC481-AU inverter, Mondo 'smart controller' | 10.5 |  |  | BYD | Battery-Box L 10.5(Au) | 1 | Selectronic | SPMC481-AU | BYD | Yes | Yes | 2025-04-08 | 2025-04-08 |  | 0 | 0 | 0
2021-07-07 | HBS2669 | BYD Battery-Box L 10.5(Au) (x1) w/ Selectronic SPMC482-AU inverter, Mondo 'smart controller' | 10.5 |  |  | BYD | Battery-Box L 10.5(Au) | 1 | Selectronic | SPMC482-AU | BYD | Yes | Yes | 2025-04-08 | 2025-04-08 |  | 0 | 0 | 0
2021-07-07 | HBS2670 | BYD Battery-Box L 14(Au) (x1) w/ Selectronic SPMC481-AU inverter, Mondo 'smart controller' | 14 |  |  | BYD | Battery-Box L 14(Au) | 1 | Selectronic | SPMC481-AU | BYD | Yes | Yes | 2025-04-08 | 2025-04-08 |  | 0 | 0 | 0
2021-07-07 | HBS2671 | BYD Battery-Box L 14(Au) (x1) w/ Selectronic SPMC482-AU inverter, Mondo 'smart controller' | 14 |  |  | BYD | Battery-Box L 14(Au) | 1 | Selectronic | SPMC482-AU | BYD | Yes | Yes | 2025-04-08 | 2025-04-08 |  | 0 | 0 | 0
2021-07-07 | HBS2673 | LG Chem RESU10 (x1) w/ Selectronic SPMC481-AU inverter, Mondo 'smart controller' | 8.8 |  |  | LG Chem | RESU10 | 1 | Selectronic | SPMC481-AU | LG Chem | Yes | Yes | 2025-04-08 | 2025-04-08 |  | 0 | 0 | 0
2021-07-07 | HBS2674 | LG Chem RESU6.5 (x2) w/ Selectronic SPMC481-AU inverter, Mondo 'smart controller' | 11.8 |  |  | LG Chem | RESU6.5 | 2 | Selectronic | SPMC481-AU | LG Chem | Yes | Yes | 2025-04-08 | 2025-04-08 |  | 0 | 0 | 0
2021-07-07 | HBS2675 | LG Chem RESU10 (x2) w/ Selectronic SPMC481-AU inverter, Mondo 'smart controller' | 17.6 |  |  | LG Chem | RESU10 | 2 | Selectronic | SPMC481-AU | LG Chem | Yes | Yes | 2025-04-08 | 2025-04-08 |  | 0 | 0 | 0
2021-07-07 | HBS2677 | LG Chem RESU10 (x1) w/ Selectronic SPMC482-AU inverter, Mondo 'smart controller' | 8.8 |  |  | LG Chem | RESU10 | 1 | Selectronic | SPMC482-AU | LG Chem | Yes | Yes | 2025-04-08 | 2025-04-08 |  | 0 | 0 | 0
2021-07-07 | HBS2678 | LG Chem RESU6.5 (x2) w/ Selectronic SPMC482-AU inverter, Mondo 'smart controller' | 11.8 |  |  | LG Chem | RESU6.5 | 2 | Selectronic | SPMC482-AU | LG Chem | Yes | Yes | 2025-04-08 | 2025-04-08 |  | 0 | 0 | 0
2021-07-07 | HBS2679 | LG Chem RESU10 (x2) w/ Selectronic SPMC482-AU inverter, Mondo 'smart controller' | 17.6 |  |  | LG Chem | RESU10 | 2 | Selectronic | SPMC482-AU | LG Chem | Yes | Yes | 2025-04-08 | 2025-04-08 |  | 0 | 0 | 0
2021-07-07 | HBS2680 | LG Chem RESU13 (x1) w/ Selectronic SPMC481-AU inverter, Mondo 'smart controller' | 12.4 |  |  | LG Chem | RESU13 | 1 | Selectronic | SPMC481-AU | LG Chem | Yes | Yes | 2025-04-08 | 2025-04-08 |  | 0 | 0 | 0
2021-07-07 | HBS2681 | LG Chem RESU13 (x2) w/ Selectronic SPMC481-AU inverter, Mondo 'smart controller' | 24.8 |  |  | LG Chem | RESU13 | 2 | Selectronic | SPMC481-AU | LG Chem | Yes | Yes | 2025-04-08 | 2025-04-08 |  | 0 | 0 | 0
2021-07-07 | HBS2682 | LG Chem RESU13 (x1) w/ Selectronic SPMC482-AU inverter, Mondo 'smart controller' | 12.4 |  |  | LG Chem | RESU13 | 1 | Selectronic | SPMC482-AU | LG Chem | Yes | Yes | 2025-04-08 | 2025-04-08 |  | 0 | 0 | 0
2021-07-07 | HBS2683 | LG Chem RESU13 (x2) w/ Selectronic SPMC482-AU inverter, Mondo 'smart controller' | 24.8 |  |  | LG Chem | RESU13 | 2 | Selectronic | SPMC482-AU | LG Chem | Yes | Yes | 2025-04-08 | 2025-04-08 |  | 0 | 0 | 0
2021-07-07 | HBS2735 | BYD HVS 12.8 (x1) w/ Fronius Symo GEN24 6.0 Plus inverter, Mondo 'smart controller' | 12.8 |  |  | BYD | HVS 12.8 | 1 | Fronius | Symo GEN24 6.0 Plus | BYD | Yes | Yes | 2024-12-03 | 2024-12-03 |  | 0 | 0 | 0
2021-07-07 | HBS2736 | BYD HVS 7.7 (x1) w/ Fronius Symo GEN24 6.0 Plus inverter, Mondo 'smart controller' | 7.7 |  |  | BYD | HVS 7.7 | 1 | Fronius | Symo GEN24 6.0 Plus | BYD | Yes | Yes | 2024-12-03 | 2024-12-03 |  | 0 | 0 | 0
2021-07-07 | HBS2737 | BYD HVS 10.2 (x1) w/ Fronius Symo GEN24 6.0 Plus inverter, Mondo 'smart controller' | 10.2 |  |  | BYD | HVS 10.2 | 1 | Fronius | Symo GEN24 6.0 Plus | BYD | Yes | Yes | 2024-12-03 | 2024-12-03 |  | 0 | 0 | 0
2021-07-07 | HBS2738 | BYD HVS 12.8 (x2) w/ Fronius Symo GEN24 6.0 Plus inverter, Mondo 'smart controller' | 25.6 |  |  | BYD | HVS 12.8 | 2 | Fronius | Symo GEN24 6.0 Plus | BYD | Yes | Yes | 2024-12-03 | 2024-12-03 |  | 0 | 0 | 0
2021-07-07 | HBS2739 | BYD HVS 7.7 (x2) w/ Fronius Symo GEN24 6.0 Plus inverter, Mondo 'smart controller' | 15.4 |  |  | BYD | HVS 7.7 | 2 | Fronius | Symo GEN24 6.0 Plus | BYD | Yes | Yes | 2024-12-03 | 2024-12-03 |  | 0 | 0 | 0
2021-07-07 | HBS2740 | BYD HVS 10.2 (x2) w/ Fronius Symo GEN24 6.0 Plus inverter, Mondo 'smart controller' | 20.4 |  |  | BYD | HVS 10.2 | 2 | Fronius | Symo GEN24 6.0 Plus | BYD | Yes | Yes | 2024-12-03 | 2024-12-03 |  | 0 | 0 | 0
2021-07-07 | HBS2741 | BYD HVS 12.8 (x3) w/ Fronius Symo GEN24 6.0 Plus inverter, Mondo 'smart controller' | 38.4 |  |  | BYD | HVS 12.8 | 3 | Fronius | Symo GEN24 6.0 Plus | BYD | Yes | Yes | 2024-12-03 | 2024-12-03 |  | 0 | 0 | 0
2021-07-07 | HBS2742 | BYD HVS 7.7 (x3) w/ Fronius Symo GEN24 6.0 Plus inverter, Mondo 'smart controller' | 23.1 |  |  | BYD | HVS 7.7 | 3 | Fronius | Symo GEN24 6.0 Plus | BYD | Yes | Yes | 2024-12-03 | 2024-12-03 |  | 0 | 0 | 0
2021-07-07 | HBS2743 | BYD HVS 10.2 (x3) w/ Fronius Symo GEN24 6.0 Plus inverter, Mondo 'smart controller' | 30.6 |  |  | BYD | HVS 10.2 | 3 | Fronius | Symo GEN24 6.0 Plus | BYD | Yes | Yes | 2024-12-03 | 2024-12-03 |  | 0 | 0 | 0
2021-07-07 | HBS2744 | BYD HVM 11.0 (x1) w/ Fronius Symo GEN24 6.0 Plus inverter, Mondo 'smart controller' | 11 |  |  | BYD | HVM 11.0 | 1 | Fronius | Symo GEN24 6.0 Plus | BYD | Yes | Yes | 2024-12-03 | 2024-12-03 |  | 0 | 0 | 0
2021-07-07 | HBS2745 | BYD HVM 13.8 (x1) w/ Fronius Symo GEN24 6.0 Plus inverter, Mondo 'smart controller' | 13.8 |  |  | BYD | HVM 13.8 | 1 | Fronius | Symo GEN24 6.0 Plus | BYD | Yes | Yes | 2024-12-03 | 2024-12-03 |  | 0 | 0 | 0
2021-07-07 | HBS2746 | BYD HVM 16.6 (x1) w/ Fronius Symo GEN24 6.0 Plus inverter, Mondo 'smart controller' | 16.6 |  |  | BYD | HVM 16.6 | 1 | Fronius | Symo GEN24 6.0 Plus | BYD | Yes | Yes | 2024-12-03 | 2024-12-03 |  | 0 | 0 | 0
2021-07-07 | HBS2747 | BYD HVM 19.3 (x1) w/ Fronius Symo GEN24 6.0 Plus inverter, Mondo 'smart controller' | 19.3 |  |  | BYD | HVM 19.3 | 1 | Fronius | Symo GEN24 6.0 Plus | BYD | Yes | Yes | 2024-12-03 | 2024-12-03 |  | 0 | 0 | 0
2021-07-07 | HBS2748 | BYD HVM 22.1 (x1) w/ Fronius Symo GEN24 6.0 Plus inverter, Mondo 'smart controller' | 22.1 |  |  | BYD | HVM 22.1 | 1 | Fronius | Symo GEN24 6.0 Plus | BYD | Yes | Yes | 2024-12-03 | 2024-12-03 |  | 0 | 0 | 0
2021-07-07 | HBS2749 | BYD HVM 11.0 (x2) w/ Fronius Symo GEN24 6.0 Plus inverter, Mondo 'smart controller' | 22 |  |  | BYD | HVM 11.0 | 2 | Fronius | Symo GEN24 6.0 Plus | BYD | Yes | Yes | 2024-12-03 | 2024-12-03 |  | 0 | 0 | 0
2021-07-07 | HBS2750 | BYD HVM 13.8 (x2) w/ Fronius Symo GEN24 6.0 Plus inverter, Mondo 'smart controller' | 27.6 |  |  | BYD | HVM 13.8 | 2 | Fronius | Symo GEN24 6.0 Plus | BYD | Yes | Yes | 2024-12-03 | 2024-12-03 |  | 0 | 0 | 0
2021-07-07 | HBS2751 | BYD HVM 16.6 (x2) w/ Fronius Symo GEN24 6.0 Plus inverter, Mondo 'smart controller' | 33.2 |  |  | BYD | HVM 16.6 | 2 | Fronius | Symo GEN24 6.0 Plus | BYD | Yes | Yes | 2024-12-03 | 2024-12-03 |  | 0 | 0 | 0
2021-07-07 | HBS2752 | BYD HVM 19.3 (x2) w/ Fronius Symo GEN24 6.0 Plus inverter, Mondo 'smart controller' | 38.6 |  |  | BYD | HVM 19.3 | 2 | Fronius | Symo GEN24 6.0 Plus | BYD | Yes | Yes | 2024-12-03 | 2024-12-03 |  | 0 | 0 | 0
2021-07-07 | HBS2753 | BYD HVM 22.1 (x2) w/ Fronius Symo GEN24 6.0 Plus inverter, Mondo 'smart controller' | 44.2 |  |  | BYD | HVM 22.1 | 2 | Fronius | Symo GEN24 6.0 Plus | BYD | Yes | Yes | 2024-12-03 | 2024-12-03 |  | 0 | 0 | 0
2021-07-07 | HBS2754 | BYD HVM 11.0 (x3) w/ Fronius Symo GEN24 6.0 Plus inverter, Mondo 'smart controller' | 33 |  |  | BYD | HVM 11.0 | 3 | Fronius | Symo GEN24 6.0 Plus | BYD | Yes | Yes | 2024-12-03 | 2024-12-03 |  | 0 | 0 | 0
2021-07-07 | HBS2755 | BYD HVM 13.8 (x3) w/ Fronius Symo GEN24 6.0 Plus inverter, Mondo 'smart controller' | 41.4 |  |  | BYD | HVM 13.8 | 3 | Fronius | Symo GEN24 6.0 Plus | BYD | Yes | Yes | 2024-12-03 | 2024-12-03 |  | 0 | 0 | 0
2021-07-07 | HBS2756 | BYD HVM 16.6 (x3) w/ Fronius Symo GEN24 6.0 Plus inverter, Mondo 'smart controller' | 49.8 |  |  | BYD | HVM 16.6 | 3 | Fronius | Symo GEN24 6.0 Plus | BYD | Yes | Yes | 2024-12-03 | 2024-12-03 |  | 0 | 0 | 0
2021-07-07 | HBS2757 | BYD HVM 19.3 (x3) w/ Fronius Symo GEN24 6.0 Plus inverter, Mondo 'smart controller' | 57.9 |  |  | BYD | HVM 19.3 | 3 | Fronius | Symo GEN24 6.0 Plus | BYD | Yes | Yes | 2024-12-03 | 2024-12-03 |  | 0 | 0 | 0
2021-07-07 | HBS2758 | BYD HVS 12.8 (x1) w/ Fronius Symo GEN24 8.0 Plus inverter, Mondo 'smart controller' | 12.8 |  |  | BYD | HVS 12.8 | 1 | Fronius | Symo GEN24 8.0 Plus | BYD | Yes | Yes | 2024-12-03 | 2024-12-03 |  | 0 | 0 | 0
2021-07-07 | HBS2759 | BYD HVS 7.7 (x1) w/ Fronius Symo GEN24 8.0 Plus inverter, Mondo 'smart controller' | 7.7 |  |  | BYD | HVS 7.7 | 1 | Fronius | Symo GEN24 8.0 Plus | BYD | Yes | Yes | 2024-12-03 | 2024-12-03 |  | 0 | 0 | 0
2021-07-07 | HBS2760 | BYD HVS 10.2 (x1) w/ Fronius Symo GEN24 8.0 Plus inverter, Mondo 'smart controller' | 10.2 |  |  | BYD | HVS 10.2 | 1 | Fronius | Symo GEN24 8.0 Plus | BYD | Yes | Yes | 2024-12-03 | 2024-12-03 |  | 0 | 0 | 0
2021-07-07 | HBS2761 | BYD HVS 12.8 (x2) w/ Fronius Symo GEN24 8.0 Plus inverter, Mondo 'smart controller' | 25.6 |  |  | BYD | HVS 12.8 | 2 | Fronius | Symo GEN24 8.0 Plus | BYD | Yes | Yes | 2024-12-03 | 2024-12-03 |  | 0 | 0 | 0
2021-07-07 | HBS2762 | BYD HVS 7.7 (x2) w/ Fronius Symo GEN24 8.0 Plus inverter, Mondo 'smart controller' | 15.4 |  |  | BYD | HVS 7.7 | 2 | Fronius | Symo GEN24 8.0 Plus | BYD | Yes | Yes | 2024-12-03 | 2024-12-03 |  | 0 | 0 | 0
2021-07-07 | HBS2763 | BYD HVS 10.2 (x2) w/ Fronius Symo GEN24 8.0 Plus inverter, Mondo 'smart controller' | 20.4 |  |  | BYD | HVS 10.2 | 2 | Fronius | Symo GEN24 8.0 Plus | BYD | Yes | Yes | 2024-12-03 | 2024-12-03 |  | 0 | 0 | 0
2021-07-07 | HBS2764 | BYD HVS 12.8 (x3) w/ Fronius Symo GEN24 8.0 Plus inverter, Mondo 'smart controller' | 38.4 |  |  | BYD | HVS 12.8 | 3 | Fronius | Symo GEN24 8.0 Plus | BYD | Yes | Yes | 2024-12-03 | 2024-12-03 |  | 0 | 0 | 0
2021-07-07 | HBS2765 | BYD HVS 7.7 (x3) w/ Fronius Symo GEN24 8.0 Plus inverter, Mondo 'smart controller' | 23.1 |  |  | BYD | HVS 7.7 | 3 | Fronius | Symo GEN24 8.0 Plus | BYD | Yes | Yes | 2024-12-03 | 2024-12-03 |  | 0 | 0 | 0
2021-07-07 | HBS2766 | BYD HVS 10.2 (x3) w/ Fronius Symo GEN24 8.0 Plus inverter, Mondo 'smart controller' | 30.6 |  |  | BYD | HVS 10.2 | 3 | Fronius | Symo GEN24 8.0 Plus | BYD | Yes | Yes | 2024-12-03 | 2024-12-03 |  | 0 | 0 | 0
2021-07-07 | HBS2767 | BYD HVM 11.0 (x1) w/ Fronius Symo GEN24 8.0 Plus inverter, Mondo 'smart controller' | 11 |  |  | BYD | HVM 11.0 | 1 | Fronius | Symo GEN24 8.0 Plus | BYD | Yes | Yes | 2024-12-03 | 2024-12-03 |  | 0 | 0 | 0
2021-07-07 | HBS2768 | BYD HVM 13.8 (x1) w/ Fronius Symo GEN24 8.0 Plus inverter, Mondo 'smart controller' | 13.8 |  |  | BYD | HVM 13.8 | 1 | Fronius | Symo GEN24 8.0 Plus | BYD | Yes | Yes | 2024-12-03 | 2024-12-03 |  | 0 | 0 | 0
2021-07-07 | HBS2769 | BYD HVM 16.6 (x1) w/ Fronius Symo GEN24 8.0 Plus inverter, Mondo 'smart controller' | 16.6 |  |  | BYD | HVM 16.6 | 1 | Fronius | Symo GEN24 8.0 Plus | BYD | Yes | Yes | 2024-12-03 | 2024-12-03 |  | 0 | 0 | 0
2021-07-07 | HBS2770 | BYD HVM 19.3 (x1) w/ Fronius Symo GEN24 8.0 Plus inverter, Mondo 'smart controller' | 19.3 |  |  | BYD | HVM 19.3 | 1 | Fronius | Symo GEN24 8.0 Plus | BYD | Yes | Yes | 2024-12-03 | 2024-12-03 |  | 0 | 0 | 0
2021-07-07 | HBS2771 | BYD HVM 22.1 (x1) w/ Fronius Symo GEN24 8.0 Plus inverter, Mondo 'smart controller' | 22.1 |  |  | BYD | HVM 22.1 | 1 | Fronius | Symo GEN24 8.0 Plus | BYD | Yes | Yes | 2024-12-03 | 2024-12-03 |  | 0 | 0 | 0
2021-07-07 | HBS2772 | BYD HVM 11.0 (x2) w/ Fronius Symo GEN24 8.0 Plus inverter, Mondo 'smart controller' | 22 |  |  | BYD | HVM 11.0 | 2 | Fronius | Symo GEN24 8.0 Plus | BYD | Yes | Yes | 2024-12-03 | 2024-12-03 |  | 0 | 0 | 0
2021-07-07 | HBS2773 | BYD HVM 13.8 (x2) w/ Fronius Symo GEN24 8.0 Plus inverter, Mondo 'smart controller' | 27.6 |  |  | BYD | HVM 13.8 | 2 | Fronius | Symo GEN24 8.0 Plus | BYD | Yes | Yes | 2024-12-03 | 2024-12-03 |  | 0 | 0 | 0
2021-07-07 | HBS2774 | BYD HVM 16.6 (x2) w/ Fronius Symo GEN24 8.0 Plus inverter, Mondo 'smart controller' | 33.2 |  |  | BYD | HVM 16.6 | 2 | Fronius | Symo GEN24 8.0 Plus | BYD | Yes | Yes | 2024-12-03 | 2024-12-03 |  | 0 | 0 | 0
2021-07-07 | HBS2775 | BYD HVM 19.3 (x2) w/ Fronius Symo GEN24 8.0 Plus inverter, Mondo 'smart controller' | 38.6 |  |  | BYD | HVM 19.3 | 2 | Fronius | Symo GEN24 8.0 Plus | BYD | Yes | Yes | 2024-12-03 | 2024-12-03 |  | 0 | 0 | 0
2021-07-07 | HBS2776 | BYD HVM 22.1 (x2) w/ Fronius Symo GEN24 8.0 Plus inverter, Mondo 'smart controller' | 44.2 |  |  | BYD | HVM 22.1 | 2 | Fronius | Symo GEN24 8.0 Plus | BYD | Yes | Yes | 2024-12-03 | 2024-12-03 |  | 0 | 0 | 0
2021-07-07 | HBS2777 | BYD HVM 11.0 (x3) w/ Fronius Symo GEN24 8.0 Plus inverter, Mondo 'smart controller' | 33 |  |  | BYD | HVM 11.0 | 3 | Fronius | Symo GEN24 8.0 Plus | BYD | Yes | Yes | 2024-12-03 | 2024-12-03 |  | 0 | 0 | 0
2021-07-07 | HBS2778 | BYD HVM 13.8 (x3) w/ Fronius Symo GEN24 8.0 Plus inverter, Mondo 'smart controller' | 41.4 |  |  | BYD | HVM 13.8 | 3 | Fronius | Symo GEN24 8.0 Plus | BYD | Yes | Yes | 2024-12-03 | 2024-12-03 |  | 0 | 0 | 0
2021-07-07 | HBS2779 | BYD HVM 16.6 (x3) w/ Fronius Symo GEN24 8.0 Plus inverter, Mondo 'smart controller' | 49.8 |  |  | BYD | HVM 16.6 | 3 | Fronius | Symo GEN24 8.0 Plus | BYD | Yes | Yes | 2024-12-03 | 2024-12-03 |  | 0 | 0 | 0
2021-07-07 | HBS2780 | BYD HVM 19.3 (x3) w/ Fronius Symo GEN24 8.0 Plus inverter, Mondo 'smart controller' | 57.9 |  |  | BYD | HVM 19.3 | 3 | Fronius | Symo GEN24 8.0 Plus | BYD | Yes | Yes | 2024-12-03 | 2024-12-03 |  | 0 | 0 | 0
2021-07-07 | HBS2781 | BYD HVS 12.8 (x1) w/ Fronius Symo GEN24 10.0 Plus inverter, Mondo 'smart controller' | 12.8 |  |  | BYD | HVS 12.8 | 1 | Fronius | Symo GEN24 10.0 Plus | BYD | Yes | Yes | 2024-12-03 | 2024-12-03 |  | 0 | 0 | 0
2021-07-07 | HBS2782 | BYD HVS 7.7 (x1) w/ Fronius Symo GEN24 10.0 Plus inverter, Mondo 'smart controller' | 7.7 |  |  | BYD | HVS 7.7 | 1 | Fronius | Symo GEN24 10.0 Plus | BYD | Yes | Yes | 2024-12-03 | 2024-12-03 |  | 0 | 0 | 0
2021-07-07 | HBS2783 | BYD HVS 10.2 (x1) w/ Fronius Symo GEN24 10.0 Plus inverter, Mondo 'smart controller' | 10.2 |  |  | BYD | HVS 10.2 | 1 | Fronius | Symo GEN24 10.0 Plus | BYD | Yes | Yes | 2024-12-03 | 2024-12-03 |  | 0 | 0 | 0
2021-07-07 | HBS2784 | BYD HVS 12.8 (x2) w/ Fronius Symo GEN24 10.0 Plus inverter, Mondo 'smart controller' | 25.6 |  |  | BYD | HVS 12.8 | 2 | Fronius | Symo GEN24 10.0 Plus | BYD | Yes | Yes | 2024-12-03 | 2024-12-03 |  | 0 | 0 | 0
2021-07-07 | HBS2785 | BYD HVS 7.7 (x2) w/ Fronius Symo GEN24 10.0 Plus inverter, Mondo 'smart controller' | 15.4 |  |  | BYD | HVS 7.7 | 2 | Fronius | Symo GEN24 10.0 Plus | BYD | Yes | Yes | 2024-12-03 | 2024-12-03 |  | 0 | 0 | 0
2021-07-07 | HBS2786 | BYD HVS 10.2 (x2) w/ Fronius Symo GEN24 10.0 Plus inverter, Mondo 'smart controller' | 20.4 |  |  | BYD | HVS 10.2 | 2 | Fronius | Symo GEN24 10.0 Plus | BYD | Yes | Yes | 2024-12-03 | 2024-12-03 |  | 0 | 0 | 0
2021-07-07 | HBS2787 | BYD HVS 12.8 (x3) w/ Fronius Symo GEN24 10.0 Plus inverter, Mondo 'smart controller' | 38.4 |  |  | BYD | HVS 12.8 | 3 | Fronius | Symo GEN24 10.0 Plus | BYD | Yes | Yes | 2024-12-03 | 2024-12-03 |  | 0 | 0 | 0
2021-07-07 | HBS2788 | BYD HVS 7.7 (x3) w/ Fronius Symo GEN24 10.0 Plus inverter, Mondo 'smart controller' | 23.1 |  |  | BYD | HVS 7.7 | 3 | Fronius | Symo GEN24 10.0 Plus | BYD | Yes | Yes | 2024-12-03 | 2024-12-03 |  | 0 | 0 | 0
2021-07-07 | HBS2789 | BYD HVS 10.2 (x3) w/ Fronius Symo GEN24 10.0 Plus inverter, Mondo 'smart controller' | 30.6 |  |  | BYD | HVS 10.2 | 3 | Fronius | Symo GEN24 10.0 Plus | BYD | Yes | Yes | 2024-12-03 | 2024-12-03 |  | 0 | 0 | 0
2021-07-07 | HBS2790 | BYD HVM 11.0 (x1) w/ Fronius Symo GEN24 10.0 Plus inverter, Mondo 'smart controller' | 11 |  |  | BYD | HVM 11.0 | 1 | Fronius | Symo GEN24 10.0 Plus | BYD | Yes | Yes | 2024-12-03 | 2024-12-03 |  | 0 | 0 | 0
2021-07-07 | HBS2791 | BYD HVM 13.8 (x1) w/ Fronius Symo GEN24 10.0 Plus inverter, Mondo 'smart controller' | 13.8 |  |  | BYD | HVM 13.8 | 1 | Fronius | Symo GEN24 10.0 Plus | BYD | Yes | Yes | 2024-12-03 | 2024-12-03 |  | 0 | 0 | 0
2021-07-07 | HBS2792 | BYD HVM 16.6 (x1) w/ Fronius Symo GEN24 10.0 Plus inverter, Mondo 'smart controller' | 16.6 |  |  | BYD | HVM 16.6 | 1 | Fronius | Symo GEN24 10.0 Plus | BYD | Yes | Yes | 2024-12-03 | 2024-12-03 |  | 0 | 0 | 0
2021-07-07 | HBS2793 | BYD HVM 19.3 (x1) w/ Fronius Symo GEN24 10.0 Plus inverter, Mondo 'smart controller' | 19.3 |  |  | BYD | HVM 19.3 | 1 | Fronius | Symo GEN24 10.0 Plus | BYD | Yes | Yes | 2024-12-03 | 2024-12-03 |  | 0 | 0 | 0
2021-07-07 | HBS2794 | BYD HVM 22.1 (x1) w/ Fronius Symo GEN24 10.0 Plus inverter, Mondo 'smart controller' | 22.1 |  |  | BYD | HVM 22.1 | 1 | Fronius | Symo GEN24 10.0 Plus | BYD | Yes | Yes | 2024-12-03 | 2024-12-03 |  | 0 | 0 | 0
2021-07-07 | HBS2795 | BYD HVM 11.0 (x2) w/ Fronius Symo GEN24 10.0 Plus inverter, Mondo 'smart controller' | 22 |  |  | BYD | HVM 11.0 | 2 | Fronius | Symo GEN24 10.0 Plus | BYD | Yes | Yes | 2024-12-03 | 2024-12-03 |  | 0 | 0 | 0
2021-07-07 | HBS2796 | BYD HVM 13.8 (x2) w/ Fronius Symo GEN24 10.0 Plus inverter, Mondo 'smart controller' | 27.6 |  |  | BYD | HVM 13.8 | 2 | Fronius | Symo GEN24 10.0 Plus | BYD | Yes | Yes | 2024-12-03 | 2024-12-03 |  | 0 | 0 | 0
2021-07-07 | HBS2797 | BYD HVM 16.6 (x2) w/ Fronius Symo GEN24 10.0 Plus inverter, Mondo 'smart controller' | 33.2 |  |  | BYD | HVM 16.6 | 2 | Fronius | Symo GEN24 10.0 Plus | BYD | Yes | Yes | 2024-12-03 | 2024-12-03 |  | 0 | 0 | 0
2021-07-07 | HBS2798 | BYD HVM 19.3 (x2) w/ Fronius Symo GEN24 10.0 Plus inverter, Mondo 'smart controller' | 38.6 |  |  | BYD | HVM 19.3 | 2 | Fronius | Symo GEN24 10.0 Plus | BYD | Yes | Yes | 2024-12-03 | 2024-12-03 |  | 0 | 0 | 0
2021-07-07 | HBS2799 | BYD HVM 22.1 (x2) w/ Fronius Symo GEN24 10.0 Plus inverter, Mondo 'smart controller' | 44.2 |  |  | BYD | HVM 22.1 | 2 | Fronius | Symo GEN24 10.0 Plus | BYD | Yes | Yes | 2024-12-03 | 2024-12-03 |  | 0 | 0 | 0
2021-07-07 | HBS2800 | BYD HVM 11.0 (x3) w/ Fronius Symo GEN24 10.0 Plus inverter, Mondo 'smart controller' | 33 |  |  | BYD | HVM 11.0 | 3 | Fronius | Symo GEN24 10.0 Plus | BYD | Yes | Yes | 2024-12-03 | 2024-12-03 |  | 0 | 0 | 0
2021-07-07 | HBS2801 | BYD HVM 13.8 (x3) w/ Fronius Symo GEN24 10.0 Plus inverter, Mondo 'smart controller' | 41.4 |  |  | BYD | HVM 13.8 | 3 | Fronius | Symo GEN24 10.0 Plus | BYD | Yes | Yes | 2024-12-03 | 2024-12-03 |  | 0 | 0 | 0
2021-07-07 | HBS2802 | BYD HVM 16.6 (x3) w/ Fronius Symo GEN24 10.0 Plus inverter, Mondo 'smart controller' | 49.8 |  |  | BYD | HVM 16.6 | 3 | Fronius | Symo GEN24 10.0 Plus | BYD | Yes | Yes | 2024-12-03 | 2024-12-03 |  | 0 | 0 | 0
2021-07-07 | HBS2803 | BYD HVM 19.3 (x3) w/ Fronius Symo GEN24 10.0 Plus inverter, Mondo 'smart controller' | 57.9 |  |  | BYD | HVM 19.3 | 3 | Fronius | Symo GEN24 10.0 Plus | BYD | Yes | Yes | 2024-12-03 | 2024-12-03 |  | 0 | 0 | 0
2021-07-07 | HBS2804 | BYD HVS 12.8 (x1) w/ Fronius Primo GEN24 3.0 Plus inverter, Mondo 'smart controller' | 12.8 |  |  | BYD | HVS 12.8 | 1 | Fronius | Primo GEN24 3.0 Plus | BYD | Yes | Yes | 2024-11-27 | 2024-11-27 |  | 0 | 0 | 0
2021-07-07 | HBS2805 | BYD HVS 7.7 (x1) w/ Fronius Primo GEN24 3.0 Plus inverter, Mondo 'smart controller' | 7.7 |  |  | BYD | HVS 7.7 | 1 | Fronius | Primo GEN24 3.0 Plus | BYD | Yes | Yes | 2024-11-27 | 2024-11-27 |  | 0 | 0 | 0
2021-07-07 | HBS2806 | BYD HVS 12.8 (x2) w/ Fronius Primo GEN24 3.0 Plus inverter, Mondo 'smart controller' | 25.6 |  |  | BYD | HVS 12.8 | 2 | Fronius | Primo GEN24 3.0 Plus | BYD | Yes | Yes | 2024-11-27 | 2024-11-27 |  | 0 | 0 | 0
2021-07-07 | HBS2807 | BYD HVS 7.7 (x2) w/ Fronius Primo GEN24 3.0 Plus inverter, Mondo 'smart controller' | 15.4 |  |  | BYD | HVS 7.7 | 2 | Fronius | Primo GEN24 3.0 Plus | BYD | Yes | Yes | 2024-11-27 | 2024-11-27 |  | 0 | 0 | 0
2021-07-07 | HBS2808 | BYD HVS 12.8 (x3) w/ Fronius Primo GEN24 3.0 Plus inverter, Mondo 'smart controller' | 38.4 |  |  | BYD | HVS 12.8 | 3 | Fronius | Primo GEN24 3.0 Plus | BYD | Yes | Yes | 2024-11-27 | 2024-11-27 |  | 0 | 0 | 0
2021-07-07 | HBS2809 | BYD HVS 7.7 (x3) w/ Fronius Primo GEN24 3.0 Plus inverter, Mondo 'smart controller' | 23.1 |  |  | BYD | HVS 7.7 | 3 | Fronius | Primo GEN24 3.0 Plus | BYD | Yes | Yes | 2024-11-27 | 2024-11-27 |  | 0 | 0 | 0
2021-07-07 | HBS2810 | BYD HVM 11.0 (x1) w/ Fronius Primo GEN24 3.0 Plus inverter, Mondo 'smart controller' | 11 |  |  | BYD | HVM 11.0 | 1 | Fronius | Primo GEN24 3.0 Plus | BYD | Yes | Yes | 2024-11-27 | 2024-11-27 |  | 0 | 0 | 0
2021-07-07 | HBS2811 | BYD HVM 13.8 (x1) w/ Fronius Primo GEN24 3.0 Plus inverter, Mondo 'smart controller' | 13.8 |  |  | BYD | HVM 13.8 | 1 | Fronius | Primo GEN24 3.0 Plus | BYD | Yes | Yes | 2024-11-27 | 2024-11-27 |  | 0 | 0 | 0
2021-07-07 | HBS2812 | BYD HVM 16.6 (x1) w/ Fronius Primo GEN24 3.0 Plus inverter, Mondo 'smart controller' | 16.6 |  |  | BYD | HVM 16.6 | 1 | Fronius | Primo GEN24 3.0 Plus | BYD | Yes | Yes | 2024-11-27 | 2024-11-27 |  | 0 | 0 | 0
2021-07-07 | HBS2813 | BYD HVM 19.3 (x1) w/ Fronius Primo GEN24 3.0 Plus inverter, Mondo 'smart controller' | 19.3 |  |  | BYD | HVM 19.3 | 1 | Fronius | Primo GEN24 3.0 Plus | BYD | Yes | Yes | 2024-11-27 | 2024-11-27 |  | 0 | 0 | 0
2021-07-07 | HBS2814 | BYD HVM 11.0 (x2) w/ Fronius Primo GEN24 3.0 Plus inverter, Mondo 'smart controller' | 22 |  |  | BYD | HVM 11.0 | 2 | Fronius | Primo GEN24 3.0 Plus | BYD | Yes | Yes | 2024-11-27 | 2024-11-27 |  | 0 | 0 | 0
2021-07-07 | HBS2815 | BYD HVM 13.8 (x2) w/ Fronius Primo GEN24 3.0 Plus inverter, Mondo 'smart controller' | 27.6 |  |  | BYD | HVM 13.8 | 2 | Fronius | Primo GEN24 3.0 Plus | BYD | Yes | Yes | 2024-11-27 | 2024-11-27 |  | 0 | 0 | 0
2021-07-07 | HBS2816 | BYD HVM 16.6 (x2) w/ Fronius Primo GEN24 3.0 Plus inverter, Mondo 'smart controller' | 33.2 |  |  | BYD | HVM 16.6 | 2 | Fronius | Primo GEN24 3.0 Plus | BYD | Yes | Yes | 2024-11-27 | 2024-11-27 |  | 0 | 0 | 0
2021-07-07 | HBS2817 | BYD HVM 19.3 (x2) w/ Fronius Primo GEN24 3.0 Plus inverter, Mondo 'smart controller' | 38.6 |  |  | BYD | HVM 19.3 | 2 | Fronius | Primo GEN24 3.0 Plus | BYD | Yes | Yes | 2024-11-27 | 2024-11-27 |  | 0 | 0 | 0
2021-07-07 | HBS2818 | BYD HVM 11.0 (x3) w/ Fronius Primo GEN24 3.0 Plus inverter, Mondo 'smart controller' | 33 |  |  | BYD | HVM 11.0 | 3 | Fronius | Primo GEN24 3.0 Plus | BYD | Yes | Yes | 2024-11-27 | 2024-11-27 |  | 0 | 0 | 0
2021-07-07 | HBS2819 | BYD HVM 13.8 (x3) w/ Fronius Primo GEN24 3.0 Plus inverter, Mondo 'smart controller' | 41.4 |  |  | BYD | HVM 13.8 | 3 | Fronius | Primo GEN24 3.0 Plus | BYD | Yes | Yes | 2024-11-27 | 2024-11-27 |  | 0 | 0 | 0
2021-07-07 | HBS2820 | BYD HVM 16.6 (x3) w/ Fronius Primo GEN24 3.0 Plus inverter, Mondo 'smart controller' | 49.8 |  |  | BYD | HVM 16.6 | 3 | Fronius | Primo GEN24 3.0 Plus | BYD | Yes | Yes | 2024-11-27 | 2024-11-27 |  | 0 | 0 | 0
2021-07-07 | HBS2821 | BYD HVM 19.3 (x3) w/ Fronius Primo GEN24 3.0 Plus inverter, Mondo 'smart controller' | 57.9 |  |  | BYD | HVM 19.3 | 3 | Fronius | Primo GEN24 3.0 Plus | BYD | Yes | Yes | 2024-11-27 | 2024-11-27 |  | 0 | 0 | 0
2021-07-07 | HBS2822 | BYD HVS 12.8 (x1) w/ Fronius Primo GEN24 3.6 Plus inverter, Mondo 'smart controller' | 12.8 |  |  | BYD | HVS 12.8 | 1 | Fronius | Primo GEN24 3.6 Plus | BYD | Yes | Yes | 2024-11-27 | 2024-11-27 |  | 0 | 0 | 0
2021-07-07 | HBS2823 | BYD HVS 7.7 (x1) w/ Fronius Primo GEN24 3.6 Plus inverter, Mondo 'smart controller' | 7.7 |  |  | BYD | HVS 7.7 | 1 | Fronius | Primo GEN24 3.6 Plus | BYD | Yes | Yes | 2024-11-27 | 2024-11-27 |  | 0 | 0 | 0
2021-07-07 | HBS2824 | BYD HVS 12.8 (x2) w/ Fronius Primo GEN24 3.6 Plus inverter, Mondo 'smart controller' | 25.6 |  |  | BYD | HVS 12.8 | 2 | Fronius | Primo GEN24 3.6 Plus | BYD | Yes | Yes | 2024-11-27 | 2024-11-27 |  | 0 | 0 | 0
2021-07-07 | HBS2825 | BYD HVS 7.7 (x2) w/ Fronius Primo GEN24 3.6 Plus inverter, Mondo 'smart controller' | 15.4 |  |  | BYD | HVS 7.7 | 2 | Fronius | Primo GEN24 3.6 Plus | BYD | Yes | Yes | 2024-11-27 | 2024-11-27 |  | 0 | 0 | 0
2021-07-07 | HBS2826 | BYD HVS 12.8 (x3) w/ Fronius Primo GEN24 3.6 Plus inverter, Mondo 'smart controller' | 38.4 |  |  | BYD | HVS 12.8 | 3 | Fronius | Primo GEN24 3.6 Plus | BYD | Yes | Yes | 2024-11-27 | 2024-11-27 |  | 0 | 0 | 0
2021-07-07 | HBS2827 | BYD HVS 7.7 (x3) w/ Fronius Primo GEN24 3.6 Plus inverter, Mondo 'smart controller' | 23.1 |  |  | BYD | HVS 7.7 | 3 | Fronius | Primo GEN24 3.6 Plus | BYD | Yes | Yes | 2024-11-27 | 2024-11-27 |  | 0 | 0 | 0
2021-07-07 | HBS2828 | BYD HVM 11.0 (x1) w/ Fronius Primo GEN24 3.6 Plus inverter, Mondo 'smart controller' | 11 |  |  | BYD | HVM 11.0 | 1 | Fronius | Primo GEN24 3.6 Plus | BYD | Yes | Yes | 2024-11-27 | 2024-11-27 |  | 0 | 0 | 0
2021-07-07 | HBS2829 | BYD HVM 13.8 (x1) w/ Fronius Primo GEN24 3.6 Plus inverter, Mondo 'smart controller' | 13.8 |  |  | BYD | HVM 13.8 | 1 | Fronius | Primo GEN24 3.6 Plus | BYD | Yes | Yes | 2024-11-27 | 2024-11-27 |  | 0 | 0 | 0
2021-07-07 | HBS2830 | BYD HVM 16.6 (x1) w/ Fronius Primo GEN24 3.6 Plus inverter, Mondo 'smart controller' | 16.6 |  |  | BYD | HVM 16.6 | 1 | Fronius | Primo GEN24 3.6 Plus | BYD | Yes | Yes | 2024-11-27 | 2024-11-27 |  | 0 | 0 | 0
2021-07-07 | HBS2831 | BYD HVM 19.3 (x1) w/ Fronius Primo GEN24 3.6 Plus inverter, Mondo 'smart controller' | 19.3 |  |  | BYD | HVM 19.3 | 1 | Fronius | Primo GEN24 3.6 Plus | BYD | Yes | Yes | 2024-11-27 | 2024-11-27 |  | 0 | 0 | 0
2021-07-07 | HBS2832 | BYD HVM 11.0 (x2) w/ Fronius Primo GEN24 3.6 Plus inverter, Mondo 'smart controller' | 22 |  |  | BYD | HVM 11.0 | 2 | Fronius | Primo GEN24 3.6 Plus | BYD | Yes | Yes | 2024-11-27 | 2024-11-27 |  | 0 | 0 | 0
2021-07-07 | HBS2833 | BYD HVM 13.8 (x2) w/ Fronius Primo GEN24 3.6 Plus inverter, Mondo 'smart controller' | 27.6 |  |  | BYD | HVM 13.8 | 2 | Fronius | Primo GEN24 3.6 Plus | BYD | Yes | Yes | 2024-11-27 | 2024-11-27 |  | 0 | 0 | 0
2021-07-07 | HBS2834 | BYD HVM 16.6 (x2) w/ Fronius Primo GEN24 3.6 Plus inverter, Mondo 'smart controller' | 33.2 |  |  | BYD | HVM 16.6 | 2 | Fronius | Primo GEN24 3.6 Plus | BYD | Yes | Yes | 2024-11-27 | 2024-11-27 |  | 0 | 0 | 0
2021-07-07 | HBS2835 | BYD HVM 19.3 (x2) w/ Fronius Primo GEN24 3.6 Plus inverter, Mondo 'smart controller' | 38.6 |  |  | BYD | HVM 19.3 | 2 | Fronius | Primo GEN24 3.6 Plus | BYD | Yes | Yes | 2024-11-27 | 2024-11-27 |  | 0 | 0 | 0
2021-07-07 | HBS2836 | BYD HVM 11.0 (x3) w/ Fronius Primo GEN24 3.6 Plus inverter, Mondo 'smart controller' | 33 |  |  | BYD | HVM 11.0 | 3 | Fronius | Primo GEN24 3.6 Plus | BYD | Yes | Yes | 2024-11-27 | 2024-11-27 |  | 0 | 0 | 0
2021-07-07 | HBS2837 | BYD HVM 13.8 (x3) w/ Fronius Primo GEN24 3.6 Plus inverter, Mondo 'smart controller' | 41.4 |  |  | BYD | HVM 13.8 | 3 | Fronius | Primo GEN24 3.6 Plus | BYD | Yes | Yes | 2024-11-27 | 2024-11-27 |  | 0 | 0 | 0
2021-07-07 | HBS2838 | BYD HVM 16.6 (x3) w/ Fronius Primo GEN24 3.6 Plus inverter, Mondo 'smart controller' | 49.8 |  |  | BYD | HVM 16.6 | 3 | Fronius | Primo GEN24 3.6 Plus | BYD | Yes | Yes | 2024-11-27 | 2024-11-27 |  | 0 | 0 | 0
2021-07-07 | HBS2839 | BYD HVM 19.3 (x3) w/ Fronius Primo GEN24 3.6 Plus inverter, Mondo 'smart controller' | 57.9 |  |  | BYD | HVM 19.3 | 3 | Fronius | Primo GEN24 3.6 Plus | BYD | Yes | Yes | 2024-11-27 | 2024-11-27 |  | 0 | 0 | 0
2021-07-07 | HBS2840 | BYD HVS 12.8 (x1) w/ Fronius Primo GEN24 4.0 Plus inverter, Mondo 'smart controller' | 12.8 |  |  | BYD | HVS 12.8 | 1 | Fronius | Primo GEN24 4.0 Plus | BYD | Yes | Yes | 2024-11-27 | 2024-11-27 |  | 0 | 0 | 0
2021-07-07 | HBS2841 | BYD HVS 7.7 (x1) w/ Fronius Primo GEN24 4.0 Plus inverter, Mondo 'smart controller' | 7.7 |  |  | BYD | HVS 7.7 | 1 | Fronius | Primo GEN24 4.0 Plus | BYD | Yes | Yes | 2024-11-27 | 2024-11-27 |  | 0 | 0 | 0
2021-07-07 | HBS2842 | BYD HVS 12.8 (x2) w/ Fronius Primo GEN24 4.0 Plus inverter, Mondo 'smart controller' | 25.6 |  |  | BYD | HVS 12.8 | 2 | Fronius | Primo GEN24 4.0 Plus | BYD | Yes | Yes | 2024-11-27 | 2024-11-27 |  | 0 | 0 | 0
2021-07-07 | HBS2843 | BYD HVS 7.7 (x2) w/ Fronius Primo GEN24 4.0 Plus inverter, Mondo 'smart controller' | 15.4 |  |  | BYD | HVS 7.7 | 2 | Fronius | Primo GEN24 4.0 Plus | BYD | Yes | Yes | 2024-11-27 | 2024-11-27 |  | 0 | 0 | 0
2021-07-07 | HBS2844 | BYD HVS 12.8 (x3) w/ Fronius Primo GEN24 4.0 Plus inverter, Mondo 'smart controller' | 38.4 |  |  | BYD | HVS 12.8 | 3 | Fronius | Primo GEN24 4.0 Plus | BYD | Yes | Yes | 2024-11-27 | 2024-11-27 |  | 0 | 0 | 0
2021-07-07 | HBS2845 | BYD HVS 7.7 (x3) w/ Fronius Primo GEN24 4.0 Plus inverter, Mondo 'smart controller' | 23.1 |  |  | BYD | HVS 7.7 | 3 | Fronius | Primo GEN24 4.0 Plus | BYD | Yes | Yes | 2024-11-27 | 2024-11-27 |  | 0 | 0 | 0
2021-07-07 | HBS2846 | BYD HVM 11.0 (x1) w/ Fronius Primo GEN24 4.0 Plus inverter, Mondo 'smart controller' | 11 |  |  | BYD | HVM 11.0 | 1 | Fronius | Primo GEN24 4.0 Plus | BYD | Yes | Yes | 2024-11-27 | 2024-11-27 |  | 0 | 0 | 0
2021-07-07 | HBS2847 | BYD HVM 13.8 (x1) w/ Fronius Primo GEN24 4.0 Plus inverter, Mondo 'smart controller' | 13.8 |  |  | BYD | HVM 13.8 | 1 | Fronius | Primo GEN24 4.0 Plus | BYD | Yes | Yes | 2024-11-27 | 2024-11-27 |  | 0 | 0 | 0
2021-07-07 | HBS2848 | BYD HVM 16.6 (x1) w/ Fronius Primo GEN24 4.0 Plus inverter, Mondo 'smart controller' | 16.6 |  |  | BYD | HVM 16.6 | 1 | Fronius | Primo GEN24 4.0 Plus | BYD | Yes | Yes | 2024-11-27 | 2024-11-27 |  | 0 | 0 | 0
2021-07-07 | HBS2849 | BYD HVM 19.3 (x1) w/ Fronius Primo GEN24 4.0 Plus inverter, Mondo 'smart controller' | 19.3 |  |  | BYD | HVM 19.3 | 1 | Fronius | Primo GEN24 4.0 Plus | BYD | Yes | Yes | 2024-11-27 | 2024-11-27 |  | 0 | 0 | 0
2021-07-07 | HBS2850 | BYD HVM 11.0 (x2) w/ Fronius Primo GEN24 4.0 Plus inverter, Mondo 'smart controller' | 22 |  |  | BYD | HVM 11.0 | 2 | Fronius | Primo GEN24 4.0 Plus | BYD | Yes | Yes | 2024-11-27 | 2024-11-27 |  | 0 | 0 | 0
2021-07-07 | HBS2851 | BYD HVM 13.8 (x2) w/ Fronius Primo GEN24 4.0 Plus inverter, Mondo 'smart controller' | 27.6 |  |  | BYD | HVM 13.8 | 2 | Fronius | Primo GEN24 4.0 Plus | BYD | Yes | Yes | 2024-11-27 | 2024-11-27 |  | 0 | 0 | 0
2021-07-07 | HBS2852 | BYD HVM 16.6 (x2) w/ Fronius Primo GEN24 4.0 Plus inverter, Mondo 'smart controller' | 33.2 |  |  | BYD | HVM 16.6 | 2 | Fronius | Primo GEN24 4.0 Plus | BYD | Yes | Yes | 2024-11-27 | 2024-11-27 |  | 0 | 0 | 0
2021-07-07 | HBS2853 | BYD HVM 19.3 (x2) w/ Fronius Primo GEN24 4.0 Plus inverter, Mondo 'smart controller' | 38.6 |  |  | BYD | HVM 19.3 | 2 | Fronius | Primo GEN24 4.0 Plus | BYD | Yes | Yes | 2024-11-27 | 2024-11-27 |  | 0 | 0 | 0
2021-07-07 | HBS2854 | BYD HVM 11.0 (x3) w/ Fronius Primo GEN24 4.0 Plus inverter, Mondo 'smart controller' | 33 |  |  | BYD | HVM 11.0 | 3 | Fronius | Primo GEN24 4.0 Plus | BYD | Yes | Yes | 2024-11-27 | 2024-11-27 |  | 0 | 0 | 0
2021-07-07 | HBS2855 | BYD HVM 13.8 (x3) w/ Fronius Primo GEN24 4.0 Plus inverter, Mondo 'smart controller' | 41.4 |  |  | BYD | HVM 13.8 | 3 | Fronius | Primo GEN24 4.0 Plus | BYD | Yes | Yes | 2024-11-27 | 2024-11-27 |  | 0 | 0 | 0
2021-07-07 | HBS2856 | BYD HVM 16.6 (x3) w/ Fronius Primo GEN24 4.0 Plus inverter, Mondo 'smart controller' | 49.8 |  |  | BYD | HVM 16.6 | 3 | Fronius | Primo GEN24 4.0 Plus | BYD | Yes | Yes | 2024-11-27 | 2024-11-27 |  | 0 | 0 | 0
2021-07-07 | HBS2857 | BYD HVM 19.3 (x3) w/ Fronius Primo GEN24 4.0 Plus inverter, Mondo 'smart controller' | 57.9 |  |  | BYD | HVM 19.3 | 3 | Fronius | Primo GEN24 4.0 Plus | BYD | Yes | Yes | 2024-11-27 | 2024-11-27 |  | 0 | 0 | 0
2021-07-07 | HBS2858 | BYD HVS 12.8 (x1) w/ Fronius Primo GEN24 4.6 Plus inverter, Mondo 'smart controller' | 12.8 |  |  | BYD | HVS 12.8 | 1 | Fronius | Primo GEN24 4.6 Plus | BYD | Yes | Yes | 2024-11-27 | 2024-11-27 |  | 0 | 0 | 0
2021-07-07 | HBS2859 | BYD HVS 7.7 (x1) w/ Fronius Primo GEN24 4.6 Plus inverter, Mondo 'smart controller' | 7.7 |  |  | BYD | HVS 7.7 | 1 | Fronius | Primo GEN24 4.6 Plus | BYD | Yes | Yes | 2024-11-27 | 2024-11-27 |  | 0 | 0 | 0
2021-07-07 | HBS2860 | BYD HVS 12.8 (x2) w/ Fronius Primo GEN24 4.6 Plus inverter, Mondo 'smart controller' | 25.6 |  |  | BYD | HVS 12.8 | 2 | Fronius | Primo GEN24 4.6 Plus | BYD | Yes | Yes | 2024-11-27 | 2024-11-27 |  | 0 | 0 | 0
2021-07-07 | HBS2861 | BYD HVS 7.7 (x2) w/ Fronius Primo GEN24 4.6 Plus inverter, Mondo 'smart controller' | 15.4 |  |  | BYD | HVS 7.7 | 2 | Fronius | Primo GEN24 4.6 Plus | BYD | Yes | Yes | 2024-11-27 | 2024-11-27 |  | 0 | 0 | 0
2021-07-07 | HBS2862 | BYD HVS 12.8 (x3) w/ Fronius Primo GEN24 4.6 Plus inverter, Mondo 'smart controller' | 38.4 |  |  | BYD | HVS 12.8 | 3 | Fronius | Primo GEN24 4.6 Plus | BYD | Yes | Yes | 2024-11-27 | 2024-11-27 |  | 0 | 0 | 0
2021-07-07 | HBS2863 | BYD HVS 7.7 (x3) w/ Fronius Primo GEN24 4.6 Plus inverter, Mondo 'smart controller' | 23.1 |  |  | BYD | HVS 7.7 | 3 | Fronius | Primo GEN24 4.6 Plus | BYD | Yes | Yes | 2024-11-27 | 2024-11-27 |  | 0 | 0 | 0
2021-07-07 | HBS2864 | BYD HVM 11.0 (x1) w/ Fronius Primo GEN24 4.6 Plus inverter, Mondo 'smart controller' | 11 |  |  | BYD | HVM 11.0 | 1 | Fronius | Primo GEN24 4.6 Plus | BYD | Yes | Yes | 2024-11-27 | 2024-11-27 |  | 0 | 0 | 0
2021-07-07 | HBS2865 | BYD HVM 13.8 (x1) w/ Fronius Primo GEN24 4.6 Plus inverter, Mondo 'smart controller' | 13.8 |  |  | BYD | HVM 13.8 | 1 | Fronius | Primo GEN24 4.6 Plus | BYD | Yes | Yes | 2024-11-27 | 2024-11-27 |  | 0 | 0 | 0
2021-07-07 | HBS2866 | BYD HVM 16.6 (x1) w/ Fronius Primo GEN24 4.6 Plus inverter, Mondo 'smart controller' | 16.6 |  |  | BYD | HVM 16.6 | 1 | Fronius | Primo GEN24 4.6 Plus | BYD | Yes | Yes | 2024-11-27 | 2024-11-27 |  | 0 | 0 | 0
2021-07-07 | HBS2867 | BYD HVM 19.3 (x1) w/ Fronius Primo GEN24 4.6 Plus inverter, Mondo 'smart controller' | 19.3 |  |  | BYD | HVM 19.3 | 1 | Fronius | Primo GEN24 4.6 Plus | BYD | Yes | Yes | 2024-11-27 | 2024-11-27 |  | 0 | 0 | 0
2021-07-07 | HBS2868 | BYD HVM 11.0 (x2) w/ Fronius Primo GEN24 4.6 Plus inverter, Mondo 'smart controller' | 22 |  |  | BYD | HVM 11.0 | 2 | Fronius | Primo GEN24 4.6 Plus | BYD | Yes | Yes | 2024-11-27 | 2024-11-27 |  | 0 | 0 | 0
2021-07-07 | HBS2869 | BYD HVM 13.8 (x2) w/ Fronius Primo GEN24 4.6 Plus inverter, Mondo 'smart controller' | 27.6 |  |  | BYD | HVM 13.8 | 2 | Fronius | Primo GEN24 4.6 Plus | BYD | Yes | Yes | 2024-11-27 | 2024-11-27 |  | 0 | 0 | 0
2021-07-07 | HBS2870 | BYD HVM 16.6 (x2) w/ Fronius Primo GEN24 4.6 Plus inverter, Mondo 'smart controller' | 33.2 |  |  | BYD | HVM 16.6 | 2 | Fronius | Primo GEN24 4.6 Plus | BYD | Yes | Yes | 2024-11-27 | 2024-11-27 |  | 0 | 0 | 0
2021-07-07 | HBS2871 | BYD HVM 19.3 (x2) w/ Fronius Primo GEN24 4.6 Plus inverter, Mondo 'smart controller' | 38.6 |  |  | BYD | HVM 19.3 | 2 | Fronius | Primo GEN24 4.6 Plus | BYD | Yes | Yes | 2024-11-27 | 2024-11-27 |  | 0 | 0 | 0
2021-07-07 | HBS2872 | BYD HVM 11.0 (x3) w/ Fronius Primo GEN24 4.6 Plus inverter, Mondo 'smart controller' | 33 |  |  | BYD | HVM 11.0 | 3 | Fronius | Primo GEN24 4.6 Plus | BYD | Yes | Yes | 2024-11-27 | 2024-11-27 |  | 0 | 0 | 0
2021-07-07 | HBS2873 | BYD HVM 13.8 (x3) w/ Fronius Primo GEN24 4.6 Plus inverter, Mondo 'smart controller' | 41.4 |  |  | BYD | HVM 13.8 | 3 | Fronius | Primo GEN24 4.6 Plus | BYD | Yes | Yes | 2024-11-27 | 2024-11-27 |  | 0 | 0 | 0
2021-07-07 | HBS2874 | BYD HVM 16.6 (x3) w/ Fronius Primo GEN24 4.6 Plus inverter, Mondo 'smart controller' | 49.8 |  |  | BYD | HVM 16.6 | 3 | Fronius | Primo GEN24 4.6 Plus | BYD | Yes | Yes | 2024-11-27 | 2024-11-27 |  | 0 | 0 | 0
2021-07-07 | HBS2875 | BYD HVM 19.3 (x3) w/ Fronius Primo GEN24 4.6 Plus inverter, Mondo 'smart controller' | 57.9 |  |  | BYD | HVM 19.3 | 3 | Fronius | Primo GEN24 4.6 Plus | BYD | Yes | Yes | 2024-11-27 | 2024-11-27 |  | 0 | 0 | 0
2021-07-07 | HBS2876 | BYD HVS 12.8 (x1) w/ Fronius Primo GEN24 5.0 Plus inverter, Mondo 'smart controller' | 12.8 |  |  | BYD | HVS 12.8 | 1 | Fronius | Primo GEN24 5.0 Plus | BYD | Yes | Yes | 2024-11-27 | 2024-11-27 |  | 0 | 0 | 0
2021-07-07 | HBS2877 | BYD HVS 7.7 (x1) w/ Fronius Primo GEN24 5.0 Plus inverter, Mondo 'smart controller' | 7.7 |  |  | BYD | HVS 7.7 | 1 | Fronius | Primo GEN24 5.0 Plus | BYD | Yes | Yes | 2024-11-27 | 2024-11-27 |  | 0 | 0 | 0
2021-07-07 | HBS2878 | BYD HVS 12.8 (x2) w/ Fronius Primo GEN24 5.0 Plus inverter, Mondo 'smart controller' | 25.6 |  |  | BYD | HVS 12.8 | 2 | Fronius | Primo GEN24 5.0 Plus | BYD | Yes | Yes | 2024-11-27 | 2024-11-27 |  | 0 | 0 | 0
2021-07-07 | HBS2879 | BYD HVS 7.7 (x2) w/ Fronius Primo GEN24 5.0 Plus inverter, Mondo 'smart controller' | 15.4 |  |  | BYD | HVS 7.7 | 2 | Fronius | Primo GEN24 5.0 Plus | BYD | Yes | Yes | 2024-11-27 | 2024-11-27 |  | 0 | 0 | 0
2021-07-07 | HBS2880 | BYD HVS 12.8 (x3) w/ Fronius Primo GEN24 5.0 Plus inverter, Mondo 'smart controller' | 38.4 |  |  | BYD | HVS 12.8 | 3 | Fronius | Primo GEN24 5.0 Plus | BYD | Yes | Yes | 2024-11-27 | 2024-11-27 |  | 0 | 0 | 0
2021-07-07 | HBS2881 | BYD HVS 7.7 (x3) w/ Fronius Primo GEN24 5.0 Plus inverter, Mondo 'smart controller' | 23.1 |  |  | BYD | HVS 7.7 | 3 | Fronius | Primo GEN24 5.0 Plus | BYD | Yes | Yes | 2024-11-27 | 2024-11-27 |  | 0 | 0 | 0
2021-07-07 | HBS2882 | BYD HVM 11.0 (x1) w/ Fronius Primo GEN24 5.0 Plus inverter, Mondo 'smart controller' | 11 |  |  | BYD | HVM 11.0 | 1 | Fronius | Primo GEN24 5.0 Plus | BYD | Yes | Yes | 2024-11-27 | 2024-11-27 |  | 0 | 0 | 0
2021-07-07 | HBS2883 | BYD HVM 13.8 (x1) w/ Fronius Primo GEN24 5.0 Plus inverter, Mondo 'smart controller' | 13.8 |  |  | BYD | HVM 13.8 | 1 | Fronius | Primo GEN24 5.0 Plus | BYD | Yes | Yes | 2024-11-27 | 2024-11-27 |  | 0 | 0 | 0
2021-07-07 | HBS2884 | BYD HVM 16.6 (x1) w/ Fronius Primo GEN24 5.0 Plus inverter, Mondo 'smart controller' | 16.6 |  |  | BYD | HVM 16.6 | 1 | Fronius | Primo GEN24 5.0 Plus | BYD | Yes | Yes | 2024-11-27 | 2024-11-27 |  | 0 | 0 | 0
2021-07-07 | HBS2885 | BYD HVM 19.3 (x1) w/ Fronius Primo GEN24 5.0 Plus inverter, Mondo 'smart controller' | 19.3 |  |  | BYD | HVM 19.3 | 1 | Fronius | Primo GEN24 5.0 Plus | BYD | Yes | Yes | 2024-11-27 | 2024-11-27 |  | 0 | 0 | 0
2021-07-07 | HBS2886 | BYD HVM 11.0 (x2) w/ Fronius Primo GEN24 5.0 Plus inverter, Mondo 'smart controller' | 22 |  |  | BYD | HVM 11.0 | 2 | Fronius | Primo GEN24 5.0 Plus | BYD | Yes | Yes | 2024-11-27 | 2024-11-27 |  | 0 | 0 | 0
2021-07-07 | HBS2887 | BYD HVM 13.8 (x2) w/ Fronius Primo GEN24 5.0 Plus inverter, Mondo 'smart controller' | 27.6 |  |  | BYD | HVM 13.8 | 2 | Fronius | Primo GEN24 5.0 Plus | BYD | Yes | Yes | 2024-11-27 | 2024-11-27 |  | 0 | 0 | 0
2021-07-07 | HBS2888 | BYD HVM 16.6 (x2) w/ Fronius Primo GEN24 5.0 Plus inverter, Mondo 'smart controller' | 33.2 |  |  | BYD | HVM 16.6 | 2 | Fronius | Primo GEN24 5.0 Plus | BYD | Yes | Yes | 2024-11-27 | 2024-11-27 |  | 0 | 0 | 0
2021-07-07 | HBS2889 | BYD HVM 19.3 (x2) w/ Fronius Primo GEN24 5.0 Plus inverter, Mondo 'smart controller' | 38.6 |  |  | BYD | HVM 19.3 | 2 | Fronius | Primo GEN24 5.0 Plus | BYD | Yes | Yes | 2024-11-27 | 2024-11-27 |  | 0 | 0 | 0
2021-07-07 | HBS2890 | BYD HVM 11.0 (x3) w/ Fronius Primo GEN24 5.0 Plus inverter, Mondo 'smart controller' | 33 |  |  | BYD | HVM 11.0 | 3 | Fronius | Primo GEN24 5.0 Plus | BYD | Yes | Yes | 2024-11-27 | 2024-11-27 |  | 0 | 0 | 0
2021-07-07 | HBS2891 | BYD HVM 13.8 (x3) w/ Fronius Primo GEN24 5.0 Plus inverter, Mondo 'smart controller' | 41.4 |  |  | BYD | HVM 13.8 | 3 | Fronius | Primo GEN24 5.0 Plus | BYD | Yes | Yes | 2024-11-27 | 2024-11-27 |  | 0 | 0 | 0
2021-07-07 | HBS2892 | BYD HVM 16.6 (x3) w/ Fronius Primo GEN24 5.0 Plus inverter, Mondo 'smart controller' | 49.8 |  |  | BYD | HVM 16.6 | 3 | Fronius | Primo GEN24 5.0 Plus | BYD | Yes | Yes | 2024-11-27 | 2024-11-27 |  | 0 | 0 | 0
2021-07-07 | HBS2893 | BYD HVM 19.3 (x3) w/ Fronius Primo GEN24 5.0 Plus inverter, Mondo 'smart controller' | 57.9 |  |  | BYD | HVM 19.3 | 3 | Fronius | Primo GEN24 5.0 Plus | BYD | Yes | Yes | 2024-11-27 | 2024-11-27 |  | 0 | 0 | 0
2021-07-07 | HBS2894 | BYD HVS 12.8 (x1) w/ Fronius Primo GEN24 6.0 Plus inverter, Mondo 'smart controller' | 12.8 |  |  | BYD | HVS 12.8 | 1 | Fronius | Primo GEN24 6.0 Plus | BYD | Yes | Yes | 2024-11-27 | 2024-11-27 |  | 0 | 0 | 0
2021-07-07 | HBS2895 | BYD HVS 7.7 (x1) w/ Fronius Primo GEN24 6.0 Plus inverter, Mondo 'smart controller' | 7.7 |  |  | BYD | HVS 7.7 | 1 | Fronius | Primo GEN24 6.0 Plus | BYD | Yes | Yes | 2024-11-27 | 2024-11-27 |  | 0 | 0 | 0
2021-07-07 | HBS2896 | BYD HVS 12.8 (x2) w/ Fronius Primo GEN24 6.0 Plus inverter, Mondo 'smart controller' | 25.6 |  |  | BYD | HVS 12.8 | 2 | Fronius | Primo GEN24 6.0 Plus | BYD | Yes | Yes | 2024-11-27 | 2024-11-27 |  | 0 | 0 | 0
2021-07-07 | HBS2897 | BYD HVS 7.7 (x2) w/ Fronius Primo GEN24 6.0 Plus inverter, Mondo 'smart controller' | 15.4 |  |  | BYD | HVS 7.7 | 2 | Fronius | Primo GEN24 6.0 Plus | BYD | Yes | Yes | 2024-11-27 | 2024-11-27 |  | 0 | 0 | 0
2021-07-07 | HBS2898 | BYD HVS 12.8 (x3) w/ Fronius Primo GEN24 6.0 Plus inverter, Mondo 'smart controller' | 38.4 |  |  | BYD | HVS 12.8 | 3 | Fronius | Primo GEN24 6.0 Plus | BYD | Yes | Yes | 2024-11-27 | 2024-11-27 |  | 0 | 0 | 0
2021-07-07 | HBS2899 | BYD HVS 7.7 (x3) w/ Fronius Primo GEN24 6.0 Plus inverter, Mondo 'smart controller' | 23.1 |  |  | BYD | HVS 7.7 | 3 | Fronius | Primo GEN24 6.0 Plus | BYD | Yes | Yes | 2024-11-27 | 2024-11-27 |  | 0 | 0 | 0
2021-07-07 | HBS2900 | BYD HVM 11.0 (x1) w/ Fronius Primo GEN24 6.0 Plus inverter, Mondo 'smart controller' | 11 |  |  | BYD | HVM 11.0 | 1 | Fronius | Primo GEN24 6.0 Plus | BYD | Yes | Yes | 2024-11-27 | 2024-11-27 |  | 0 | 0 | 0
2021-07-07 | HBS2901 | BYD HVM 13.8 (x1) w/ Fronius Primo GEN24 6.0 Plus inverter, Mondo 'smart controller' | 13.8 |  |  | BYD | HVM 13.8 | 1 | Fronius | Primo GEN24 6.0 Plus | BYD | Yes | Yes | 2024-11-27 | 2024-11-27 |  | 0 | 0 | 0
2021-07-07 | HBS2902 | BYD HVM 16.6 (x1) w/ Fronius Primo GEN24 6.0 Plus inverter, Mondo 'smart controller' | 16.6 |  |  | BYD | HVM 16.6 | 1 | Fronius | Primo GEN24 6.0 Plus | BYD | Yes | Yes | 2024-11-27 | 2024-11-27 |  | 0 | 0 | 0
2021-07-07 | HBS2903 | BYD HVM 19.3 (x1) w/ Fronius Primo GEN24 6.0 Plus inverter, Mondo 'smart controller' | 19.3 |  |  | BYD | HVM 19.3 | 1 | Fronius | Primo GEN24 6.0 Plus | BYD | Yes | Yes | 2024-11-27 | 2024-11-27 |  | 0 | 0 | 0
2021-07-07 | HBS2904 | BYD HVM 11.0 (x2) w/ Fronius Primo GEN24 6.0 Plus inverter, Mondo 'smart controller' | 22 |  |  | BYD | HVM 11.0 | 2 | Fronius | Primo GEN24 6.0 Plus | BYD | Yes | Yes | 2024-11-27 | 2024-11-27 |  | 0 | 0 | 0
2021-07-07 | HBS2905 | BYD HVM 13.8 (x2) w/ Fronius Primo GEN24 6.0 Plus inverter, Mondo 'smart controller' | 27.6 |  |  | BYD | HVM 13.8 | 2 | Fronius | Primo GEN24 6.0 Plus | BYD | Yes | Yes | 2024-11-27 | 2024-11-27 |  | 0 | 0 | 0
2021-07-07 | HBS2906 | BYD HVM 16.6 (x2) w/ Fronius Primo GEN24 6.0 Plus inverter, Mondo 'smart controller' | 33.2 |  |  | BYD | HVM 16.6 | 2 | Fronius | Primo GEN24 6.0 Plus | BYD | Yes | Yes | 2024-11-27 | 2024-11-27 |  | 0 | 0 | 0
2021-07-07 | HBS2907 | BYD HVM 19.3 (x2) w/ Fronius Primo GEN24 6.0 Plus inverter, Mondo 'smart controller' | 38.6 |  |  | BYD | HVM 19.3 | 2 | Fronius | Primo GEN24 6.0 Plus | BYD | Yes | Yes | 2024-11-27 | 2024-11-27 |  | 0 | 0 | 0
2021-07-07 | HBS2908 | BYD HVM 11.0 (x3) w/ Fronius Primo GEN24 6.0 Plus inverter, Mondo 'smart controller' | 33 |  |  | BYD | HVM 11.0 | 3 | Fronius | Primo GEN24 6.0 Plus | BYD | Yes | Yes | 2024-11-27 | 2024-11-27 |  | 0 | 0 | 0
2021-07-07 | HBS2909 | BYD HVM 13.8 (x3) w/ Fronius Primo GEN24 6.0 Plus inverter, Mondo 'smart controller' | 41.4 |  |  | BYD | HVM 13.8 | 3 | Fronius | Primo GEN24 6.0 Plus | BYD | Yes | Yes | 2024-11-27 | 2024-11-27 |  | 0 | 0 | 0
2021-07-07 | HBS2910 | BYD HVM 16.6 (x3) w/ Fronius Primo GEN24 6.0 Plus inverter, Mondo 'smart controller' | 49.8 |  |  | BYD | HVM 16.6 | 3 | Fronius | Primo GEN24 6.0 Plus | BYD | Yes | Yes | 2024-11-27 | 2024-11-27 |  | 0 | 0 | 0
2021-07-07 | HBS2911 | BYD HVM 19.3 (x3) w/ Fronius Primo GEN24 6.0 Plus inverter, Mondo 'smart controller' | 57.9 |  |  | BYD | HVM 19.3 | 3 | Fronius | Primo GEN24 6.0 Plus | BYD | Yes | Yes | 2024-11-27 | 2024-11-27 |  | 0 | 0 | 0
2021-07-07 | HBS2912 | LG Chem RESU10H (x1) w/ Sungrow SH5.0RT inverter, Mondo 'smart controller' | 9.3 |  |  | LG Chem | RESU10H | 1 | Sungrow | SH5.0RT | LG Chem | Yes | Yes | 2024-12-16 | 2024-12-16 |  | 0 | 0 | 0
2021-07-07 | HBS2913 | BYD HVM 11.0 (x1) w/ Sungrow SH5.0RT inverter, Mondo 'smart controller' | 11 |  |  | BYD | HVM 11.0 | 1 | Sungrow | SH5.0RT | BYD | Yes | Yes | 2024-12-16 | 2024-12-16 |  | 0 | 0 | 0
2021-07-07 | HBS2914 | BYD HVM 13.8 (x1) w/ Sungrow SH5.0RT inverter, Mondo 'smart controller' | 13.8 |  |  | BYD | HVM 13.8 | 1 | Sungrow | SH5.0RT | BYD | Yes | Yes | 2024-12-16 | 2024-12-16 |  | 0 | 0 | 0
2021-07-07 | HBS2915 | BYD HVM 16.6 (x1) w/ Sungrow SH5.0RT inverter, Mondo 'smart controller' | 16.6 |  |  | BYD | HVM 16.6 | 1 | Sungrow | SH5.0RT | BYD | Yes | Yes | 2024-12-16 | 2024-12-16 |  | 0 | 0 | 0
2021-07-07 | HBS2916 | BYD HVM 19.3 (x1) w/ Sungrow SH5.0RT inverter, Mondo 'smart controller' | 19.3 |  |  | BYD | HVM 19.3 | 1 | Sungrow | SH5.0RT | BYD | Yes | Yes | 2024-12-16 | 2024-12-16 |  | 0 | 0 | 0
2021-07-07 | HBS2917 | BYD HVM 22.1 (x1) w/ Sungrow SH5.0RT inverter, Mondo 'smart controller' | 22.1 |  |  | BYD | HVM 22.1 | 1 | Sungrow | SH5.0RT | BYD | Yes | Yes | 2024-12-16 | 2024-12-16 |  | 0 | 0 | 0
2021-07-07 | HBS2918 | BYD HVM 11.0 (x2) w/ Sungrow SH5.0RT inverter, Mondo 'smart controller' | 22 |  |  | BYD | HVM 11.0 | 2 | Sungrow | SH5.0RT | BYD | Yes | Yes | 2024-12-16 | 2024-12-16 |  | 0 | 0 | 0
2021-07-07 | HBS2919 | BYD HVM 13.8 (x2) w/ Sungrow SH5.0RT inverter, Mondo 'smart controller' | 27.6 |  |  | BYD | HVM 13.8 | 2 | Sungrow | SH5.0RT | BYD | Yes | Yes | 2024-12-16 | 2024-12-16 |  | 0 | 0 | 0
2021-07-07 | HBS2920 | BYD HVM 16.6 (x2) w/ Sungrow SH5.0RT inverter, Mondo 'smart controller' | 33.2 |  |  | BYD | HVM 16.6 | 2 | Sungrow | SH5.0RT | BYD | Yes | Yes | 2024-12-16 | 2024-12-16 |  | 0 | 0 | 0
2021-07-07 | HBS2921 | BYD HVM 19.3 (x2) w/ Sungrow SH5.0RT inverter, Mondo 'smart controller' | 38.6 |  |  | BYD | HVM 19.3 | 2 | Sungrow | SH5.0RT | BYD | Yes | Yes | 2024-12-16 | 2024-12-16 |  | 0 | 0 | 0
2021-07-07 | HBS2922 | BYD HVM 22.1 (x2) w/ Sungrow SH5.0RT inverter, Mondo 'smart controller' | 44.2 |  |  | BYD | HVM 22.1 | 2 | Sungrow | SH5.0RT | BYD | Yes | Yes | 2024-12-16 | 2024-12-16 |  | 0 | 0 | 0
2021-07-07 | HBS2923 | BYD HVM 11.0 (x1) w/ Sungrow SH10RT inverter, Mondo 'smart controller' | 11 |  |  | BYD | HVM 11.0 | 1 | Sungrow | SH10RT | BYD | Yes | Yes | 2024-12-16 | 2024-12-16 |  | 0 | 0 | 0
2021-07-07 | HBS2924 | BYD HVM 13.8 (x1) w/ Sungrow SH10RT inverter, Mondo 'smart controller' | 13.8 |  |  | BYD | HVM 13.8 | 1 | Sungrow | SH10RT | BYD | Yes | Yes | 2024-12-16 | 2024-12-16 |  | 0 | 0 | 0
2021-07-07 | HBS2925 | BYD HVM 16.6 (x1) w/ Sungrow SH10RT inverter, Mondo 'smart controller' | 16.6 |  |  | BYD | HVM 16.6 | 1 | Sungrow | SH10RT | BYD | Yes | Yes | 2024-12-16 | 2024-12-16 |  | 0 | 0 | 0
2021-07-07 | HBS2926 | BYD HVM 19.3 (x1) w/ Sungrow SH10RT inverter, Mondo 'smart controller' | 19.3 |  |  | BYD | HVM 19.3 | 1 | Sungrow | SH10RT | BYD | Yes | Yes | 2024-12-16 | 2024-12-16 |  | 0 | 0 | 0
2021-07-07 | HBS2927 | BYD HVM 22.1 (x1) w/ Sungrow SH10RT inverter, Mondo 'smart controller' | 22.1 |  |  | BYD | HVM 22.1 | 1 | Sungrow | SH10RT | BYD | Yes | Yes | 2024-12-16 | 2024-12-16 |  | 0 | 0 | 0
2021-07-07 | HBS2928 | BYD HVM 11.0 (x2) w/ Sungrow SH10RT inverter, Mondo 'smart controller' | 22 |  |  | BYD | HVM 11.0 | 2 | Sungrow | SH10RT | BYD | Yes | Yes | 2024-12-16 | 2024-12-16 |  | 0 | 0 | 0
2021-07-07 | HBS2929 | BYD HVM 13.8 (x2) w/ Sungrow SH10RT inverter, Mondo 'smart controller' | 27.6 |  |  | BYD | HVM 13.8 | 2 | Sungrow | SH10RT | BYD | Yes | Yes | 2024-12-16 | 2024-12-16 |  | 0 | 0 | 0
2021-07-07 | HBS2930 | BYD HVM 16.6 (x2) w/ Sungrow SH10RT inverter, Mondo 'smart controller' | 33.2 |  |  | BYD | HVM 16.6 | 2 | Sungrow | SH10RT | BYD | Yes | Yes | 2024-12-16 | 2024-12-16 |  | 0 | 0 | 0
2021-07-07 | HBS2931 | BYD HVM 19.3 (x2) w/ Sungrow SH10RT inverter, Mondo 'smart controller' | 38.6 |  |  | BYD | HVM 19.3 | 2 | Sungrow | SH10RT | BYD | Yes | Yes | 2024-12-16 | 2024-12-16 |  | 0 | 0 | 0
2021-07-07 | HBS2932 | BYD HVM 22.1 (x2) w/ Sungrow SH10RT inverter, Mondo 'smart controller' | 44.2 |  |  | BYD | HVM 22.1 | 2 | Sungrow | SH10RT | BYD | Yes | Yes | 2024-12-16 | 2024-12-16 |  | 0 | 0 | 0
2021-07-01 | HBS2941 | Zenaji AEON A48-40 (x4) w/ Sungrow SH5K-30 inverter | 7.5 |  |  | Zenaji | AEON A48-40 | 4 | Sungrow | SH5K-30 | Zenaji | Yes | Yes | 2024-12-29 | 2024-12-29 |  | 0 | 0 | 0
2021-07-07 | HBS2944 | LG Chem RESU10 w/ RHI-3K-48ES-5G inverter, SwitchDin 'smart controller' | 8.8 |  |  | LG Chem | RESU10 | 1 | Ginlong Technologies Co Ltd | RHI-3K-48ES-5G | LG Chem | Yes | Yes | 2024-12-17 | 2024-12-17 |  | 0 | 0 | 0
2021-07-07 | HBS2945 | LG Chem RESU13 w/ RHI-3K-48ES-5G inverter, SwitchDin 'smart controller' | 12.4 |  |  | LG Chem | RESU13 | 1 | Ginlong Technologies Co Ltd | RHI-3K-48ES-5G | LG Chem | Yes | Yes | 2024-12-17 | 2024-12-17 |  | 0 | 0 | 0
2021-07-07 | HBS2947 | LG Chem RESU3.3 + RESU6.5 w/ RHI-3K-48ES-5G inverter, SwitchDin 'smart controller' | 8.8 |  |  | LG Chem | RESU3.3 + RESU6.5 | 2 | Ginlong Technologies Co Ltd | RHI-3K-48ES-5G | LG Chem | Yes | Yes | 2024-12-17 | 2024-12-17 |  | 0 | 0 | 0
2021-07-07 | HBS2948 | LG Chem RESU3.3 + RESU10 w/ RHI-3K-48ES-5G inverter, SwitchDin 'smart controller' | 11.7 |  |  | LG Chem | RESU3.3 + RESU10 | 2 | Ginlong Technologies Co Ltd | RHI-3K-48ES-5G | LG Chem | Yes | Yes | 2024-12-17 | 2024-12-17 |  | 0 | 0 | 0
2021-07-07 | HBS2949 | LG Chem RESU6.5 (x2) w/ RHI-3K-48ES-5G inverter, SwitchDin 'smart controller' | 11.8 |  |  | LG Chem | RESU6.5 + RESU6.5 | 2 | Ginlong Technologies Co Ltd | RHI-3K-48ES-5G | LG Chem | Yes | Yes | 2024-12-17 | 2024-12-17 |  | 0 | 0 | 0
2021-07-07 | HBS2950 | LG Chem RESU6.5 + RESU10 w/ RHI-3K-48ES-5G inverter, SwitchDin 'smart controller' | 14.7 |  |  | LG Chem | RESU6.5 + RESU10 | 2 | Ginlong Technologies Co Ltd | RHI-3K-48ES-5G | LG Chem | Yes | Yes | 2024-12-17 | 2024-12-17 |  | 0 | 0 | 0
2021-07-07 | HBS2951 | LG Chem RESU10 (x2) w/ RHI-3K-48ES-5G inverter, SwitchDin 'smart controller' | 17.6 |  |  | LG Chem | RESU10 + RESU10 | 2 | Ginlong Technologies Co Ltd | RHI-3K-48ES-5G | LG Chem | Yes | Yes | 2024-12-17 | 2024-12-17 |  | 0 | 0 | 0
2021-07-07 | HBS2952 | LG Chem RESU13 (x2) w/ RHI-3K-48ES-5G inverter, SwitchDin 'smart controller' | 24.8 |  |  | LG Chem | RESU13 + RESU13 | 2 | Ginlong Technologies Co Ltd | RHI-3K-48ES-5G | LG Chem | Yes | Yes | 2024-12-17 | 2024-12-17 |  | 0 | 0 | 0
2021-07-07 | HBS2955 | LG Chem RESU10 w/ RHI-3.6K-48ES-5G inverter, SwitchDin 'smart controller' | 8.8 |  |  | LG Chem | RESU10 | 1 | Ginlong Technologies Co Ltd | RHI-3.6K-48ES-5G | LG Chem | Yes | Yes | 2024-12-17 | 2024-12-17 |  | 0 | 0 | 0
2021-07-07 | HBS2956 | LG Chem RESU13 w/ RHI-3.6K-48ES-5G inverter, SwitchDin 'smart controller' | 12.4 |  |  | LG Chem | RESU13 | 1 | Ginlong Technologies Co Ltd | RHI-3.6K-48ES-5G | LG Chem | Yes | Yes | 2024-12-17 | 2024-12-17 |  | 0 | 0 | 0
2021-07-07 | HBS2958 | LG Chem RESU3.3 + RESU6.5 w/ RHI-3.6K-48ES-5G inverter, SwitchDin 'smart controller' | 8.8 |  |  | LG Chem | RESU3.3 + RESU6.5 | 2 | Ginlong Technologies Co Ltd | RHI-3.6K-48ES-5G | LG Chem | Yes | Yes | 2024-12-17 | 2024-12-17 |  | 0 | 0 | 0
2021-07-07 | HBS2959 | LG Chem RESU3.3 + RESU10 w/ RHI-3.6K-48ES-5G inverter, SwitchDin 'smart controller' | 11.7 |  |  | LG Chem | RESU3.3 + RESU10 | 2 | Ginlong Technologies Co Ltd | RHI-3.6K-48ES-5G | LG Chem | Yes | Yes | 2024-12-17 | 2024-12-17 |  | 0 | 0 | 0
2021-07-07 | HBS2960 | LG Chem RESU6.5 (x2) w/ RHI-3.6K-48ES-5G inverter, SwitchDin 'smart controller' | 11.8 |  |  | LG Chem | RESU6.5 + RESU6.5 | 2 | Ginlong Technologies Co Ltd | RHI-3.6K-48ES-5G | LG Chem | Yes | Yes | 2024-12-17 | 2024-12-17 |  | 0 | 0 | 0
2021-07-07 | HBS2961 | LG Chem RESU6.5 + RESU10 w/ RHI-3.6K-48ES-5G inverter, SwitchDin 'smart controller' | 14.7 |  |  | LG Chem | RESU6.5 + RESU10 | 2 | Ginlong Technologies Co Ltd | RHI-3.6K-48ES-5G | LG Chem | Yes | Yes | 2024-12-17 | 2024-12-17 |  | 0 | 0 | 0
2021-07-07 | HBS2962 | LG Chem RESU10 (x2) w/ RHI-3.6K-48ES-5G inverter, SwitchDin 'smart controller' | 17.6 |  |  | LG Chem | RESU10 + RESU10 | 2 | Ginlong Technologies Co Ltd | RHI-3.6K-48ES-5G | LG Chem | Yes | Yes | 2024-12-17 | 2024-12-17 |  | 0 | 0 | 0
2021-07-07 | HBS2963 | LG Chem RESU13 (x2) w/ RHI-3.6K-48ES-5G inverter, SwitchDin 'smart controller' | 24.8 |  |  | LG Chem | RESU13 + RESU13 | 2 | Ginlong Technologies Co Ltd | RHI-3.6K-48ES-5G | LG Chem | Yes | Yes | 2024-12-17 | 2024-12-17 |  | 0 | 0 | 0
2021-07-07 | HBS2966 | LG Chem RESU10 w/ RHI-4.6K-48ES-5G inverter, SwitchDin 'smart controller' | 8.8 |  |  | LG Chem | RESU10 | 1 | Ginlong Technologies Co Ltd | RHI-4.6K-48ES-5G | LG Chem | Yes | Yes | 2024-12-17 | 2024-12-17 |  | 0 | 0 | 0
2021-07-07 | HBS2967 | LG Chem RESU13 w/ RHI-4.6K-48ES-5G inverter, SwitchDin 'smart controller' | 12.4 |  |  | LG Chem | RESU13 | 1 | Ginlong Technologies Co Ltd | RHI-4.6K-48ES-5G | LG Chem | Yes | Yes | 2024-12-17 | 2024-12-17 |  | 0 | 0 | 0
2021-07-07 | HBS2969 | LG Chem RESU3.3 + RESU6.5 w/ RHI-4.6K-48ES-5G inverter, SwitchDin 'smart controller' | 8.8 |  |  | LG Chem | RESU3.3 + RESU6.5 | 2 | Ginlong Technologies Co Ltd | RHI-4.6K-48ES-5G | LG Chem | Yes | Yes | 2024-12-17 | 2024-12-17 |  | 0 | 0 | 0
2021-07-07 | HBS2970 | LG Chem RESU3.3 + RESU10 w/ RHI-4.6K-48ES-5G inverter, SwitchDin 'smart controller' | 11.7 |  |  | LG Chem | RESU3.3 + RESU10 | 2 | Ginlong Technologies Co Ltd | RHI-4.6K-48ES-5G | LG Chem | Yes | Yes | 2024-12-17 | 2024-12-17 |  | 0 | 0 | 0
2021-07-07 | HBS2971 | LG Chem RESU6.5 (x2) w/ RHI-4.6K-48ES-5G inverter, SwitchDin 'smart controller' | 11.8 |  |  | LG Chem | RESU6.5 + RESU6.5 | 2 | Ginlong Technologies Co Ltd | RHI-4.6K-48ES-5G | LG Chem | Yes | Yes | 2024-12-17 | 2024-12-17 |  | 0 | 0 | 0
2021-07-07 | HBS2972 | LG Chem RESU6.5 + RESU10 w/ RHI-4.6K-48ES-5G inverter, SwitchDin 'smart controller' | 14.7 |  |  | LG Chem | RESU6.5 + RESU10 | 2 | Ginlong Technologies Co Ltd | RHI-4.6K-48ES-5G | LG Chem | Yes | Yes | 2024-12-17 | 2024-12-17 |  | 0 | 0 | 0
2021-07-07 | HBS2973 | LG Chem RESU10 (x2) w/ RHI-4.6K-48ES-5G inverter, SwitchDin 'smart controller' | 17.6 |  |  | LG Chem | RESU10 + RESU10 | 2 | Ginlong Technologies Co Ltd | RHI-4.6K-48ES-5G | LG Chem | Yes | Yes | 2024-12-17 | 2024-12-17 |  | 0 | 0 | 0
2021-07-07 | HBS2974 | LG Chem RESU13 (x2) w/ RHI-4.6K-48ES-5G inverter, SwitchDin 'smart controller' | 24.8 |  |  | LG Chem | RESU13 + RESU13 | 2 | Ginlong Technologies Co Ltd | RHI-4.6K-48ES-5G | LG Chem | Yes | Yes | 2024-12-17 | 2024-12-17 |  | 0 | 0 | 0
2021-07-07 | HBS2977 | LG Chem RESU10 w/ RHI-5K-48ES-5G inverter, SwitchDin 'smart controller' | 8.8 |  |  | LG Chem | RESU10 | 1 | Ginlong Technologies Co Ltd | RHI-5K-48ES-5G | LG Chem | Yes | Yes | 2024-12-17 | 2024-12-17 |  | 0 | 0 | 0
2021-07-07 | HBS2978 | LG Chem RESU13 w/ RHI-5K-48ES-5G inverter, SwitchDin 'smart controller' | 12.4 |  |  | LG Chem | RESU13 | 1 | Ginlong Technologies Co Ltd | RHI-5K-48ES-5G | LG Chem | Yes | Yes | 2024-12-17 | 2024-12-17 |  | 0 | 0 | 0
2021-07-07 | HBS2980 | LG Chem RESU3.3 + RESU6.5 w/ RHI-5K-48ES-5G inverter, SwitchDin 'smart controller' | 8.8 |  |  | LG Chem | RESU3.3 + RESU6.5 | 2 | Ginlong Technologies Co Ltd | RHI-5K-48ES-5G | LG Chem | Yes | Yes | 2024-12-17 | 2024-12-17 |  | 0 | 0 | 0
2021-07-07 | HBS2981 | LG Chem RESU3.3 + RESU10 w/ RHI-5K-48ES-5G inverter, SwitchDin 'smart controller' | 11.7 |  |  | LG Chem | RESU3.3 + RESU10 | 2 | Ginlong Technologies Co Ltd | RHI-5K-48ES-5G | LG Chem | Yes | Yes | 2024-12-17 | 2024-12-17 |  | 0 | 0 | 0
2021-07-07 | HBS2982 | LG Chem RESU6.5 (x2) w/ RHI-5K-48ES-5G inverter, SwitchDin 'smart controller' | 11.8 |  |  | LG Chem | RESU6.5 + RESU6.5 | 2 | Ginlong Technologies Co Ltd | RHI-5K-48ES-5G | LG Chem | Yes | Yes | 2024-12-17 | 2024-12-17 |  | 0 | 0 | 0
2021-07-07 | HBS2983 | LG Chem RESU6.5 + RESU10 w/ RHI-5K-48ES-5G inverter, SwitchDin 'smart controller' | 14.7 |  |  | LG Chem | RESU6.5 + RESU10 | 2 | Ginlong Technologies Co Ltd | RHI-5K-48ES-5G | LG Chem | Yes | Yes | 2024-12-17 | 2024-12-17 |  | 0 | 0 | 0
2021-07-07 | HBS2984 | LG Chem RESU10 (x2) w/ RHI-5K-48ES-5G inverter, SwitchDin 'smart controller' | 17.6 |  |  | LG Chem | RESU10 + RESU10 | 2 | Ginlong Technologies Co Ltd | RHI-5K-48ES-5G | LG Chem | Yes | Yes | 2024-12-17 | 2024-12-17 |  | 0 | 0 | 0
2021-07-07 | HBS2985 | LG Chem RESU13 (x2) w/ RHI-5K-48ES-5G inverter, SwitchDin 'smart controller' | 24.8 |  |  | LG Chem | RESU13 + RESU13 | 2 | Ginlong Technologies Co Ltd | RHI-5K-48ES-5G | LG Chem | Yes | Yes | 2024-12-17 | 2024-12-17 |  | 0 | 0 | 0
2021-07-07 | HBS2988 | LG Chem RESU10 w/ RHI-6K-48ES-5G inverter, SwitchDin 'smart controller' | 8.8 |  |  | LG Chem | RESU10 | 1 | Ginlong Technologies Co Ltd | RHI-6K-48ES-5G | LG Chem | Yes | Yes | 2024-12-17 | 2024-12-17 |  | 0 | 0 | 0
2021-07-07 | HBS2989 | LG Chem RESU13 w/ RHI-6K-48ES-5G inverter, SwitchDin 'smart controller' | 12.4 |  |  | LG Chem | RESU13 | 1 | Ginlong Technologies Co Ltd | RHI-6K-48ES-5G | LG Chem | Yes | Yes | 2024-12-17 | 2024-12-17 |  | 0 | 0 | 0
2021-07-07 | HBS2991 | LG Chem RESU3.3 + RESU6.5 w/ RHI-6K-48ES-5G inverter, SwitchDin 'smart controller' | 8.8 |  |  | LG Chem | RESU3.3 + RESU6.5 | 2 | Ginlong Technologies Co Ltd | RHI-6K-48ES-5G | LG Chem | Yes | Yes | 2024-12-17 | 2024-12-17 |  | 0 | 0 | 0
2021-07-07 | HBS2992 | LG Chem RESU3.3 + RESU10 w/ RHI-6K-48ES-5G inverter, SwitchDin 'smart controller' | 11.7 |  |  | LG Chem | RESU3.3 + RESU10 | 2 | Ginlong Technologies Co Ltd | RHI-6K-48ES-5G | LG Chem | Yes | Yes | 2024-12-17 | 2024-12-17 |  | 0 | 0 | 0
2021-07-07 | HBS2993 | LG Chem RESU6.5 (x2) w/ RHI-6K-48ES-5G inverter, SwitchDin 'smart controller' | 11.8 |  |  | LG Chem | RESU6.5 + RESU6.5 | 2 | Ginlong Technologies Co Ltd | RHI-6K-48ES-5G | LG Chem | Yes | Yes | 2024-12-17 | 2024-12-17 |  | 0 | 0 | 0
2021-07-07 | HBS2994 | LG Chem RESU6.5 + RESU10 w/ RHI-6K-48ES-5G inverter, SwitchDin 'smart controller' | 14.7 |  |  | LG Chem | RESU6.5 + RESU10 | 2 | Ginlong Technologies Co Ltd | RHI-6K-48ES-5G | LG Chem | Yes | Yes | 2024-12-17 | 2024-12-17 |  | 0 | 0 | 0
2021-07-07 | HBS2995 | LG Chem RESU10 (x2) w/ RHI-6K-48ES-5G inverter, SwitchDin 'smart controller' | 17.6 |  |  | LG Chem | RESU10 + RESU10 | 2 | Ginlong Technologies Co Ltd | RHI-6K-48ES-5G | LG Chem | Yes | Yes | 2024-12-17 | 2024-12-17 |  | 0 | 0 | 0
2021-07-07 | HBS2996 | LG Chem RESU13 (x2) w/ RHI-6K-48ES-5G inverter, SwitchDin 'smart controller' | 24.8 |  |  | LG Chem | RESU13 + RESU13 | 2 | Ginlong Technologies Co Ltd | RHI-6K-48ES-5G | LG Chem | Yes | Yes | 2024-12-17 | 2024-12-17 |  | 0 | 0 | 0
2021-07-01 | HBS2997 | Sungrow SBR096 (x1) w/ Sungrow SH5.0RT inverter | 9.6 |  |  | Sungrow | SBR096 | 3 | Sungrow | SH5.0RT | Sungrow | Yes | Yes | 2024-12-16 | 2024-12-16 |  | 0 | 0 | 0
2021-07-01 | HBS2998 | Sungrow SBR128 (x1) w/ Sungrow SH5.0RT inverter | 12.8 |  |  | Sungrow | SBR128 | 4 | Sungrow | SH5.0RT | Sungrow | Yes | Yes | 2024-12-16 | 2024-12-16 |  | 0 | 0 | 0
2021-07-01 | HBS2999 | Sungrow SBR160 (x1) w/ Sungrow SH5.0RT inverter | 16.8 |  |  | Sungrow | SBR160 | 5 | Sungrow | SH5.0RT | Sungrow | Yes | Yes | 2024-12-16 | 2024-12-16 |  | 0 | 0 | 0
2021-07-01 | HBS3000 | Sungrow SBR192 (x1) w/ Sungrow SH5.0RT inverter | 19.2 |  |  | Sungrow | SBR192 | 6 | Sungrow | SH5.0RT | Sungrow | Yes | Yes | 2024-12-16 | 2024-12-16 |  | 0 | 0 | 0
2021-07-01 | HBS3001 | Sungrow SBR224 (x1) w/ Sungrow SH5.0RT inverter | 22.4 |  |  | Sungrow | SBR224 | 7 | Sungrow | SH5.0RT | Sungrow | Yes | Yes | 2024-12-16 | 2024-12-16 |  | 0 | 0 | 0
2021-07-01 | HBS3002 | Sungrow SBR256 (x1) w/ Sungrow SH5.0RT inverter | 25.6 |  |  | Sungrow | SBR256 | 8 | Sungrow | SH5.0RT | Sungrow | Yes | Yes | 2024-12-16 | 2024-12-16 |  | 0 | 0 | 0
2021-07-01 | HBS3009 | Sungrow SBR096 (x1) w/ Sungrow SH10RT inverter | 9.6 |  |  | Sungrow | SBR096 | 3 | Sungrow | SH10RT | Sungrow | Yes | Yes | 2024-12-16 | 2024-12-16 |  | 0 | 0 | 0
2021-07-01 | HBS3010 | Sungrow SBR128 (x1) w/ Sungrow SH10RT inverter | 12.8 |  |  | Sungrow | SBR128 | 4 | Sungrow | SH10RT | Sungrow | Yes | Yes | 2024-12-16 | 2024-12-16 |  | 0 | 0 | 0
2021-07-01 | HBS3011 | Sungrow SBR160 (x1) w/ Sungrow SH10RT inverter | 16.8 |  |  | Sungrow | SBR160 | 5 | Sungrow | SH10RT | Sungrow | Yes | Yes | 2024-12-16 | 2024-12-16 |  | 0 | 0 | 0
2021-07-01 | HBS3012 | Sungrow SBR192 (x1) w/ Sungrow SH10RT inverter | 19.2 |  |  | Sungrow | SBR192 | 6 | Sungrow | SH10RT | Sungrow | Yes | Yes | 2024-12-16 | 2024-12-16 |  | 0 | 0 | 0
2021-07-01 | HBS3013 | Sungrow SBR224 (x1) w/ Sungrow SH10RT inverter | 22.4 |  |  | Sungrow | SBR224 | 7 | Sungrow | SH10RT | Sungrow | Yes | Yes | 2024-12-16 | 2024-12-16 |  | 0 | 0 | 0
2021-07-01 | HBS3014 | Sungrow SBR256 (x1) w/ Sungrow SH10RT inverter | 25.6 |  |  | Sungrow | SBR256 | 8 | Sungrow | SH10RT | Sungrow | Yes | Yes | 2024-12-16 | 2024-12-16 |  | 0 | 0 | 0
2021-07-07 | HBS2684 | LG Chem RESU10 (x1) w/ Selectronic SPMC480-AU inverter, Mondo 'smart controller' | 8.8 |  |  | LG Chem | RESU10 | 1 | Selectronic | SPMC480-AU | LG Chem | Yes | Yes | 2025-04-08 | 2025-04-08 |  | 0 | 0 | 0
2021-07-07 | HBS2644 | BYD LVS 8.0 (x1) w/ Selectronic SPMC480-AU inverter, Mondo 'smart controller' | 8 |  |  | BYD | LVS 8.0 | 1 | Selectronic | SPMC480-AU | BYD | Yes | Yes | 2025-04-08 | 2025-04-08 |  | 0 | 0 | 0
2021-07-07 | HBS2645 | BYD LVS 12.0 (x1) w/ Selectronic SPMC480-AU inverter, Mondo 'smart controller' | 12 |  |  | BYD | LVS 12.0 | 1 | Selectronic | SPMC480-AU | BYD | Yes | Yes | 2025-04-08 | 2025-04-08 |  | 0 | 0 | 0
2021-07-07 | HBS2646 | BYD LVS 16.0 (x1) w/ Selectronic SPMC480-AU inverter, Mondo 'smart controller' | 16 |  |  | BYD | LVS 16.0 | 1 | Selectronic | SPMC480-AU | BYD | Yes | Yes | 2025-04-08 | 2025-04-08 |  | 0 | 0 | 0
2021-07-07 | HBS2647 | BYD LVS 20.0 (x1) w/ Selectronic SPMC480-AU inverter, Mondo 'smart controller' | 20 |  |  | BYD | LVS 20.0 | 1 | Selectronic | SPMC480-AU | BYD | Yes | Yes | 2025-04-08 | 2025-04-08 |  | 0 | 0 | 0
2021-07-07 | HBS2648 | BYD LVS 24.0 (x1) w/ Selectronic SPMC480-AU inverter, Mondo 'smart controller' | 24 |  |  | BYD | LVS 24.0 | 1 | Selectronic | SPMC480-AU | BYD | Yes | Yes | 2025-04-08 | 2025-04-08 |  | 0 | 0 | 0
2021-07-07 | HBS2640 | BYD Battery-Box Premium LVL 15.4 (x1) w/ Selectronic SPMC480-AU inverter, Mondo 'smart controller' | 15.4 |  |  | BYD | Battery-Box Premium LVL 15.4 | 1 | Selectronic | SPMC480-AU | BYD | Yes | Yes | 2025-04-08 | 2025-04-08 |  | 0 | 0 | 0
2021-07-09 | HBS2553 | SolaX AEON T-Bat H 5.8 (x2) w/ SolaX X1-Hybrid-3.0-N-I inverter, Droplet | 11.6 |  |  | SolaX | T-Bat H 5.8 | 2 | SolaX | X1-Hybrid-3.0-N-I | SolaX | Yes | Yes | 2025-03-03 | 2025-03-03 |  | 0 | 0 | 0
2021-07-09 | HBS2554 | SolaX AEON T-Bat H 5.8 (x2) w/ SolaX X1-Hybrid-3.7-N-I inverter, Droplet | 11.6 |  |  | SolaX | T-Bat H 5.8 | 2 | SolaX | X1-Hybrid-3.7-N-I | SolaX | Yes | Yes | 2025-03-03 | 2025-03-03 |  | 0 | 0 | 0
2021-07-09 | HBS2556 | SolaX AEON T-Bat H 5.8 (x2) w/ SolaX X1-Hybrid-5.0-N-I inverter, Droplet | 11.6 |  |  | SolaX | T-Bat H 5.8 | 2 | SolaX | X1-Hybrid-5.0-N-I | SolaX | Yes | Yes | 2025-03-03 | 2025-03-03 |  | 0 | 0 | 0
2021-07-09 | HBS2561 | SolaX AEON T-Bat H 5.8 (x3) w/ SolaX X1-Hybrid-3.0-N-I inverter, Droplet | 17.4 |  |  | SolaX | T-Bat H 5.8 | 3 | SolaX | X1-Hybrid-3.0-N-I | SolaX | Yes | Yes | 2025-03-03 | 2025-03-03 |  | 0 | 0 | 0
2021-07-09 | HBS2562 | SolaX AEON T-Bat H 5.8 (x3) w/ SolaX X1-Hybrid-3.7-N-I inverter, Droplet | 17.4 |  |  | SolaX | T-Bat H 5.8 | 3 | SolaX | X1-Hybrid-3.7-N-I | SolaX | Yes | Yes | 2025-03-03 | 2025-03-03 |  | 0 | 0 | 0
2021-07-09 | HBS2564 | SolaX AEON T-Bat H 5.8 (x3) w/ SolaX X1-Hybrid-5.0-N-I inverter, Droplet | 17.4 |  |  | SolaX | T-Bat H 5.8 | 3 | SolaX | X1-Hybrid-5.0-N-I | SolaX | Yes | Yes | 2025-03-03 | 2025-03-03 |  | 0 | 0 | 0
2021-07-22 | HBS3015 | LG Energy Solution RESU 10H Prime (x1) w/ SolarEdge SE3000H-AUS3MBX14 inverter, SolarEdge 'SE Meter', SESTI-S4 StorEdge Interface | 9.6 |  |  | LG Energy Solution | RESU 10H Prime | 1 | SolarEdge | SE3000H | LG Energy Solution | Yes | Yes | 2024-12-10 | 2024-12-10 |  | 0 | 0 | 0
2021-07-22 | HBS3016 | LG Energy Solution RESU 10H Prime (x1) w/ SolarEdge SE3000H-AUS3MBX14 inverter, SolarEdge 'SE Meter', DC Combiner Box | 9.6 |  |  | LG Energy Solution | RESU 10H Prime | 1 | SolarEdge | SE3000H | LG Energy Solution | Yes | Yes | 2024-12-10 | 2024-12-10 |  | 0 | 0 | 0
2021-07-22 | HBS3017 | LG Energy Solution RESU 10H Prime (x1) w/ SolarEdge SE5000H-AUS3MBX14 inverter, SolarEdge 'SE Meter', SESTI-S4 StorEdge Interface | 9.6 |  |  | LG Energy Solution | RESU 10H Prime | 1 | SolarEdge | SE5000H | LG Energy Solution | Yes | Yes | 2024-12-10 | 2024-12-10 |  | 0 | 0 | 0
2021-07-22 | HBS3018 | LG Energy Solution RESU 10H Prime (x1) w/ SolarEdge SE5000H-AUS3MBX14 inverter, SolarEdge 'SE Meter', DC Combiner Box | 9.6 |  |  | LG Energy Solution | RESU 10H Prime | 1 | SolarEdge | SE5000H | LG Energy Solution | Yes | Yes | 2024-12-10 | 2024-12-10 |  | 0 | 0 | 0
2021-07-22 | HBS3019 | LG Energy Solution RESU 10H Prime (x2) w/ SolarEdge SE5000H-AUS3MBX14 inverter, SolarEdge 'SE Meter', SESTI-S4 StorEdge Interface | 19.2 |  |  | LG Energy Solution | RESU 10H Prime | 2 | SolarEdge | SE5000H | LG Energy Solution | Yes | Yes | 2024-12-10 | 2024-12-10 |  | 0 | 0 | 0
2021-07-22 | HBS3020 | LG Energy Solution RESU 10H Prime (x2) w/ SolarEdge SE5000H-AUS3MBX14 inverter, SolarEdge 'SE Meter', DC Combiner Box | 19.2 |  |  | LG Energy Solution | RESU 10H Prime | 2 | SolarEdge | SE5000H | LG Energy Solution | Yes | Yes | 2024-12-10 | 2024-12-10 |  | 0 | 0 | 0
2021-07-22 | HBS3021 | LG Energy Solution RESU 10H Prime (x1) w/ SolarEdge SE6000H-AUS3MBX14 inverter, SolarEdge 'SE Meter', SESTI-S4 StorEdge Interface | 9.6 |  |  | LG Energy Solution | RESU 10H Prime | 1 | SolarEdge | SE6000H | LG Energy Solution | Yes | Yes | 2024-12-10 | 2024-12-10 |  | 0 | 0 | 0
2021-07-22 | HBS3022 | LG Energy Solution RESU 10H Prime (x1) w/ SolarEdge SE6000H-AUS3MBX14 inverter, SolarEdge 'SE Meter', DC Combiner Box | 9.6 |  |  | LG Energy Solution | RESU 10H Prime | 1 | SolarEdge | SE6000H | LG Energy Solution | Yes | Yes | 2024-12-10 | 2024-12-10 |  | 0 | 0 | 0
2021-07-22 | HBS3023 | LG Energy Solution RESU 10H Prime (x2) w/ SolarEdge SE6000H-AUS3MBX14 inverter, SolarEdge 'SE Meter', SESTI-S4 StorEdge Interface | 19.2 |  |  | LG Energy Solution | RESU 10H Prime | 2 | SolarEdge | SE6000H | LG Energy Solution | Yes | Yes | 2024-12-10 | 2024-12-10 |  | 0 | 0 | 0
2021-07-22 | HBS3024 | LG Energy Solution RESU 10H Prime (x2) w/ SolarEdge SE6000H-AUS3MBX14 inverter, SolarEdge 'SE Meter', DC Combiner Box | 19.2 |  |  | LG Energy Solution | RESU 10H Prime | 2 | SolarEdge | SE6000H | LG Energy Solution | Yes | Yes | 2024-12-10 | 2024-12-10 |  | 0 | 0 | 0
2021-07-22 | HBS3025 | LG Energy Solution RESU 16H Prime (x1) w/ SolarEdge SE5000H-AUS3MBX14 inverter, SolarEdge 'SE Meter', SESTI-S4 StorEdge Interface | 16 |  |  | LG Energy Solution | RESU 16H Prime | 1 | SolarEdge | SE5000H | LG Energy Solution | Yes | Yes | 2024-12-10 | 2024-12-10 |  | 0 | 0 | 0
2021-07-22 | HBS3026 | LG Energy Solution RESU 16H Prime (x1) w/ SolarEdge SE5000H-AUS3MBX14 inverter, SolarEdge 'SE Meter', DC Combiner Box | 16 |  |  | LG Energy Solution | RESU 16H Prime | 1 | SolarEdge | SE5000H | LG Energy Solution | Yes | Yes | 2024-12-10 | 2024-12-10 |  | 0 | 0 | 0
2021-07-22 | HBS3027 | LG Energy Solution RESU 16H Prime (x1) w/ SolarEdge SE6000H-AUS3MBX14 inverter, SolarEdge 'SE Meter', SESTI-S4 StorEdge Interface | 16 |  |  | LG Energy Solution | RESU 16H Prime | 1 | SolarEdge | SE6000H | LG Energy Solution | Yes | Yes | 2024-12-10 | 2024-12-10 |  | 0 | 0 | 0
2021-07-22 | HBS3028 | LG Energy Solution RESU 16H Prime (x1) w/ SolarEdge SE6000H-AUS3MBX14 inverter, SolarEdge 'SE Meter', DC Combiner Box | 16 |  |  | LG Energy Solution | RESU 16H Prime | 1 | SolarEdge | SE6000H | LG Energy Solution | Yes | Yes | 2024-12-10 | 2024-12-10 |  | 0 | 0 | 0
2021-07-22 | HBS3029 | LG Energy Solution RESU 16H Prime (x2) w/ SolarEdge SE6000H-AUS3MBX14 inverter, SolarEdge 'SE Meter', SESTI-S4 StorEdge Interface | 32 |  |  | LG Energy Solution | RESU 16H Prime | 2 | SolarEdge | SE6000H | LG Energy Solution | Yes | Yes | 2024-12-10 | 2024-12-10 |  | 0 | 0 | 0
2021-07-22 | HBS3030 | LG Energy Solution RESU 16H Prime (x2) w/ SolarEdge SE6000H-AUS3MBX14 inverter, SolarEdge 'SE Meter', DC Combiner Box | 32 |  |  | LG Energy Solution | RESU 16H Prime | 2 | SolarEdge | SE6000H | LG Energy Solution | Yes | Yes | 2024-12-10 | 2024-12-10 |  | 0 | 0 | 0
2021-07-23 | HBS3046 | Koyoe KY-96V105AH (x1) w/ Koyoe KY-1Hybrid-5k0-H-A inverter, 'smart controller' | 9 |  |  | Koyoe | KY-96V105AH | 1 | Koyoe | KY-1Hybrid-5k0-H-A | Koyoe | #N/A | Yes | #N/A | 2025-07-04 |  | Yes | Yes | 0
2021-07-23 | HBS3047 | Koyoe KY-192V105AH (x1) w/ Koyoe KY-1Hybrid-5k0-H-A inverter, 'smart controller' | 18 |  |  | Koyoe | KY-192V105AH | 1 | Koyoe | KY-1Hybrid-5k0-H-A | Koyoe | #N/A | Yes | #N/A | 2025-07-04 |  | Yes | Yes | 0
2021-07-23 | HBS3048 | Koyoe KY-96V105AH (x1) w/ Koyoe KY-1Hybrid-5k0-H-A inverter, 'smart controller' | 9 |  |  | Koyoe | KY-96V105AH | 1 | Koyoe | KY-1Hybrid-5k0-H-A | Koyoe | #N/A | Yes | #N/A | 2025-07-04 |  | Yes | Yes | 0
2021-07-23 | HBS3049 | Koyoe KY-192V105AH (x1) w/ Koyoe KY-1Hybrid-5k0-H-A inverter, 'smart controller' | 18 |  |  | Koyoe | KY-192V105AH | 1 | Koyoe | KY-1Hybrid-5k0-H-A | Koyoe | #N/A | Yes | #N/A | 2025-07-04 |  | Yes | Yes | 0
2021-08-23 | HBS3083 | Sofar Solar GTX3000-H4 (x4) w/ Sofar Solar HYD 5000 TL-3PH inverter | 9 |  |  | Sofar Solar | GTX3000-H4 | 4 | Sofar Solar | HYD 5000 TL-3PH | Sofar Solar | Yes | Yes | 2025-06-24 | 2025-06-24 |  | Yes | Yes | 0
2021-08-23 | HBS3084 | Sofar Solar GTX3000-H5 (x5) w/ Sofar Solar HYD 5000 TL-3PH inverter | 9 |  |  | Sofar Solar | GTX3000-H5 | 5 | Sofar Solar | HYD 5000 TL-3PH | Sofar Solar | Yes | Yes | 2025-06-24 | 2025-06-24 |  | Yes | Yes | 0
2021-08-23 | HBS3085 | Sofar Solar GTX3000-H6 (x6) w/ Sofar Solar HYD 5000 TL-3PH inverter | 9 |  |  | Sofar Solar | GTX3000-H6 | 6 | Sofar Solar | HYD 5000 TL-3PH | Sofar Solar | Yes | Yes | 2025-06-24 | 2025-06-24 |  | Yes | Yes | 0
2021-08-23 | HBS3086 | Sofar Solar GTX3000-H7 (x7) w/ Sofar Solar HYD 5000 TL-3PH inverter | 9 |  |  | Sofar Solar | GTX3000-H7 | 7 | Sofar Solar | HYD 5000 TL-3PH | Sofar Solar | Yes | Yes | 2025-06-24 | 2025-06-24 |  | Yes | Yes | 0
2021-08-23 | HBS3087 | Sofar Solar GTX3000-H8 (x8) w/ Sofar Solar HYD 5000 TL-3PH inverter | 9 |  |  | Sofar Solar | GTX3000-H8 | 8 | Sofar Solar | HYD 5000 TL-3PH | Sofar Solar | Yes | Yes | 2025-06-24 | 2025-06-24 |  | Yes | Yes | 0
2021-08-23 | HBS3088 | Sofar Solar GTX3000-H9 (x9) w/ Sofar Solar HYD 5000 TL-3PH inverter | 9 |  |  | Sofar Solar | GTX3000-H9 | 9 | Sofar Solar | HYD 5000 TL-3PH | Sofar Solar | Yes | Yes | 2025-06-24 | 2025-06-24 |  | Yes | Yes | 0
2021-08-23 | HBS3089 | Sofar Solar GTX3000-H10 (x10) w/ Sofar Solar HYD 5000 TL-3PH inverter | 11.3 |  |  | Sofar Solar | GTX3000-H10 | 10 | Sofar Solar | HYD 5000 TL-3PH | Sofar Solar | Yes | Yes | 2025-06-24 | 2025-06-24 |  | Yes | Yes | 0
2021-08-23 | HBS3090 | Sofar Solar GTX3000-H4 (x4) w/ Sofar Solar HYD 6000 TL-3PH inverter | 11.3 |  |  | Sofar Solar | GTX3000-H4 | 4 | Sofar Solar | HYD 6000 TL-3PH | Sofar Solar | Yes | Yes | 2025-06-24 | 2025-06-24 |  | Yes | Yes | 0
2021-08-23 | HBS3091 | Sofar Solar GTX3000-H5 (x5) w/ Sofar Solar HYD 6000 TL-3PH inverter | 11.3 |  |  | Sofar Solar | GTX3000-H5 | 5 | Sofar Solar | HYD 6000 TL-3PH | Sofar Solar | Yes | Yes | 2025-06-24 | 2025-06-24 |  | Yes | Yes | 0
2021-08-23 | HBS3092 | Sofar Solar GTX3000-H6 (x6) w/ Sofar Solar HYD 6000 TL-3PH inverter | 11.3 |  |  | Sofar Solar | GTX3000-H6 | 6 | Sofar Solar | HYD 6000 TL-3PH | Sofar Solar | Yes | Yes | 2025-06-24 | 2025-06-24 |  | Yes | Yes | 0
2021-08-23 | HBS3093 | Sofar Solar GTX3000-H7 (x7) w/ Sofar Solar HYD 6000 TL-3PH inverter | 11.3 |  |  | Sofar Solar | GTX3000-H7 | 7 | Sofar Solar | HYD 6000 TL-3PH | Sofar Solar | Yes | Yes | 2025-06-24 | 2025-06-24 |  | Yes | Yes | 0
2021-08-23 | HBS3094 | Sofar Solar GTX3000-H8 (x8) w/ Sofar Solar HYD 6000 TL-3PH inverter | 11.3 |  |  | Sofar Solar | GTX3000-H8 | 8 | Sofar Solar | HYD 6000 TL-3PH | Sofar Solar | Yes | Yes | 2025-06-24 | 2025-06-24 |  | Yes | Yes | 0
2021-08-23 | HBS3095 | Sofar Solar GTX3000-H9 (x9) w/ Sofar Solar HYD 6000 TL-3PH inverter | 13.5 |  |  | Sofar Solar | GTX3000-H9 | 9 | Sofar Solar | HYD 6000 TL-3PH | Sofar Solar | Yes | Yes | 2025-06-24 | 2025-06-24 |  | Yes | Yes | 0
2021-08-23 | HBS3096 | Sofar Solar GTX3000-H10 (x10) w/ Sofar Solar HYD 6000 TL-3PH inverter | 13.5 |  |  | Sofar Solar | GTX3000-H10 | 10 | Sofar Solar | HYD 6000 TL-3PH | Sofar Solar | Yes | Yes | 2025-06-24 | 2025-06-24 |  | Yes | Yes | 0
2021-08-23 | HBS3097 | Sofar Solar GTX3000-H4 (x4) w/ Sofar Solar HYD 8000 TL-3PH inverter | 13.5 |  |  | Sofar Solar | GTX3000-H4 | 4 | Sofar Solar | HYD 8000 TL-3PH | Sofar Solar | Yes | Yes | 2025-06-24 | 2025-06-24 |  | Yes | Yes | 0
2021-08-23 | HBS3098 | Sofar Solar GTX3000-H5 (x5) w/ Sofar Solar HYD 8000 TL-3PH inverter | 13.5 |  |  | Sofar Solar | GTX3000-H5 | 5 | Sofar Solar | HYD 8000 TL-3PH | Sofar Solar | Yes | Yes | 2025-06-24 | 2025-06-24 |  | Yes | Yes | 0
2021-08-23 | HBS3099 | Sofar Solar GTX3000-H6 (x6) w/ Sofar Solar HYD 8000 TL-3PH inverter | 13.5 |  |  | Sofar Solar | GTX3000-H6 | 6 | Sofar Solar | HYD 8000 TL-3PH | Sofar Solar | Yes | Yes | 2025-06-24 | 2025-06-24 |  | Yes | Yes | 0
2021-08-23 | HBS3100 | Sofar Solar GTX3000-H7 (x7) w/ Sofar Solar HYD 8000 TL-3PH inverter | 13.5 |  |  | Sofar Solar | GTX3000-H7 | 7 | Sofar Solar | HYD 8000 TL-3PH | Sofar Solar | Yes | Yes | 2025-06-24 | 2025-06-24 |  | Yes | Yes | 0
2021-08-23 | HBS3101 | Sofar Solar GTX3000-H8 (x8) w/ Sofar Solar HYD 8000 TL-3PH inverter | 15.75 |  |  | Sofar Solar | GTX3000-H8 | 8 | Sofar Solar | HYD 8000 TL-3PH | Sofar Solar | Yes | Yes | 2025-06-24 | 2025-06-24 |  | Yes | Yes | 0
2021-08-23 | HBS3102 | Sofar Solar GTX3000-H9 (x9) w/ Sofar Solar HYD 8000 TL-3PH inverter | 15.75 |  |  | Sofar Solar | GTX3000-H9 | 9 | Sofar Solar | HYD 8000 TL-3PH | Sofar Solar | Yes | Yes | 2025-06-24 | 2025-06-24 |  | Yes | Yes | 0
2021-08-23 | HBS3103 | Sofar Solar GTX3000-H10 (x10) w/ Sofar Solar HYD 8000 TL-3PH inverter | 15.75 |  |  | Sofar Solar | GTX3000-H10 | 10 | Sofar Solar | HYD 8000 TL-3PH | Sofar Solar | Yes | Yes | 2025-06-24 | 2025-06-24 |  | Yes | Yes | 0
2021-08-23 | HBS3104 | Sofar Solar GTX3000-H4 (x4) w/ Sofar Solar HYD 10000 TL-3PH inverter | 15.75 |  |  | Sofar Solar | GTX3000-H4 | 4 | Sofar Solar | HYD 10000 TL-3PH | Sofar Solar | Yes | Yes | 2025-06-24 | 2025-06-24 |  | Yes | Yes | 0
2021-08-23 | HBS3105 | Sofar Solar GTX3000-H5 (x5) w/ Sofar Solar HYD 10000 TL-3PH inverter | 15.75 |  |  | Sofar Solar | GTX3000-H5 | 5 | Sofar Solar | HYD 10000 TL-3PH | Sofar Solar | Yes | Yes | 2025-06-24 | 2025-06-24 |  | Yes | Yes | 0
2021-08-23 | HBS3106 | Sofar Solar GTX3000-H6 (x6) w/ Sofar Solar HYD 10000 TL-3PH inverter | 15.75 |  |  | Sofar Solar | GTX3000-H6 | 6 | Sofar Solar | HYD 10000 TL-3PH | Sofar Solar | Yes | Yes | 2025-06-24 | 2025-06-24 |  | Yes | Yes | 0
2021-08-23 | HBS3107 | Sofar Solar GTX3000-H7 (x7) w/ Sofar Solar HYD 10000 TL-3PH inverter | 18 |  |  | Sofar Solar | GTX3000-H7 | 7 | Sofar Solar | HYD 10000 TL-3PH | Sofar Solar | Yes | Yes | 2025-06-24 | 2025-06-24 |  | Yes | Yes | 0
2021-08-23 | HBS3108 | Sofar Solar GTX3000-H8 (x8) w/ Sofar Solar HYD 10000 TL-3PH inverter | 18 |  |  | Sofar Solar | GTX3000-H8 | 8 | Sofar Solar | HYD 10000 TL-3PH | Sofar Solar | Yes | Yes | 2025-06-24 | 2025-06-24 |  | Yes | Yes | 0
2021-08-23 | HBS3109 | Sofar Solar GTX3000-H9 (x9) w/ Sofar Solar HYD 10000 TL-3PH inverter | 18 |  |  | Sofar Solar | GTX3000-H9 | 9 | Sofar Solar | HYD 10000 TL-3PH | Sofar Solar | Yes | Yes | 2025-06-24 | 2025-06-24 |  | Yes | Yes | 0
2021-08-23 | HBS3110 | Sofar Solar GTX3000-H10 (x10) w/ Sofar Solar HYD 10000 TL-3PH inverter | 18 |  |  | Sofar Solar | GTX3000-H10 | 10 | Sofar Solar | HYD 10000 TL-3PH | Sofar Solar | Yes | Yes | 2025-06-24 | 2025-06-24 |  | Yes | Yes | 0
2021-08-23 | HBS3111 | Sofar Solar GTX3000-H4 (x4) w/ Sofar Solar HYD 15000 TL-3PH inverter | 18 |  |  | Sofar Solar | GTX3000-H4 | 4 | Sofar Solar | HYD 15000 TL-3PH | Sofar Solar | Yes | Yes | 2025-06-24 | 2025-06-24 |  | Yes | Yes | 0
2021-08-23 | HBS3112 | Sofar Solar GTX3000-H5 (x5) w/ Sofar Solar HYD 15000 TL-3PH inverter | 18 |  |  | Sofar Solar | GTX3000-H5 | 5 | Sofar Solar | HYD 15000 TL-3PH | Sofar Solar | Yes | Yes | 2025-06-24 | 2025-06-24 |  | Yes | Yes | 0
2021-08-23 | HBS3113 | Sofar Solar GTX3000-H6 (x6) w/ Sofar Solar HYD 15000 TL-3PH inverter | 20.3 |  |  | Sofar Solar | GTX3000-H6 | 6 | Sofar Solar | HYD 15000 TL-3PH | Sofar Solar | Yes | Yes | 2025-06-24 | 2025-06-24 |  | Yes | Yes | 0
2021-08-23 | HBS3114 | Sofar Solar GTX3000-H7 (x7) w/ Sofar Solar HYD 15000 TL-3PH inverter | 20.3 |  |  | Sofar Solar | GTX3000-H7 | 7 | Sofar Solar | HYD 15000 TL-3PH | Sofar Solar | Yes | Yes | 2025-06-24 | 2025-06-24 |  | Yes | Yes | 0
2021-08-23 | HBS3115 | Sofar Solar GTX3000-H8 (x8) w/ Sofar Solar HYD 15000 TL-3PH inverter | 20.3 |  |  | Sofar Solar | GTX3000-H8 | 8 | Sofar Solar | HYD 15000 TL-3PH | Sofar Solar | Yes | Yes | 2025-06-24 | 2025-06-24 |  | Yes | Yes | 0
2021-08-23 | HBS3116 | Sofar Solar GTX3000-H9 (x9) w/ Sofar Solar HYD 15000 TL-3PH inverter | 20.3 |  |  | Sofar Solar | GTX3000-H9 | 9 | Sofar Solar | HYD 15000 TL-3PH | Sofar Solar | Yes | Yes | 2025-06-24 | 2025-06-24 |  | Yes | Yes | 0
2021-08-23 | HBS3117 | Sofar Solar GTX3000-H10 (x10) w/ Sofar Solar HYD 15000 TL-3PH inverter | 20.3 |  |  | Sofar Solar | GTX3000-H10 | 10 | Sofar Solar | HYD 15000 TL-3PH | Sofar Solar | Yes | Yes | 2025-06-24 | 2025-06-24 |  | Yes | Yes | 0
2021-08-23 | HBS3118 | Sofar Solar GTX3000-H4 (x4) w/ Sofar Solar HYD 20000 TL-3PH inverter | 20.3 |  |  | Sofar Solar | GTX3000-H4 | 4 | Sofar Solar | HYD 20000 TL-3PH | Sofar Solar | Yes | Yes | 2025-06-24 | 2025-06-24 |  | Yes | Yes | 0
2021-08-23 | HBS3119 | Sofar Solar GTX3000-H5 (x5) w/ Sofar Solar HYD 20000 TL-3PH inverter | 22.5 |  |  | Sofar Solar | GTX3000-H5 | 5 | Sofar Solar | HYD 20000 TL-3PH | Sofar Solar | Yes | Yes | 2025-06-24 | 2025-06-24 |  | Yes | Yes | 0
2021-08-23 | HBS3120 | Sofar Solar GTX3000-H6 (x6) w/ Sofar Solar HYD 20000 TL-3PH inverter | 22.5 |  |  | Sofar Solar | GTX3000-H6 | 6 | Sofar Solar | HYD 20000 TL-3PH | Sofar Solar | Yes | Yes | 2025-06-24 | 2025-06-24 |  | Yes | Yes | 0
2021-08-23 | HBS3121 | Sofar Solar GTX3000-H7 (x7) w/ Sofar Solar HYD 20000 TL-3PH inverter | 22.5 |  |  | Sofar Solar | GTX3000-H7 | 7 | Sofar Solar | HYD 20000 TL-3PH | Sofar Solar | Yes | Yes | 2025-06-24 | 2025-06-24 |  | Yes | Yes | 0
2021-08-23 | HBS3122 | Sofar Solar GTX3000-H8 (x8) w/ Sofar Solar HYD 20000 TL-3PH inverter | 22.5 |  |  | Sofar Solar | GTX3000-H8 | 8 | Sofar Solar | HYD 20000 TL-3PH | Sofar Solar | Yes | Yes | 2025-06-24 | 2025-06-24 |  | Yes | Yes | 0
2021-08-23 | HBS3123 | Sofar Solar GTX3000-H9 (x9) w/ Sofar Solar HYD 20000 TL-3PH inverter | 22.5 |  |  | Sofar Solar | GTX3000-H9 | 9 | Sofar Solar | HYD 20000 TL-3PH | Sofar Solar | Yes | Yes | 2025-06-24 | 2025-06-24 |  | Yes | Yes | 0
2021-08-23 | HBS3124 | Sofar Solar GTX3000-H10 (x10) w/ Sofar Solar HYD 20000 TL-3PH inverter | 22.5 |  |  | Sofar Solar | GTX3000-H10 | 10 | Sofar Solar | HYD 20000 TL-3PH | Sofar Solar | Yes | Yes | 2025-06-24 | 2025-06-24 |  | Yes | Yes | 0
2021-08-25 | HBS3125 | Sungrow SBR096 (x1) w/ Sungrow SH5.0RS inverter | 9.6 |  |  | Sungrow | SBR096 | 1 | Sungrow | SH5.0RS | Sungrow | Yes | Yes | 2024-12-15 | 2024-12-15 |  | Yes | Yes | 0
2021-08-25 | HBS3126 | Sungrow SBR128 (x1) w/ Sungrow SH5.0RS inverter | 12.8 |  |  | Sungrow | SBR128 | 1 | Sungrow | SH5.0RS | Sungrow | Yes | Yes | 2024-12-15 | 2024-12-15 |  | Yes | Yes | 0
2021-08-25 | HBS3127 | Sungrow SBR160 (x1) w/ Sungrow SH5.0RS inverter | 16 |  |  | Sungrow | SBR160 | 1 | Sungrow | SH5.0RS | Sungrow | Yes | Yes | 2024-12-15 | 2024-12-15 |  | Yes | Yes | 0
2021-08-25 | HBS3128 | Sungrow SBR192 (x1) w/ Sungrow SH5.0RS inverter | 19.2 |  |  | Sungrow | SBR192 | 1 | Sungrow | SH5.0RS | Sungrow | Yes | Yes | 2024-12-15 | 2024-12-15 |  | Yes | Yes | 0
2021-08-25 | HBS3129 | Sungrow SBR096 (x2) w/ Sungrow SH5.0RS inverter | 19.2 |  |  | Sungrow | SBR096 | 2 | Sungrow | SH5.0RS | Sungrow | Yes | Yes | 2024-12-15 | 2024-12-15 |  | Yes | Yes | 0
2021-08-25 | HBS3130 | Sungrow SBR128 (x2) w/ Sungrow SH5.0RS inverter | 25.6 |  |  | Sungrow | SBR128 | 2 | Sungrow | SH5.0RS | Sungrow | Yes | Yes | 2024-12-15 | 2024-12-15 |  | Yes | Yes | 0
2021-08-25 | HBS3131 | Sungrow SBR160 (x2) w/ Sungrow SH5.0RS inverter | 32 |  |  | Sungrow | SBR160 | 2 | Sungrow | SH5.0RS | Sungrow | Yes | Yes | 2024-12-15 | 2024-12-15 |  | Yes | Yes | 0
2021-08-25 | HBS3132 | Sungrow SBR192 (x2) w/ Sungrow SH5.0RS inverter | 38.4 |  |  | Sungrow | SBR192 | 2 | Sungrow | SH5.0RS | Sungrow | Yes | Yes | 2024-12-15 | 2024-12-15 |  | Yes | Yes | 0
2021-08-25 | HBS3133 | Sungrow SBR096 (x3) w/ Sungrow SH5.0RS inverter | 28.8 |  |  | Sungrow | SBR096 | 3 | Sungrow | SH5.0RS | Sungrow | Yes | Yes | 2024-12-15 | 2024-12-15 |  | Yes | Yes | 0
2021-08-25 | HBS3134 | Sungrow SBR128 (x3) w/ Sungrow SH5.0RS inverter | 38.4 |  |  | Sungrow | SBR128 | 3 | Sungrow | SH5.0RS | Sungrow | Yes | Yes | 2024-12-15 | 2024-12-15 |  | Yes | Yes | 0
2021-08-25 | HBS3135 | Sungrow SBR160 (x3) w/ Sungrow SH5.0RS inverter | 48 |  |  | Sungrow | SBR160 | 3 | Sungrow | SH5.0RS | Sungrow | Yes | Yes | 2024-12-15 | 2024-12-15 |  | Yes | Yes | 0
2021-08-25 | HBS3136 | Sungrow SBR192 (x3) w/ Sungrow SH5.0RS inverter | 57.6 |  |  | Sungrow | SBR192 | 3 | Sungrow | SH5.0RS | Sungrow | Yes | Yes | 2024-12-15 | 2024-12-15 |  | Yes | Yes | 0
2021-08-25 | HBS3137 | Sungrow SBR096 (x4) w/ Sungrow SH5.0RS inverter | 38.4 |  |  | Sungrow | SBR096 | 4 | Sungrow | SH5.0RS | Sungrow | Yes | Yes | 2024-12-15 | 2024-12-15 |  | Yes | Yes | 0
2021-08-25 | HBS3138 | Sungrow SBR128 (x4) w/ Sungrow SH5.0RS inverter | 51.2 |  |  | Sungrow | SBR128 | 4 | Sungrow | SH5.0RS | Sungrow | Yes | Yes | 2024-12-15 | 2024-12-15 |  | Yes | Yes | 0
2021-08-25 | HBS3139 | Sungrow SBR160 (x4) w/ Sungrow SH5.0RS inverter | 64 |  |  | Sungrow | SBR160 | 4 | Sungrow | SH5.0RS | Sungrow | Yes | Yes | 2024-12-15 | 2024-12-15 |  | Yes | Yes | 0
2021-08-25 | HBS3140 | Sungrow SBR192 (x4) w/ Sungrow SH5.0RS inverter | 76.8 |  |  | Sungrow | SBR192 | 4 | Sungrow | SH5.0RS | Sungrow | Yes | Yes | 2024-12-15 | 2024-12-15 |  | Yes | Yes | 0
2021-08-25 | HBS3141 | Sungrow SBR096 (x1) w/ Sungrow SH6.0RS inverter | 9.6 |  |  | Sungrow | SBR096 | 1 | Sungrow | SH6.0RS | Sungrow | Yes | Yes | 2024-12-15 | 2024-12-15 |  | Yes | Yes | 0
2021-08-25 | HBS3142 | Sungrow SBR128 (x1) w/ Sungrow SH6.0RS inverter | 12.8 |  |  | Sungrow | SBR128 | 1 | Sungrow | SH6.0RS | Sungrow | Yes | Yes | 2024-12-15 | 2024-12-15 |  | Yes | Yes | 0
2021-08-25 | HBS3143 | Sungrow SBR160 (x1) w/ Sungrow SH6.0RS inverter | 16 |  |  | Sungrow | SBR160 | 1 | Sungrow | SH6.0RS | Sungrow | Yes | Yes | 2024-12-15 | 2024-12-15 |  | Yes | Yes | 0
2021-08-25 | HBS3144 | Sungrow SBR192 (x1) w/ Sungrow SH6.0RS inverter | 19.2 |  |  | Sungrow | SBR192 | 1 | Sungrow | SH6.0RS | Sungrow | Yes | Yes | 2024-12-15 | 2024-12-15 |  | Yes | Yes | 0
2021-08-25 | HBS3145 | Sungrow SBR096 (x2) w/ Sungrow SH6.0RS inverter | 19.2 |  |  | Sungrow | SBR096 | 2 | Sungrow | SH6.0RS | Sungrow | Yes | Yes | 2024-12-15 | 2024-12-15 |  | Yes | Yes | 0
2021-08-25 | HBS3146 | Sungrow SBR128 (x2) w/ Sungrow SH6.0RS inverter | 25.6 |  |  | Sungrow | SBR128 | 2 | Sungrow | SH6.0RS | Sungrow | Yes | Yes | 2024-12-15 | 2024-12-15 |  | Yes | Yes | 0
2021-08-25 | HBS3147 | Sungrow SBR160 (x2) w/ Sungrow SH6.0RS inverter | 32 |  |  | Sungrow | SBR160 | 2 | Sungrow | SH6.0RS | Sungrow | Yes | Yes | 2024-12-15 | 2024-12-15 |  | Yes | Yes | 0
2021-08-25 | HBS3148 | Sungrow SBR192 (x2) w/ Sungrow SH6.0RS inverter | 38.4 |  |  | Sungrow | SBR192 | 2 | Sungrow | SH6.0RS | Sungrow | Yes | Yes | 2024-12-15 | 2024-12-15 |  | Yes | Yes | 0
2021-08-25 | HBS3149 | Sungrow SBR096 (x3) w/ Sungrow SH6.0RS inverter | 28.8 |  |  | Sungrow | SBR096 | 3 | Sungrow | SH6.0RS | Sungrow | Yes | Yes | 2024-12-15 | 2024-12-15 |  | Yes | Yes | 0
2021-08-25 | HBS3150 | Sungrow SBR128 (x3) w/ Sungrow SH6.0RS inverter | 38.4 |  |  | Sungrow | SBR128 | 3 | Sungrow | SH6.0RS | Sungrow | Yes | Yes | 2024-12-15 | 2024-12-15 |  | Yes | Yes | 0
2021-08-25 | HBS3151 | Sungrow SBR160 (x3) w/ Sungrow SH6.0RS inverter | 48 |  |  | Sungrow | SBR160 | 3 | Sungrow | SH6.0RS | Sungrow | Yes | Yes | 2024-12-15 | 2024-12-15 |  | Yes | Yes | 0
2021-08-25 | HBS3152 | Sungrow SBR192 (x3) w/ Sungrow SH6.0RS inverter | 57.6 |  |  | Sungrow | SBR192 | 3 | Sungrow | SH6.0RS | Sungrow | Yes | Yes | 2024-12-15 | 2024-12-15 |  | Yes | Yes | 0
2021-08-25 | HBS3153 | Sungrow SBR096 (x4) w/ Sungrow SH6.0RS inverter | 38.4 |  |  | Sungrow | SBR096 | 4 | Sungrow | SH6.0RS | Sungrow | Yes | Yes | 2024-12-15 | 2024-12-15 |  | Yes | Yes | 0
2021-08-25 | HBS3154 | Sungrow SBR128 (x4) w/ Sungrow SH6.0RS inverter | 51.2 |  |  | Sungrow | SBR128 | 4 | Sungrow | SH6.0RS | Sungrow | Yes | Yes | 2024-12-15 | 2024-12-15 |  | Yes | Yes | 0
2021-08-25 | HBS3155 | Sungrow SBR160 (x4) w/ Sungrow SH6.0RS inverter | 64 |  |  | Sungrow | SBR160 | 4 | Sungrow | SH6.0RS | Sungrow | Yes | Yes | 2024-12-15 | 2024-12-15 |  | Yes | Yes | 0
2021-08-25 | HBS3156 | Sungrow SBR192 (x4) w/ Sungrow SH6.0RS inverter | 76.8 |  |  | Sungrow | SBR192 | 4 | Sungrow | SH6.0RS | Sungrow | Yes | Yes | 2024-12-15 | 2024-12-15 |  | Yes | Yes | 0
2021-08-25 | HBS3157 | Sungrow SBR096 (x2) w/ Sungrow SH5.0RT inverter | 19.2 |  |  | Sungrow | SBR096 | 2 | Sungrow | SH5.0RT | Sungrow | Yes | Yes | 2024-12-16 | 2024-12-16 |  | Yes | Yes | 0
2021-08-25 | HBS3158 | Sungrow SBR128 (x2) w/ Sungrow SH5.0RT inverter | 25.6 |  |  | Sungrow | SBR128 | 2 | Sungrow | SH5.0RT | Sungrow | Yes | Yes | 2024-12-16 | 2024-12-16 |  | Yes | Yes | 0
2021-08-25 | HBS3159 | Sungrow SBR160 (x2) w/ Sungrow SH5.0RT inverter | 32 |  |  | Sungrow | SBR160 | 2 | Sungrow | SH5.0RT | Sungrow | Yes | Yes | 2024-12-16 | 2024-12-16 |  | Yes | Yes | 0
2021-08-25 | HBS3160 | Sungrow SBR192 (x2) w/ Sungrow SH5.0RT inverter | 38.4 |  |  | Sungrow | SBR192 | 2 | Sungrow | SH5.0RT | Sungrow | Yes | Yes | 2024-12-16 | 2024-12-16 |  | Yes | Yes | 0
2021-08-25 | HBS3161 | Sungrow SBR224 (x2) w/ Sungrow SH5.0RT inverter | 44.8 |  |  | Sungrow | SBR224 | 2 | Sungrow | SH5.0RT | Sungrow | Yes | Yes | 2024-12-16 | 2024-12-16 |  | Yes | Yes | 0
2021-08-25 | HBS3162 | Sungrow SBR256 (x2) w/ Sungrow SH5.0RT inverter | 51.2 |  |  | Sungrow | SBR256 | 2 | Sungrow | SH5.0RT | Sungrow | Yes | Yes | 2024-12-16 | 2024-12-16 |  | Yes | Yes | 0
2021-08-25 | HBS3163 | Sungrow SBR096 (x3) w/ Sungrow SH5.0RT inverter | 28.8 |  |  | Sungrow | SBR096 | 3 | Sungrow | SH5.0RT | Sungrow | Yes | Yes | 2024-12-16 | 2024-12-16 |  | Yes | Yes | 0
2021-08-25 | HBS3164 | Sungrow SBR128 (x3) w/ Sungrow SH5.0RT inverter | 38.4 |  |  | Sungrow | SBR128 | 3 | Sungrow | SH5.0RT | Sungrow | Yes | Yes | 2024-12-16 | 2024-12-16 |  | Yes | Yes | 0
2021-08-25 | HBS3165 | Sungrow SBR160 (x3) w/ Sungrow SH5.0RT inverter | 48 |  |  | Sungrow | SBR160 | 3 | Sungrow | SH5.0RT | Sungrow | Yes | Yes | 2024-12-16 | 2024-12-16 |  | Yes | Yes | 0
2021-08-25 | HBS3166 | Sungrow SBR192 (x3) w/ Sungrow SH5.0RT inverter | 57.6 |  |  | Sungrow | SBR192 | 3 | Sungrow | SH5.0RT | Sungrow | Yes | Yes | 2024-12-16 | 2024-12-16 |  | Yes | Yes | 0
2021-08-25 | HBS3167 | Sungrow SBR224 (x3) w/ Sungrow SH5.0RT inverter | 67.2 |  |  | Sungrow | SBR224 | 3 | Sungrow | SH5.0RT | Sungrow | Yes | Yes | 2024-12-16 | 2024-12-16 |  | Yes | Yes | 0
2021-08-25 | HBS3168 | Sungrow SBR256 (x3) w/ Sungrow SH5.0RT inverter | 76.8 |  |  | Sungrow | SBR256 | 3 | Sungrow | SH5.0RT | Sungrow | Yes | Yes | 2024-12-16 | 2024-12-16 |  | Yes | Yes | 0
2021-08-25 | HBS3169 | Sungrow SBR096 (x4) w/ Sungrow SH5.0RT inverter | 38.4 |  |  | Sungrow | SBR096 | 4 | Sungrow | SH5.0RT | Sungrow | Yes | Yes | 2024-12-16 | 2024-12-16 |  | Yes | Yes | 0
2021-08-25 | HBS3170 | Sungrow SBR128 (x4) w/ Sungrow SH5.0RT inverter | 51.2 |  |  | Sungrow | SBR128 | 4 | Sungrow | SH5.0RT | Sungrow | Yes | Yes | 2024-12-16 | 2024-12-16 |  | Yes | Yes | 0
2021-08-25 | HBS3171 | Sungrow SBR160 (x4) w/ Sungrow SH5.0RT inverter | 64 |  |  | Sungrow | SBR160 | 4 | Sungrow | SH5.0RT | Sungrow | Yes | Yes | 2024-12-16 | 2024-12-16 |  | Yes | Yes | 0
2021-08-25 | HBS3172 | Sungrow SBR192 (x4) w/ Sungrow SH5.0RT inverter | 76.8 |  |  | Sungrow | SBR192 | 4 | Sungrow | SH5.0RT | Sungrow | Yes | Yes | 2024-12-16 | 2024-12-16 |  | Yes | Yes | 0
2021-08-25 | HBS3173 | Sungrow SBR224 (x4) w/ Sungrow SH5.0RT inverter | 89.6 |  |  | Sungrow | SBR224 | 4 | Sungrow | SH5.0RT | Sungrow | Yes | Yes | 2024-12-16 | 2024-12-16 |  | Yes | Yes | 0
2021-08-25 | HBS3174 | Sungrow SBR256 (x4) w/ Sungrow SH5.0RT inverter | 102.4 |  |  | Sungrow | SBR256 | 4 | Sungrow | SH5.0RT | Sungrow | Yes | Yes | 2024-12-16 | 2024-12-16 |  | Yes | Yes | 0
2021-08-25 | HBS3175 | Sungrow SBR096 (x2) w/ Sungrow SH10RT inverter | 19.2 |  |  | Sungrow | SBR096 | 2 | Sungrow | SH10RT | Sungrow | Yes | Yes | 2024-12-16 | 2024-12-16 |  | Yes | Yes | 0
2021-08-25 | HBS3176 | Sungrow SBR128 (x2) w/ Sungrow SH10RT inverter | 25.6 |  |  | Sungrow | SBR128 | 2 | Sungrow | SH10RT | Sungrow | Yes | Yes | 2024-12-16 | 2024-12-16 |  | Yes | Yes | 0
2021-08-25 | HBS3177 | Sungrow SBR160 (x2) w/ Sungrow SH10RT inverter | 32 |  |  | Sungrow | SBR160 | 2 | Sungrow | SH10RT | Sungrow | Yes | Yes | 2024-12-16 | 2024-12-16 |  | Yes | Yes | 0
2021-08-25 | HBS3178 | Sungrow SBR192 (x2) w/ Sungrow SH10RT inverter | 38.4 |  |  | Sungrow | SBR192 | 2 | Sungrow | SH10RT | Sungrow | Yes | Yes | 2024-12-16 | 2024-12-16 |  | Yes | Yes | 0
2021-08-25 | HBS3179 | Sungrow SBR224 (x2) w/ Sungrow SH10RT inverter | 44.8 |  |  | Sungrow | SBR224 | 2 | Sungrow | SH10RT | Sungrow | Yes | Yes | 2024-12-16 | 2024-12-16 |  | Yes | Yes | 0
2021-08-25 | HBS3180 | Sungrow SBR256 (x2) w/ Sungrow SH10RT inverter | 51.2 |  |  | Sungrow | SBR256 | 2 | Sungrow | SH10RT | Sungrow | Yes | Yes | 2024-12-16 | 2024-12-16 |  | Yes | Yes | 0
2021-08-25 | HBS3181 | Sungrow SBR096 (x3) w/ Sungrow SH10RT inverter | 28.8 |  |  | Sungrow | SBR096 | 3 | Sungrow | SH10RT | Sungrow | Yes | Yes | 2024-12-16 | 2024-12-16 |  | Yes | Yes | 0
2021-08-25 | HBS3182 | Sungrow SBR128 (x3) w/ Sungrow SH10RT inverter | 38.4 |  |  | Sungrow | SBR128 | 3 | Sungrow | SH10RT | Sungrow | Yes | Yes | 2024-12-16 | 2024-12-16 |  | Yes | Yes | 0
2021-08-25 | HBS3183 | Sungrow SBR160 (x3) w/ Sungrow SH10RT inverter | 48 |  |  | Sungrow | SBR160 | 3 | Sungrow | SH10RT | Sungrow | Yes | Yes | 2024-12-16 | 2024-12-16 |  | Yes | Yes | 0
2021-08-25 | HBS3184 | Sungrow SBR192 (x3) w/ Sungrow SH10RT inverter | 57.6 |  |  | Sungrow | SBR192 | 3 | Sungrow | SH10RT | Sungrow | Yes | Yes | 2024-12-16 | 2024-12-16 |  | Yes | Yes | 0
2021-08-25 | HBS3185 | Sungrow SBR224 (x3) w/ Sungrow SH10RT inverter | 67.2 |  |  | Sungrow | SBR224 | 3 | Sungrow | SH10RT | Sungrow | Yes | Yes | 2024-12-16 | 2024-12-16 |  | Yes | Yes | 0
2021-08-25 | HBS3186 | Sungrow SBR256 (x3) w/ Sungrow SH10RT inverter | 76.8 |  |  | Sungrow | SBR256 | 3 | Sungrow | SH10RT | Sungrow | Yes | Yes | 2024-12-16 | 2024-12-16 |  | Yes | Yes | 0
2021-08-25 | HBS3187 | Sungrow SBR096 (x4) w/ Sungrow SH10RT inverter | 38.4 |  |  | Sungrow | SBR096 | 4 | Sungrow | SH10RT | Sungrow | Yes | Yes | 2024-12-16 | 2024-12-16 |  | Yes | Yes | 0
2021-08-25 | HBS3188 | Sungrow SBR128 (x4) w/ Sungrow SH10RT inverter | 51.2 |  |  | Sungrow | SBR128 | 4 | Sungrow | SH10RT | Sungrow | Yes | Yes | 2024-12-16 | 2024-12-16 |  | Yes | Yes | 0
2021-08-25 | HBS3189 | Sungrow SBR160 (x4) w/ Sungrow SH10RT inverter | 64 |  |  | Sungrow | SBR160 | 4 | Sungrow | SH10RT | Sungrow | Yes | Yes | 2024-12-16 | 2024-12-16 |  | Yes | Yes | 0
2021-08-25 | HBS3190 | Sungrow SBR192 (x4) w/ Sungrow SH10RT inverter | 76.8 |  |  | Sungrow | SBR192 | 4 | Sungrow | SH10RT | Sungrow | Yes | Yes | 2024-12-16 | 2024-12-16 |  | Yes | Yes | 0
2021-08-25 | HBS3191 | Sungrow SBR224 (x4) w/ Sungrow SH10RT inverter | 89.6 |  |  | Sungrow | SBR224 | 4 | Sungrow | SH10RT | Sungrow | Yes | Yes | 2024-12-16 | 2024-12-16 |  | Yes | Yes | 0
2021-08-25 | HBS3192 | Sungrow SBR256 (x4) w/ Sungrow SH10RT inverter | 102.4 |  |  | Sungrow | SBR256 | 4 | Sungrow | SH10RT | Sungrow | Yes | Yes | 2024-12-16 | 2024-12-16 |  | Yes | Yes | 0
2021-08-26 | HBS3193 | genZ GC48V-060LFP-2RU (x4) w/ Selectronic SPMC482-AU | 9.6 |  |  | genZ | GC48V-060LFP-2RU | 4 | Selectronic | SPMC482-AU | genZ | Yes | Yes | 2025-04-08 | 2025-04-08 |  | No | Yes | 0
2021-08-26 | HBS3194 | genZ GC48V-060LFP-2RU (x5) w/ Selectronic SPMC482-AU | 12 |  |  | genZ | GC48V-060LFP-2RU | 5 | Selectronic | SPMC482-AU | genZ | Yes | Yes | 2025-04-08 | 2025-04-08 |  | No | Yes | 0
2021-08-26 | HBS3195 | genZ GC48V-060LFP-2RU (x6) w/ Selectronic SPMC482-AU | 14.4 |  |  | genZ | GC48V-060LFP-2RU | 6 | Selectronic | SPMC482-AU | genZ | Yes | Yes | 2025-04-08 | 2025-04-08 |  | No | Yes | 0
2021-08-26 | HBS3196 | genZ GC48V-060LFP-2RU (x7) w/ Selectronic SPMC482-AU | 16.8 |  |  | genZ | GC48V-060LFP-2RU | 7 | Selectronic | SPMC482-AU | genZ | Yes | Yes | 2025-04-08 | 2025-04-08 |  | No | Yes | 0
2021-08-26 | HBS3197 | genZ GC48V-060LFP-2RU (x8) w/ Selectronic SPMC482-AU | 19.2 |  |  | genZ | GC48V-060LFP-2RU | 8 | Selectronic | SPMC482-AU | genZ | Yes | Yes | 2025-04-08 | 2025-04-08 |  | No | Yes | 0
2021-08-26 | HBS3198 | genZ GC48V-060LFP-2RU (x9) w/ Selectronic SPMC482-AU | 21.6 |  |  | genZ | GC48V-060LFP-2RU | 9 | Selectronic | SPMC482-AU | genZ | Yes | Yes | 2025-04-08 | 2025-04-08 |  | No | Yes | 0
2021-08-26 | HBS3199 | genZ GC48V-060LFP-2RU (x10) w/ Selectronic SPMC482-AU | 24 |  |  | genZ | GC48V-060LFP-2RU | 10 | Selectronic | SPMC482-AU | genZ | Yes | Yes | 2025-04-08 | 2025-04-08 |  | No | Yes | 0
2021-08-26 | HBS3200 | genZ GC48V-060LFP-2RU (x11) w/ Selectronic SPMC482-AU | 26.4 |  |  | genZ | GC48V-060LFP-2RU | 11 | Selectronic | SPMC482-AU | genZ | Yes | Yes | 2025-04-08 | 2025-04-08 |  | No | Yes | 0
2021-08-26 | HBS3201 | genZ GC48V-060LFP-2RU (x12) w/ Selectronic SPMC482-AU | 28.8 |  |  | genZ | GC48V-060LFP-2RU | 12 | Selectronic | SPMC482-AU | genZ | Yes | Yes | 2025-04-08 | 2025-04-08 |  | No | Yes | 0
2021-08-26 | HBS3202 | genZ GC48V-060LFP-2RU (x13) w/ Selectronic SPMC482-AU | 31.2 |  |  | genZ | GC48V-060LFP-2RU | 13 | Selectronic | SPMC482-AU | genZ | Yes | Yes | 2025-04-08 | 2025-04-08 |  | No | Yes | 0
2021-08-26 | HBS3203 | genZ GC48V-060LFP-2RU (x14) w/ Selectronic SPMC482-AU | 33.6 |  |  | genZ | GC48V-060LFP-2RU | 14 | Selectronic | SPMC482-AU | genZ | Yes | Yes | 2025-04-08 | 2025-04-08 |  | No | Yes | 0
2021-08-26 | HBS3204 | genZ GC48V-060LFP-2RU (x15) w/ Selectronic SPMC482-AU | 36 |  |  | genZ | GC48V-060LFP-2RU | 15 | Selectronic | SPMC482-AU | genZ | Yes | Yes | 2025-04-08 | 2025-04-08 |  | No | Yes | 0
2021-08-26 | HBS3205 | genZ GC48V-060LFP-2RU (x16) w/ Selectronic SPMC482-AU | 38.4 |  |  | genZ | GC48V-060LFP-2RU | 16 | Selectronic | SPMC482-AU | genZ | Yes | Yes | 2025-04-08 | 2025-04-08 |  | No | Yes | 0
2021-08-26 | HBS3206 | genZ GC48V-060LFP-2RU (x17) w/ Selectronic SPMC482-AU | 40.8 |  |  | genZ | GC48V-060LFP-2RU | 17 | Selectronic | SPMC482-AU | genZ | Yes | Yes | 2025-04-08 | 2025-04-08 |  | No | Yes | 0
2021-08-26 | HBS3207 | genZ GC48V-060LFP-2RU (x18) w/ Selectronic SPMC482-AU | 43.2 |  |  | genZ | GC48V-060LFP-2RU | 18 | Selectronic | SPMC482-AU | genZ | Yes | Yes | 2025-04-08 | 2025-04-08 |  | No | Yes | 0
2021-08-26 | HBS3208 | genZ GC48V-060LFP-2RU (x19) w/ Selectronic SPMC482-AU | 45.6 |  |  | genZ | GC48V-060LFP-2RU | 19 | Selectronic | SPMC482-AU | genZ | Yes | Yes | 2025-04-08 | 2025-04-08 |  | No | Yes | 0
2021-08-26 | HBS3209 | genZ GC48V-060LFP-2RU (x20) w/ Selectronic SPMC482-AU | 48 |  |  | genZ | GC48V-060LFP-2RU | 20 | Selectronic | SPMC482-AU | genZ | Yes | Yes | 2025-04-08 | 2025-04-08 |  | No | Yes | 0
2021-09-07 | HBS3210 | Growatt GBLI 6532 (x1) w/ Growatt SPH3000TL BL-UP inverter, Eastron 'smart controller' w/ WiFi-X or Shinelink-x | 6 |  |  | Growatt | GBLI 6532 | 1 | Growatt | SPH3000TL BL-UP | Growatt | Yes | Yes | 2024-08-30 | 2024-08-30 |  | Yes | Yes | 0
2021-09-07 | HBS3211 | Growatt GBLI 6532 (x2) w/ Growatt SPH3000TL BL-UP inverter, Eastron 'smart controller' w/ WiFi-X or Shinelink-x | 12 |  |  | Growatt | GBLI 6532 | 2 | Growatt | SPH3000TL BL-UP | Growatt | Yes | Yes | 2024-08-30 | 2024-08-30 |  | Yes | Yes | 0
2021-09-07 | HBS3212 | Growatt GBLI 6532 (x1) w/ Growatt SPH3600TL BL-UP inverter, Eastron 'smart controller' w/ WiFi-X or Shinelink-x | 6 |  |  | Growatt | GBLI 6532 | 1 | Growatt | SPH3600TL BL-UP | Growatt | Yes | Yes | 2024-08-30 | 2024-08-30 |  | Yes | Yes | 0
2021-09-07 | HBS3213 | Growatt GBLI 6532 (x2) w/ Growatt SPH3600TL BL-UP inverter, Eastron 'smart controller' w/ WiFi-X or Shinelink-x | 12 |  |  | Growatt | GBLI 6532 | 2 | Growatt | SPH3600TL BL-UP | Growatt | Yes | Yes | 2024-08-30 | 2024-08-30 |  | Yes | Yes | 0
2021-09-07 | HBS3214 | Growatt GBLI 6532 (x1) w/ Growatt SPH4000TL BL-UP inverter, Eastron 'smart controller' w/ WiFi-X or Shinelink-x | 6 |  |  | Growatt | GBLI 6532 | 1 | Growatt | SPH4000TL BL-UP | Growatt | Yes | Yes | 2024-08-30 | 2024-08-30 |  | Yes | Yes | 0
2021-09-07 | HBS3215 | Growatt GBLI 6532 (x2) w/ Growatt SPH4000TL BL-UP inverter, Eastron 'smart controller' w/ WiFi-X or Shinelink-x | 12 |  |  | Growatt | GBLI 6532 | 2 | Growatt | SPH4000TL BL-UP | Growatt | Yes | Yes | 2024-08-30 | 2024-08-30 |  | Yes | Yes | 0
2021-09-07 | HBS3216 | Growatt GBLI 6532 (x1) w/ Growatt SPH4600TL BL-UP inverter, Eastron 'smart controller' w/ WiFi-X or Shinelink-x | 6 |  |  | Growatt | GBLI 6532 | 1 | Growatt | SPH4600TL BL-UP | Growatt | Yes | Yes | 2024-08-30 | 2024-08-30 |  | Yes | Yes | 0
2021-09-07 | HBS3217 | Growatt GBLI 6532 (x2) w/ Growatt SPH4600TL BL-UP inverter, Eastron 'smart controller' w/ WiFi-X or Shinelink-x | 12 |  |  | Growatt | GBLI 6532 | 2 | Growatt | SPH4600TL BL-UP | Growatt | Yes | Yes | 2024-08-30 | 2024-08-30 |  | Yes | Yes | 0
2021-09-07 | HBS3218 | Growatt GBLI 6532 (x1) w/ Growatt SPH5000TL BL-UP inverter, Eastron 'smart controller' w/ WiFi-X or Shinelink-x | 6 |  |  | Growatt | GBLI 6532 | 1 | Growatt | SPH5000TL BL-UP | Growatt | Yes | Yes | 2024-08-30 | 2024-08-30 |  | Yes | Yes | 0
2021-09-07 | HBS3219 | Growatt GBLI 6532 (x2) w/ Growatt SPH5000TL BL-UP inverter, Eastron 'smart controller' w/ WiFi-X or Shinelink-x | 12 |  |  | Growatt | GBLI 6532 | 2 | Growatt | SPH5000TL BL-UP | Growatt | Yes | Yes | 2024-08-30 | 2024-08-30 |  | Yes | Yes | 0
2021-09-07 | HBS3220 | Growatt GBLI 6532 (x1) w/ Growatt SPH6000TL BL-UP inverter, Eastron 'smart controller' w/ WiFi-X or Shinelink-x | 6 |  |  | Growatt | GBLI 6532 | 1 | Growatt | SPH6000TL BL-UP | Growatt | Yes | Yes | 2024-08-30 | 2024-08-30 |  | Yes | Yes | 0
2021-09-07 | HBS3221 | Growatt GBLI 6532 (x2) w/ Growatt SPH6000TL BL-UP inverter, Eastron 'smart controller' w/ WiFi-X or Shinelink-x | 12 |  |  | Growatt | GBLI 6532 | 2 | Growatt | SPH6000TL BL-UP | Growatt | Yes | Yes | 2024-08-30 | 2024-08-30 |  | Yes | Yes | 0
2021-09-07 | HBS3222 | Growatt GBLI 6532 (x1) w/ Growatt SPH3000TL BL-UP inverter, Eastron 'smart controller' w/ WiFi-X or Shinelink-x | 6 |  |  | Growatt | GBLI 6532 | 1 | Growatt | SPH3000TL BL-UP | Growatt | Yes | Yes | 2024-08-30 | 2024-08-30 |  | Yes | Yes | 0
2021-09-07 | HBS3223 | Growatt GBLI 6532 (x2) w/ Growatt SPH3000TL BL-UP inverter, Eastron 'smart controller' w/ WiFi-X or Shinelink-x | 12 |  |  | Growatt | GBLI 6532 | 2 | Growatt | SPH3000TL BL-UP | Growatt | Yes | Yes | 2024-08-30 | 2024-08-30 |  | Yes | Yes | 0
2021-09-07 | HBS3224 | Growatt GBLI 6532 (x1) w/ Growatt SPH3600TL BL-UP inverter, Eastron 'smart controller' w/ WiFi-X or Shinelink-x | 6 |  |  | Growatt | GBLI 6532 | 1 | Growatt | SPH3600TL BL-UP | Growatt | Yes | Yes | 2024-08-30 | 2024-08-30 |  | Yes | Yes | 0
2021-09-07 | HBS3225 | Growatt GBLI 6532 (x2) w/ Growatt SPH3600TL BL-UP inverter, Eastron 'smart controller' w/ WiFi-X or Shinelink-x | 12 |  |  | Growatt | GBLI 6532 | 2 | Growatt | SPH3600TL BL-UP | Growatt | Yes | Yes | 2024-08-30 | 2024-08-30 |  | Yes | Yes | 0
2021-09-07 | HBS3226 | Growatt GBLI 6532 (x1) w/ Growatt SPH4000TL BL-UP inverter, Eastron 'smart controller' w/ WiFi-X or Shinelink-x | 6 |  |  | Growatt | GBLI 6532 | 1 | Growatt | SPH4000TL BL-UP | Growatt | Yes | Yes | 2024-08-30 | 2024-08-30 |  | Yes | Yes | 0
2021-09-07 | HBS3227 | Growatt GBLI 6532 (x2) w/ Growatt SPH4000TL BL-UP inverter, Eastron 'smart controller' w/ WiFi-X or Shinelink-x | 12 |  |  | Growatt | GBLI 6532 | 2 | Growatt | SPH4000TL BL-UP | Growatt | Yes | Yes | 2024-08-30 | 2024-08-30 |  | Yes | Yes | 0
2021-09-07 | HBS3228 | Growatt GBLI 6532 (x1) w/ Growatt SPH4600TL BL-UP inverter, Eastron 'smart controller' w/ WiFi-X or Shinelink-x | 6 |  |  | Growatt | GBLI 6532 | 1 | Growatt | SPH4600TL BL-UP | Growatt | Yes | Yes | 2024-08-30 | 2024-08-30 |  | Yes | Yes | 0
2021-09-07 | HBS3229 | Growatt GBLI 6532 (x2) w/ Growatt SPH4600TL BL-UP inverter, Eastron 'smart controller' w/ WiFi-X or Shinelink-x | 12 |  |  | Growatt | GBLI 6532 | 2 | Growatt | SPH4600TL BL-UP | Growatt | Yes | Yes | 2024-08-30 | 2024-08-30 |  | Yes | Yes | 0
2021-09-07 | HBS3230 | Growatt GBLI 6532 (x1) w/ Growatt SPH5000TL BL-UP inverter, Eastron 'smart controller' w/ WiFi-X or Shinelink-x | 6 |  |  | Growatt | GBLI 6532 | 1 | Growatt | SPH5000TL BL-UP | Growatt | Yes | Yes | 2024-08-30 | 2024-08-30 |  | Yes | Yes | 0
2021-09-07 | HBS3231 | Growatt GBLI 6532 (x2) w/ Growatt SPH5000TL BL-UP inverter, Eastron 'smart controller' w/ WiFi-X or Shinelink-x | 12 |  |  | Growatt | GBLI 6532 | 2 | Growatt | SPH5000TL BL-UP | Growatt | Yes | Yes | 2024-08-30 | 2024-08-30 |  | Yes | Yes | 0
2021-09-07 | HBS3232 | Growatt GBLI 6532 (x1) w/ Growatt SPH6000TL BL-UP inverter, Eastron 'smart controller' w/ WiFi-X or Shinelink-x | 6 |  |  | Growatt | GBLI 6532 | 1 | Growatt | SPH6000TL BL-UP | Growatt | Yes | Yes | 2024-08-30 | 2024-08-30 |  | Yes | Yes | 0
2021-09-07 | HBS3233 | Growatt GBLI 6532 (x2) w/ Growatt SPH6000TL BL-UP inverter, Eastron 'smart controller' w/ WiFi-X or Shinelink-x | 12 |  |  | Growatt | GBLI 6532 | 2 | Growatt | SPH6000TL BL-UP | Growatt | Yes | Yes | 2024-08-30 | 2024-08-30 |  | Yes | Yes | 0
2021-10-08 | HBS3240 | LG Energy Solution RESU 16H Prime w/ SolarEdge SE3000H inverter, SolarEdge 'smart controller' | 16 |  |  | LG Energy Solution | RESU 16H Prime | 1 | SolarEdge | SE3000H | LG Energy Solution | Yes | Yes | 2024-12-10 | 2024-12-10 |  | No | No | 0
2021-10-08 | HBS3241 | LG Energy Solution RESU 16H Prime w/ SolarEdge SE4000H inverter, SolarEdge 'smart controller' | 16 |  |  | LG Energy Solution | RESU 16H Prime | 1 | SolarEdge | SE4000H | LG Energy Solution | Yes | Yes | 2024-12-10 | 2024-12-10 |  | No | No | 0
2021-10-08 | HBS3242 | LG Energy Solution RESU 16H Prime w/ SolarEdge SE5000H inverter, SolarEdge 'smart controller' | 16 |  |  | LG Energy Solution | RESU 16H Prime | 1 | SolarEdge | SE5000H | LG Energy Solution | Yes | Yes | 2024-12-10 | 2024-12-10 |  | No | No | 0
2021-10-08 | HBS3243 | LG Energy Solution RESU 16H Prime w/ SolarEdge SE6000H inverter, SolarEdge 'smart controller' | 16 |  |  | LG Energy Solution | RESU 16H Prime | 1 | SolarEdge | SE6000H | LG Energy Solution | Yes | Yes | 2024-12-10 | 2024-12-10 |  | No | No | 0
2021-10-08 | HBS3244 | LG Energy Solution RESU 16H Prime w/ SolarEdge SE8250H inverter, SolarEdge 'smart controller' | 16 |  |  | LG Energy Solution | RESU 16H Prime | 1 | SolarEdge | SE8250H | LG Energy Solution | Yes | Yes | 2024-12-10 | 2024-12-10 |  | No | Yes | 0
2021-10-08 | HBS3245 | LG Energy Solution RESU 16H Prime w/ SolarEdge SE10000H inverter, SolarEdge 'smart controller' | 16 |  |  | LG Energy Solution | RESU 16H Prime | 1 | SolarEdge | SE10000H | LG Energy Solution | Yes | Yes | 2024-12-10 | 2024-12-10 |  | No | Yes | 0
2021-10-08 | HBS3246 | BYD Battery-Box Premuim LVL 15.4 w/ GoodWe GW5048D-ES | 15.4 |  |  | BYD | Battery-Box Premuim LVL 15.4 | 1 | GoodWe | GW5048D-ES | BYD | Yes | Yes | 2026-06-16 | 2026-06-16 |  | No | Yes | 0
2021-10-08 | HBS3248 | Alpha-ESS SMILE-B3-PLUS II | 9.6 | Alpha-ESS | SMILE-B3-PLUS II |  |  | 1 |  |  |  | Yes | Yes | 2025-01-25 | 2025-01-25 |  | Yes | N/A | 0
2021-10-08 | HBS3249 | Alpha-ESS SMILE-B3-PLUS III | 14.4 | Alpha-ESS | SMILE-B3-PLUS III |  |  | 1 |  |  |  | Yes | Yes | 2025-01-25 | 2025-01-25 |  | Yes | N/A | 0
2021-10-08 | HBS3250 | Alpha-ESS SMILE-B3-PLUS IV | 19.2 | Alpha-ESS | SMILE-B3-PLUS IV |  |  | 1 |  |  |  | Yes | Yes | 2025-01-25 | 2025-01-25 |  | Yes | N/A | 0
2021-10-08 | HBS3251 | Alpha-ESS SMILE-B3-PLUS V | 23.9 | Alpha-ESS | SMILE-B3-PLUS V |  |  | 1 |  |  |  | Yes | Yes | 2025-01-25 | 2025-01-25 |  | Yes | N/A | 0
2021-10-08 | HBS3252 | Alpha-ESS SMILE-B3-PLUS VI | 28.7 | Alpha-ESS | SMILE-B3-PLUS VI |  |  | 1 |  |  |  | Yes | Yes | 2025-01-25 | 2025-01-25 |  | Yes | N/A | 0
2021-10-08 | HBS3268 | Alpha ESS SMILE-BAT-8.2PH w/ SMILE-S6-HV inverter, Smart Meter 'smart controller' | 7.8 |  |  | Alpha ESS | SMILE-BAT-8.2PH | 1 | Alpha ESS | SMILE-S6-HV | Alpha ESS | Yes | Yes | 2025-02-17 | 2025-02-17 |  | Yes | Yes | 0
2021-10-08 | HBS3269 | Alpha ESS SMILE-BAT-8.2PH II w/ SMILE-S6-HV inverter, Smart Meter 'smart controller' | 15.6 |  |  | Alpha ESS | SMILE-BAT-8.2PH II | 1 | Alpha ESS | SMILE-S6-HV | Alpha ESS | Yes | Yes | 2025-02-17 | 2025-02-17 |  | Yes | Yes | 0
2021-10-08 | HBS3270 | Alpha ESS SMILE-BAT-8.2PH III w/ SMILE-S6-HV inverter, Smart Meter 'smart controller' | 23.4 |  |  | Alpha ESS | SMILE-BAT-8.2PH III | 1 | Alpha ESS | SMILE-S6-HV | Alpha ESS | Yes | Yes | 2025-02-17 | 2025-02-17 |  | Yes | Yes | 0
2021-10-08 | HBS3271 | Alpha ESS SMILE-BAT-8.2PH IV w/ SMILE-S6-HV inverter, Smart Meter 'smart controller' | 31.2 |  |  | Alpha ESS | SMILE-BAT-8.2PH IV | 1 | Alpha ESS | SMILE-S6-HV | Alpha ESS | Yes | Yes | 2025-02-17 | 2025-02-17 |  | Yes | Yes | 0
2021-10-08 | HBS3272 | Alpha ESS SMILE-BAT-8.2PH V w/ SMILE-S6-HV inverter, Smart Meter 'smart controller' | 39 |  |  | Alpha ESS | SMILE-BAT-8.2PH V | 1 | Alpha ESS | SMILE-S6-HV | Alpha ESS | Yes | Yes | 2025-02-17 | 2025-02-17 |  | Yes | Yes | 0
2021-10-08 | HBS3273 | Alpha ESS SMILE-BAT-8.2PH VI w/ SMILE-S6-HV inverter, Smart Meter 'smart controller' | 46.7 |  |  | Alpha ESS | SMILE-BAT-8.2PH VI | 1 | Alpha ESS | SMILE-S6-HV | Alpha ESS | Yes | Yes | 2025-02-17 | 2025-02-17 |  | No | Yes | 0
2021-10-08 | HBS3274 | UZ Energy L051100-A (x2) w/ GW5048D-ES | 10.2 |  |  | UZ Energy | L051100-A | 2 | GoodWe | GW5048D-ES | UZ Energy | Yes | Yes | 2026-06-16 | 2026-06-16 |  | No | Yes | 0
2021-10-08 | HBS3275 | UZ Energy L051100-A (x2) w/ GW3648D-ES | 10.2 |  |  | UZ Energy | L051100-A | 2 | GoodWe | GW3648D-ES | UZ Energy | Yes | Yes | 2026-06-16 | 2026-06-16 |  | No | Yes | 0
2021-10-08 | HBS3277 | LG Energy Solution RESU10 w/ LGES-5048 inverter, GM-1000 'smart controller' | 8.8 |  |  | LG Energy Solution | RESU10 | 1 | LG Energy Solution | LGES-5048 | LG Energy Solution | Yes | Yes | 2025-06-17 | 2025-06-17 |  | No | Yes | 0
2021-10-08 | HBS3278 | LG Energy Solution RESU12 w/ LGES-5048 inverter, GM-1000 'smart controller' | 11.7 |  |  | LG Energy Solution | RESU12 | 1 | LG Energy Solution | LGES-5048 | LG Energy Solution | Yes | Yes | 2025-06-17 | 2025-06-17 |  | No | Yes | 0
2021-10-08 | HBS3279 | LG Energy Solution RESU13 w/ LGES-5048 inverter, GM-1000 'smart controller' | 12.4 |  |  | LG Energy Solution | RESU13 | 1 | LG Energy Solution | LGES-5048 | LG Energy Solution | Yes | Yes | 2025-06-17 | 2025-06-17 |  | Yes | Yes | 0
2021-08-20 | HBS3051 | GoodWe LX U5.4-L (x2) w/ GW5048D-ES inverter | 9.6 |  |  | GoodWe | LX U5.4-L | 2 | GoodWe | GW5048D-ES | GoodWe | Yes | Yes | 2026-06-16 | 2026-06-16 |  | Yes | Yes | 0
2021-08-20 | HBS3052 | GoodWe LX U5.4-L (x3) w/ GW5048D-ES inverter | 14.4 |  |  | GoodWe | LX U5.4-L | 3 | GoodWe | GW5048D-ES | GoodWe | Yes | Yes | 2026-06-16 | 2026-06-16 |  | Yes | Yes | 0
2021-08-20 | HBS3053 | GoodWe LX U5.4-L (x4) w/ GW5048D-ES inverter | 19.2 |  |  | GoodWe | LX U5.4-L | 4 | GoodWe | GW5048D-ES | GoodWe | Yes | Yes | 2026-06-16 | 2026-06-16 |  | Yes | Yes | 0
2021-08-20 | HBS3054 | GoodWe LX U5.4-L (x5) w/ GW5048D-ES inverter | 24 |  |  | GoodWe | LX U5.4-L | 5 | GoodWe | GW5048D-ES | GoodWe | Yes | Yes | 2026-06-16 | 2026-06-16 |  | Yes | Yes | 0
2021-08-20 | HBS3055 | GoodWe LX U5.4-L (x6) w/ GW5048D-ES inverter, | 28.8 |  |  | GoodWe | LX U5.4-L | 6 | GoodWe | GW5048D-ES | GoodWe | Yes | Yes | 2026-06-16 | 2026-06-16 |  | Yes | Yes | 0
2021-08-20 | HBS3069 | GoodWe LX U5.4-L (x2) w/ GW5000S-BP inverter | 9.6 |  |  | GoodWe | LX U5.4-L | 2 | GoodWe | GW5000S-BP | GoodWe | Yes | Yes | 2025-03-02 | 2025-03-02 |  | Yes | Yes | 0
2021-08-20 | HBS3070 | GoodWe LX U5.4-L (x3) w/ GW5000S-BP inverter | 14.4 |  |  | GoodWe | LX U5.4-L | 3 | GoodWe | GW5000S-BP | GoodWe | Yes | Yes | 2025-03-02 | 2025-03-02 |  | Yes | Yes | 0
2021-08-20 | HBS3071 | GoodWe LX U5.4-L (x4) w/ GW5000S-BP inverter | 19.2 |  |  | GoodWe | LX U5.4-L | 4 | GoodWe | GW5000S-BP | GoodWe | Yes | Yes | 2025-03-02 | 2025-03-02 |  | Yes | Yes | 0
2021-08-20 | HBS3072 | GoodWe LX U5.4-L (x5) w/ GW5000S-BP inverter | 24 |  |  | GoodWe | LX U5.4-L | 5 | GoodWe | GW5000S-BP | GoodWe | Yes | Yes | 2025-03-02 | 2025-03-02 |  | Yes | Yes | 0
2021-08-20 | HBS3073 | GoodWe LX U5.4-L (x6) w/ GW5000S-BP inverter | 28.8 |  |  | GoodWe | LX U5.4-L | 6 | GoodWe | GW5000S-BP | GoodWe | Yes | Yes | 2025-03-02 | 2025-03-02 |  | Yes | Yes | 0
2021-08-20 | HBS3076 | SYL GBL5.8K3 (x2) w/ GoodWe GW3648D-ES inverter | 10.6 |  |  | SYL | GBL5.8K3 | 2 | GoodWe | GW3648D-ES | SYL | Yes | Yes | 2026-06-16 | 2026-06-16 |  | No | Yes | 0
2021-08-20 | HBS3077 | SYL GBL5.8K3 (x2) w/ GoodWe GW5048D-ES inverter | 10.6 |  |  | SYL | GBL5.8K3 | 2 | GoodWe | GW5048D-ES | SYL | Yes | Yes | 2026-06-16 | 2026-06-16 |  | No | Yes | 0
2021-08-20 | HBS3081 | SYL GBL5.8K3 (x2) w/ GoodWe GW3600S-BP inverter | 10.6 |  |  | SYL | GBL5.8K3 | 2 | GoodWe | GW3600S-BP | SYL | Yes | Yes | 2025-03-02 | 2025-03-02 |  | No | Yes | 0
2021-08-20 | HBS3082 | SYL GBL5.8K3 (x2) w/ GoodWe GW5000S-BP inverter | 10.6 |  |  | SYL | GBL5.8K3 | 2 | GoodWe | GW5000S-BP | SYL | Yes | Yes | 2025-03-02 | 2025-03-02 |  | No | Yes | 0
2021-10-15 | HBS3281 | Koyoe KY-96V105AH w/ KY-1Hybrid-5K0-H inverter | 9 |  |  | Koyoe | KY-96V105AH | 1 | Koyoe | KY-1Hybrid-5KO-H | Koyoe | Yes | Yes | 2025-07-04 | 2025-07-04 |  | No | No | 0
2021-10-22 | HBS3282 | SolarEdge BAT-10K1P (x1) w/ SolarEdge SE3000H-AUS3MBX14 inverter, DC Combiner Box | 9.7 |  |  | SolarEdge | BAT-10K1P | 1 | SolarEdge | SE3000H-AUS3MBX14 | SolarEdge | Yes | Yes | 2024-12-10 | 2024-12-10 |  | No | No | 0
2021-10-22 | HBS3283 | SolarEdge BAT-10K1P (x1) w/ SolarEdge SE5000H-AUS3MBX14 inverter, DC Combiner Box | 9.7 |  |  | SolarEdge | BAT-10K1P | 1 | SolarEdge | SE5000H-AUS3MBX14 | SolarEdge | Yes | Yes | 2024-12-10 | 2024-12-10 |  | No | No | 0
2021-10-22 | HBS3284 | SolarEdge BAT-10K1P (x2) w/ SolarEdge SE5000H-AUS3MBX14 inverter, DC Combiner Box | 19.4 |  |  | SolarEdge | BAT-10K1P | 2 | SolarEdge | SE5000H-AUS3MBX14 | SolarEdge | Yes | Yes | 2024-12-10 | 2024-12-10 |  | No | No | 0
2021-10-22 | HBS3285 | SolarEdge BAT-10K1P (x1) w/ SolarEdge SE6000H-AUS3MBX14 inverter, DC Combiner Box | 9.7 |  |  | SolarEdge | BAT-10K1P | 1 | SolarEdge | SE6000H-AUS3MBX14 | SolarEdge | Yes | Yes | 2024-12-10 | 2024-12-10 |  | No | No | 0
2021-10-22 | HBS3286 | SolarEdge BAT-10K1P (x2) w/ SolarEdge SE6000H-AUS3MBX14 inverter, DC Combiner Box | 19.4 |  |  | SolarEdge | BAT-10K1P | 2 | SolarEdge | SE6000H-AUS3MBX14 | SolarEdge | Yes | Yes | 2024-12-10 | 2024-12-10 |  | No | No | 0
2021-10-22 | HBS3287 | SolarEdge BAT-10K1P (x1) w/ SolarEdge SE8250H-AUS3MBX14 inverter, DC Combiner Box | 9.7 |  |  | SolarEdge | BAT-10K1P | 1 | SolarEdge | SE8250H-AUS3MBX14 | SolarEdge | Yes | Yes | 2024-12-10 | 2024-12-10 |  | No | Yes | 0
2021-10-22 | HBS3288 | SolarEdge BAT-10K1P (x2) w/ SolarEdge SE8250H-AUS3MBX14 inverter, DC Combiner Box | 19.4 |  |  | SolarEdge | BAT-10K1P | 2 | SolarEdge | SE8250H-AUS3MBX14 | SolarEdge | Yes | Yes | 2024-12-10 | 2024-12-10 |  | No | Yes | 0
2021-10-22 | HBS3289 | SolarEdge BAT-10K1P (x3) w/ SolarEdge SE8250H-AUS3MBX14 inverter, DC Combiner Box | 29.1 |  |  | SolarEdge | BAT-10K1P | 3 | SolarEdge | SE8250H-AUS3MBX14 | SolarEdge | Yes | Yes | 2024-12-10 | 2024-12-10 |  | No | Yes | 0
2021-10-22 | HBS3290 | SolarEdge BAT-10K1P (x1) w/ SolarEdge SE10000H-AUS3MBX14 inverter, DC Combiner Box | 9.7 |  |  | SolarEdge | BAT-10K1P | 1 | SolarEdge | SE10000H-AUS3MBX14 | SolarEdge | Yes | Yes | 2024-12-10 | 2024-12-10 |  | No | Yes | 0
2021-10-22 | HBS3291 | SolarEdge BAT-10K1P (x2) w/ SolarEdge SE10000H-AUS3MBX14 inverter, DC Combiner Box | 19.4 |  |  | SolarEdge | BAT-10K1P | 2 | SolarEdge | SE10000H-AUS3MBX14 | SolarEdge | Yes | Yes | 2024-12-10 | 2024-12-10 |  | No | Yes | 0
2021-10-22 | HBS3292 | SolarEdge BAT-10K1P (x3) w/ SolarEdge SE10000H-AUS3MBX14 inverter, DC Combiner Box | 29.1 |  |  | SolarEdge | BAT-10K1P | 3 | SolarEdge | SE10000H-AUS3MBX14 | SolarEdge | Yes | Yes | 2024-12-10 | 2024-12-10 |  | No | Yes | 0
2021-10-22 | HBS3293 | SolarEdge BAT-10K1P (x1) w/ SolarEdge SE5000H-AUL00BNU4 inverter, SolarEdge 'SE Meter' w/ DC Combiner Box | 9.7 |  |  | SolarEdge | BAT-10K1P | 1 | SolarEdge | SE5000H-AUL00BNU4 | SolarEdge | Yes | Yes | 2024-12-10 | 2024-12-10 |  | No | No | 0
2021-10-22 | HBS3294 | SolarEdge BAT-10K1P (x2) w/ SolarEdge SE5000H-AUL00BNU4 inverter, SolarEdge 'SE Meter' w/ DC Combiner Box | 19.4 |  |  | SolarEdge | BAT-10K1P | 2 | SolarEdge | SE5000H-AUL00BNU4 | SolarEdge | Yes | Yes | 2024-12-10 | 2024-12-10 |  | No | No | 0
2021-10-22 | HBS3295 | SolarEdge BAT-10K1P (x1) w/ SolarEdge SE6000H-AUL00BNU4 inverter, SolarEdge 'SE Meter' w/ DC Combiner Box | 9.7 |  |  | SolarEdge | BAT-10K1P | 1 | SolarEdge | SE6000H-AUL00BNU4 | SolarEdge | Yes | Yes | 2024-12-10 | 2024-12-10 |  | No | No | 0
2021-10-22 | HBS3296 | SolarEdge BAT-10K1P (x2) w/ SolarEdge SE6000H-AUL00BNU4 inverter, SolarEdge 'SE Meter' w/ DC Combiner Box | 19.4 |  |  | SolarEdge | BAT-10K1P | 2 | SolarEdge | SE6000H-AUL00BNU4 | SolarEdge | Yes | Yes | 2024-12-10 | 2024-12-10 |  | No | No | 0
2021-10-22 | HBS3297 | SolarEdge BAT-10K1P (x1) w/ SolarEdge SE8250H-AUL00BNU4 inverter, SolarEdge 'SE Meter' w/ DC Combiner Box | 9.7 |  |  | SolarEdge | BAT-10K1P | 1 | SolarEdge | SE8250H-AUL00BNU4 | SolarEdge | Yes | Yes | 2024-12-10 | 2024-12-10 |  | No | Yes | 0
2021-10-22 | HBS3298 | SolarEdge BAT-10K1P (x2) w/ SolarEdge SE8250H-AUL00BNU4 inverter, SolarEdge 'SE Meter' w/ DC Combiner Box | 19.4 |  |  | SolarEdge | BAT-10K1P | 2 | SolarEdge | SE8250H-AUL00BNU4 | SolarEdge | Yes | Yes | 2024-12-10 | 2024-12-10 |  | No | Yes | 0
2021-10-22 | HBS3299 | SolarEdge BAT-10K1P (x3) w/ SolarEdge SE8250H-AUL00BNU4 inverter, SolarEdge 'SE Meter' w/ DC Combiner Box | 29.1 |  |  | SolarEdge | BAT-10K1P | 3 | SolarEdge | SE8250H-AUL00BNU4 | SolarEdge | Yes | Yes | 2024-12-10 | 2024-12-10 |  | No | Yes | 0
2021-10-22 | HBS3300 | SolarEdge BAT-10K1P (x1) w/ SolarEdge SE10000H-AUL00BNU4 inverter, SolarEdge 'SE Meter' w/ DC Combiner Box | 9.7 |  |  | SolarEdge | BAT-10K1P | 1 | SolarEdge | SE10000H-AUL00BNU4 | SolarEdge | Yes | Yes | 2024-12-10 | 2024-12-10 |  | No | Yes | 0
2021-10-22 | HBS3301 | SolarEdge BAT-10K1P (x2) w/ SolarEdge SE10000H-AUL00BNU4 inverter, SolarEdge 'SE Meter' w/ DC Combiner Box | 19.4 |  |  | SolarEdge | BAT-10K1P | 2 | SolarEdge | SE10000H-AUL00BNU4 | SolarEdge | Yes | Yes | 2024-12-10 | 2024-12-10 |  | No | Yes | 0
2021-10-22 | HBS3302 | SolarEdge BAT-10K1P (x3) w/ SolarEdge SE10000H-AUL00BNU4 inverter, SolarEdge 'SE Meter' w/ DC Combiner Box | 29.1 |  |  | SolarEdge | BAT-10K1P | 3 | SolarEdge | SE10000H-AUL00BNU4 | SolarEdge | Yes | Yes | 2024-12-10 | 2024-12-10 |  | No | Yes | 0
2021-10-22 | HBS3303 | SolarEdge BAT-10K1P (x1) w/ SolarEdge SE3000H-AU000BNV4 inverter, SolarEdge 'SE Meter' w/ DC Combiner Box | 9.7 |  |  | SolarEdge | BAT-10K1P | 1 | SolarEdge | SE3000H-AU000BNV4 | SolarEdge | Yes | Yes | 2024-12-10 | 2024-12-10 |  | No | No | 0
2021-10-22 | HBS3304 | SolarEdge BAT-10K1P (x1) w/ SolarEdge SE5000H-AU000BNV4 inverter, SolarEdge 'SE Meter' w/ DC Combiner Box | 9.7 |  |  | SolarEdge | BAT-10K1P | 1 | SolarEdge | SE5000H-AU000BNV4 | SolarEdge | Yes | Yes | 2024-12-10 | 2024-12-10 |  | No | No | 0
2021-10-22 | HBS3305 | SolarEdge BAT-10K1P (x2) w/ SolarEdge SE5000H-AU000BNV4 inverter, SolarEdge 'SE Meter' w/ DC Combiner Box | 19.4 |  |  | SolarEdge | BAT-10K1P | 2 | SolarEdge | SE5000H-AU000BNV4 | SolarEdge | Yes | Yes | 2024-12-10 | 2024-12-10 |  | No | No | 0
2021-10-22 | HBS3306 | SolarEdge BAT-10K1P (x1) w/ SolarEdge SE5K-AUB inverter, SolarEdge 'SE Meter' w/ DC Combiner Box | 9.7 |  |  | SolarEdge | BAT-10K1P | 1 | SolarEdge | SE5K-AUB | SolarEdge | Yes | Yes | 2024-12-17 | 2024-12-17 |  | No | Yes | 0
2021-10-22 | HBS3307 | SolarEdge BAT-10K1P (x2) w/ SolarEdge SE5K-AUB inverter, SolarEdge 'SE Meter' w/ DC Combiner Box | 19.4 |  |  | SolarEdge | BAT-10K1P | 2 | SolarEdge | SE5K-AUB | SolarEdge | Yes | Yes | 2024-12-17 | 2024-12-17 |  | No | Yes | 0
2021-10-22 | HBS3308 | SolarEdge BAT-10K1P (x1) w/ SolarEdge SE7K-AUB inverter, SolarEdge 'SE Meter' w/ DC Combiner Box | 9.7 |  |  | SolarEdge | BAT-10K1P | 1 | SolarEdge | SE7K-AUB | SolarEdge | Yes | Yes | 2024-12-17 | 2024-12-17 |  | No | Yes | 0
2021-10-22 | HBS3309 | SolarEdge BAT-10K1P (x2) w/ SolarEdge SE7K-AUB inverter, SolarEdge 'SE Meter' w/ DC Combiner Box | 19.4 |  |  | SolarEdge | BAT-10K1P | 2 | SolarEdge | SE7K-AUB | SolarEdge | Yes | Yes | 2024-12-17 | 2024-12-17 |  | No | Yes | 0
2021-10-22 | HBS3310 | SolarEdge BAT-10K1P (x1) w/ SolarEdge SE8.25K-AUB inverter, SolarEdge 'SE Meter' w/ DC Combiner Box | 9.7 |  |  | SolarEdge | BAT-10K1P | 1 | SolarEdge | SE8.25K-AUB | SolarEdge | Yes | Yes | 2024-12-17 | 2024-12-17 |  | No | Yes | 0
2021-10-22 | HBS3311 | SolarEdge BAT-10K1P (x2) w/ SolarEdge SE8.25K-AUB inverter, SolarEdge 'SE Meter' w/ DC Combiner Box | 19.4 |  |  | SolarEdge | BAT-10K1P | 2 | SolarEdge | SE8.25K-AUB | SolarEdge | Yes | Yes | 2024-12-17 | 2024-12-17 |  | No | Yes | 0
2021-10-22 | HBS3312 | SolarEdge BAT-10K1P (x3) w/ SolarEdge SE8.25K-AUB inverter, SolarEdge 'SE Meter' w/ DC Combiner Box | 29.1 |  |  | SolarEdge | BAT-10K1P | 3 | SolarEdge | SE8.25K-AUB | SolarEdge | Yes | Yes | 2024-12-17 | 2024-12-17 |  | No | Yes | 0
2021-10-22 | HBS3313 | SolarEdge BAT-10K1P (x1) w/ SolarEdge SE10K-AUB inverter, SolarEdge 'SE Meter' w/ DC Combiner Box | 9.7 |  |  | SolarEdge | BAT-10K1P | 1 | SolarEdge | SE10K-AUB | SolarEdge | Yes | Yes | 2024-12-17 | 2024-12-17 |  | No | Yes | 0
2021-10-22 | HBS3314 | SolarEdge BAT-10K1P (x2) w/ SolarEdge SE10K-AUB inverter, SolarEdge 'SE Meter' w/ DC Combiner Box | 19.4 |  |  | SolarEdge | BAT-10K1P | 2 | SolarEdge | SE10K-AUB | SolarEdge | Yes | Yes | 2024-12-17 | 2024-12-17 |  | No | Yes | 0
2021-10-22 | HBS3315 | SolarEdge BAT-10K1P (x3) w/ SolarEdge SE10K-AUB inverter, SolarEdge 'SE Meter' w/ DC Combiner Box | 29.1 |  |  | SolarEdge | BAT-10K1P | 3 | SolarEdge | SE10K-AUB | SolarEdge | Yes | Yes | 2024-12-17 | 2024-12-17 |  | No | Yes | 0
2021-10-22 | HBS3316 | LG Energy Solution RESU 10H Prime (x1) w/ SolarEdge SE8250H-AUS3MBX14 inverter, SolarEdge 'SE Meter' w/ DC Combiner Box | 9.6 |  |  | LG Energy Solution | RESU 10H Prime | 1 | SolarEdge | SE8250H-AUS3MBX14 | LG Energy Solution | Yes | Yes | 2024-12-10 | 2024-12-10 |  | No | Yes | 0
2021-10-22 | HBS3317 | LG Energy Solution RESU 10H Prime (x2) w/ SolarEdge SE8250H-AUS3MBX14 inverter, SolarEdge 'SE Meter' w/ DC Combiner Box | 19.2 |  |  | LG Energy Solution | RESU 10H Prime | 2 | SolarEdge | SE8250H-AUS3MBX14 | LG Energy Solution | Yes | Yes | 2024-12-10 | 2024-12-10 |  | No | Yes | 0
2021-10-22 | HBS3318 | LG Energy Solution RESU 16H Prime (x1) w/ SolarEdge SE8250H-AUS3MBX14 inverter, SolarEdge 'SE Meter' w/ DC Combiner Box | 16 |  |  | LG Energy Solution | RESU 16H Prime | 1 | SolarEdge | SE8250H-AUS3MBX14 | LG Energy Solution | Yes | Yes | 2024-12-10 | 2024-12-10 |  | No | Yes | 0
2021-10-22 | HBS3319 | LG Energy Solution RESU 16H Prime (x2) w/ SolarEdge SE8250H-AUS3MBX14 inverter, SolarEdge 'SE Meter' w/ DC Combiner Box | 32 |  |  | LG Energy Solution | RESU 16H Prime | 2 | SolarEdge | SE8250H-AUS3MBX14 | LG Energy Solution | Yes | Yes | 2024-12-10 | 2024-12-10 |  | No | Yes | 0
2021-10-22 | HBS3320 | LG Energy Solution RESU 10H Prime (x1) w/ SolarEdge SE10000H-AUS3MBX14 inverter, SolarEdge 'SE Meter' w/ DC Combiner Box | 9.6 |  |  | LG Energy Solution | RESU 10H Prime | 1 | SolarEdge | SE10000H-AUS3MBX14 | LG Energy Solution | Yes | Yes | 2024-12-10 | 2024-12-10 |  | No | Yes | 0
2021-10-22 | HBS3321 | LG Energy Solution RESU 10H Prime (x2) w/ SolarEdge SE10000H-AUS3MBX14 inverter, SolarEdge 'SE Meter' w/ DC Combiner Box | 19.2 |  |  | LG Energy Solution | RESU 10H Prime | 2 | SolarEdge | SE10000H-AUS3MBX14 | LG Energy Solution | Yes | Yes | 2024-12-10 | 2024-12-10 |  | No | Yes | 0
2021-10-22 | HBS3322 | LG Energy Solution RESU 16H Prime (x1) w/ SolarEdge SE10000H-AUS3MBX14 inverter, SolarEdge 'SE Meter' w/ DC Combiner Box | 16 |  |  | LG Energy Solution | RESU 16H Prime | 1 | SolarEdge | SE10000H-AUS3MBX14 | LG Energy Solution | Yes | Yes | 2024-12-10 | 2024-12-10 |  | No | Yes | 0
2021-10-22 | HBS3323 | LG Energy Solution RESU 16H Prime (x2) w/ SolarEdge SE10000H-AUS3MBX14 inverter, SolarEdge 'SE Meter' w/ DC Combiner Box | 32 |  |  | LG Energy Solution | RESU 16H Prime | 2 | SolarEdge | SE10000H-AUS3MBX14 | LG Energy Solution | Yes | Yes | 2024-12-10 | 2024-12-10 |  | No | Yes | 0
2021-10-22 | HBS3325 | LG Energy Solution RESU10 w/ LGES-5048 inverter, GM-1000D 'smart controller' | 8.8 |  |  | LG Energy Solution | RESU10 | 1 | LG Energy Solution | LGES-5048 | LG Energy Solution | Yes | Yes | 2025-06-17 | 2025-06-17 |  | No | Yes | 0
2021-10-22 | HBS3326 | LG Energy Solution RESU12 w/ LGES-5048 inverter, GM-1000D 'smart controller' | 11.7 |  |  | LG Energy Solution | RESU12 | 1 | LG Energy Solution | LGES-5048 | LG Energy Solution | Yes | Yes | 2025-06-17 | 2025-06-17 |  | No | Yes | 0
2021-10-22 | HBS3327 | LG Energy Solution RESU13 w/ LGES-5048 inverter, GM-1000D 'smart controller' | 12.4 |  |  | LG Energy Solution | RESU13 | 1 | LG Energy Solution | LGES-5048 | LG Energy Solution | Yes | Yes | 2025-06-17 | 2025-06-17 |  | Yes | Yes | 0
2021-10-22 | HBS3329 | LG Energy Solution RESU10 w/ LGES-5048 inverter, GM-3000 'smart controller' | 8.8 |  |  | LG Energy Solution | RESU10 | 1 | LG Energy Solution | LGES-5048 | LG Energy Solution | Yes | Yes | 2025-06-17 | 2025-06-17 |  | No | Yes | 0
2021-10-22 | HBS3330 | LG Energy Solution RESU12 w/ LGES-5048 inverter, GM-3000 'smart controller' | 11.7 |  |  | LG Energy Solution | RESU12 | 1 | LG Energy Solution | LGES-5048 | LG Energy Solution | Yes | Yes | 2025-06-17 | 2025-06-17 |  | No | Yes | 0
2021-10-22 | HBS3331 | LG Energy Solution RESU13 w/ LGES-5048 inverter, GM-3000 'smart controller' | 12.4 |  |  | LG Energy Solution | RESU13 | 1 | LG Energy Solution | LGES-5048 | LG Energy Solution | Yes | Yes | 2025-06-17 | 2025-06-17 |  | Yes | Yes | 0
2021-11-04 | HBS3342 | LG Energy Solution RESU6.5 (x2) w/ LGES-5048 inverter, GM-1000D 'smart controller' | 11.8 |  |  | LG Energy Solution | RESU6.5 | 2 | LG Energy Solution | LGES-5048 | LG Energy Solution | Yes | Yes | 2025-06-17 | 2025-06-17 |  | No | Yes | LG Energy Solution Australia Pty Ltd
2021-11-04 | HBS3343 | LG Energy Solution RESU10 (x2) w/ LGES-5048 inverter, GM-1000D 'smart controller' | 17.6 |  |  | LG Energy Solution | RESU10 | 2 | LG Energy Solution | LGES-5048 | LG Energy Solution | Yes | Yes | 2025-06-17 | 2025-06-17 |  | No | Yes | LG Energy Solution Australia Pty Ltd
2021-11-04 | HBS3344 | LG Energy Solution RESU12 (x2) w/ LGES-5048 inverter, GM-1000D 'smart controller' | 23.4 |  |  | LG Energy Solution | RESU12 | 2 | LG Energy Solution | LGES-5048 | LG Energy Solution | Yes | Yes | 2025-06-17 | 2025-06-17 |  | No | Yes | LG Energy Solution Australia Pty Ltd
2021-11-04 | HBS3345 | LG Energy Solution RESU13 (x2) w/ LGES-5048 inverter, GM-1000D 'smart controller' | 24.8 |  |  | LG Energy Solution | RESU13 | 2 | LG Energy Solution | LGES-5048 | LG Energy Solution | Yes | Yes | 2025-06-17 | 2025-06-17 |  | No | Yes | LG Energy Solution Australia Pty Ltd
2021-11-04 | HBS3346 | LG Energy Solution RESU6.5 (x2) w/ LGES-5048 inverter, GM-3000 'smart controller' | 11.8 |  |  | LG Energy Solution | RESU6.5 | 2 | LG Energy Solution | LGES-5048 | LG Energy Solution | Yes | Yes | 2025-06-17 | 2025-06-17 |  | No | Yes | LG Energy Solution Australia Pty Ltd
2021-11-04 | HBS3347 | LG Energy Solution RESU10 (x2) w/ LGES-5048 inverter, GM-3000 'smart controller' | 17.6 |  |  | LG Energy Solution | RESU10 | 2 | LG Energy Solution | LGES-5048 | LG Energy Solution | Yes | Yes | 2025-06-17 | 2025-06-17 |  | No | Yes | LG Energy Solution Australia Pty Ltd
2021-11-04 | HBS3348 | LG Energy Solution RESU12 (x2) w/ LGES-5048 inverter, GM-3000 'smart controller' | 23.4 |  |  | LG Energy Solution | RESU12 | 2 | LG Energy Solution | LGES-5048 | LG Energy Solution | Yes | Yes | 2025-06-17 | 2025-06-17 |  | No | Yes | LG Energy Solution Australia Pty Ltd
2021-11-04 | HBS3349 | LG Energy Solution RESU13 (x2) w/ LGES-5048 inverter, GM-3000 'smart controller' | 24.8 |  |  | LG Energy Solution | RESU13 | 2 | LG Energy Solution | LGES-5048 | LG Energy Solution | Yes | Yes | 2025-06-17 | 2025-06-17 |  | No | Yes | LG Energy Solution Australia Pty Ltd
2021-12-16 | HBS3351 | UZ Energy L051100-A (x2) w/ GW3600S-BP inverter | 10.2 |  |  | UZ Energy | L051100-A | 2 | GoodWe | GW3600S-BP | UZ Energy | Yes | Yes | 2025-03-02 | 2025-03-02 |  | No | Yes
2021-12-16 | HBS3352 | UZ Energy L051100-A (x2) w/ GW5000S-BP inverter | 10.2 |  |  | UZ Energy | L051100-A | 2 | GoodWe | GW5000S-BP | UZ Energy | Yes | Yes | 2025-03-02 | 2025-03-02 |  | No | Yes
2021-12-16 | HBS3357 | Growatt ARK 7.6XH-A1 w/ MIN 2500TL-XH inverter, SDM-120 CT-MV 'smart controller' | 6.91 |  |  | Growatt | ARK 7.6XH-A1 | 1 | Growatt | MIN 2500TL-XH | Growatt | Yes | Yes | 2024-07-08 | 2024-07-08 |  | Yes | Yes | Growatt New Energy Australia Pty Ltd
2021-12-16 | HBS3358 | Growatt ARK 10.2XH-A1 w/ MIN 2500TL-XH inverter, SDM-120 CT-MV 'smart controller' | 9.22 |  |  | Growatt | ARK 10.2XH-A1 | 1 | Growatt | MIN 2500TL-XH | Growatt | Yes | Yes | 2024-07-08 | 2024-07-08 |  | Yes | Yes | Growatt New Energy Australia Pty Ltd
2021-12-16 | HBS3359 | Growatt ARK 12.8XH-A1 w/ MIN 2500TL-XH inverter, SDM-120 CT-MV 'smart controller' | 11.25 |  |  | Growatt | ARK 12.8XH-A1 | 1 | Growatt | MIN 2500TL-XH | Growatt | Yes | Yes | 2024-07-08 | 2024-07-08 |  | Yes | Yes | Growatt New Energy Australia Pty Ltd
2021-12-16 | HBS3360 | Growatt ARK 15.3XH-A1 w/ MIN 2500TL-XH inverter, SDM-120 CT-MV 'smart controller' | 13.5 |  |  | Growatt | ARK 15.3XH-A1 | 1 | Growatt | MIN 2500TL-XH | Growatt | Yes | Yes | 2024-07-08 | 2024-07-08 |  | Yes | Yes | Growatt New Energy Australia Pty Ltd
2021-12-16 | HBS3361 | Growatt ARK 17.9XH-A1 w/ MIN 2500TL-XH inverter, SDM-120 CT-MV 'smart controller' | 16.13 |  |  | Growatt | ARK 17.9XH-A1 | 1 | Growatt | MIN 2500TL-XH | Growatt | Yes | Yes | 2024-07-08 | 2024-07-08 |  | Yes | Yes | Growatt New Energy Australia Pty Ltd
2021-12-16 | HBS3363 | Growatt ARK 7.6XH-A1 w/ MIN 3000TL-XH inverter, SDM-120 CT-MV 'smart controller' | 6.91 |  |  | Growatt | ARK 7.6XH-A1 | 1 | Growatt | MIN 3000TL-XH | Growatt | Yes | Yes | 2024-07-08 | 2024-07-08 |  | Yes | Yes | Growatt New Energy Australia Pty Ltd
2021-12-16 | HBS3364 | Growatt ARK 10.2XH-A1 w/ MIN 3000TL-XH inverter, SDM-120 CT-MV 'smart controller' | 9.22 |  |  | Growatt | ARK 10.2XH-A1 | 1 | Growatt | MIN 3000TL-XH | Growatt | Yes | Yes | 2024-07-08 | 2024-07-08 |  | Yes | Yes | Growatt New Energy Australia Pty Ltd
2021-12-16 | HBS3365 | Growatt ARK 12.8XH-A1 w/ MIN 3000TL-XH inverter, SDM-120 CT-MV 'smart controller' | 11.25 |  |  | Growatt | ARK 12.8XH-A1 | 1 | Growatt | MIN 3000TL-XH | Growatt | Yes | Yes | 2024-07-08 | 2024-07-08 |  | Yes | Yes | Growatt New Energy Australia Pty Ltd
2021-12-16 | HBS3366 | Growatt ARK 15.3XH-A1 w/ MIN 3000TL-XH inverter, SDM-120 CT-MV 'smart controller' | 13.5 |  |  | Growatt | ARK 15.3XH-A1 | 1 | Growatt | MIN 3000TL-XH | Growatt | Yes | Yes | 2024-07-08 | 2024-07-08 |  | Yes | Yes | Growatt New Energy Australia Pty Ltd
2021-12-16 | HBS3367 | Growatt ARK 17.9XH-A1 w/ MIN 3000TL-XH inverter, SDM-120 CT-MV 'smart controller' | 16.13 |  |  | Growatt | ARK 17.9XH-A1 | 1 | Growatt | MIN 3000TL-XH | Growatt | Yes | Yes | 2024-07-08 | 2024-07-08 |  | Yes | Yes | Growatt New Energy Australia Pty Ltd
2021-12-16 | HBS3369 | Growatt ARK 7.6XH-A1 w/ MIN 3600TL-XH inverter, SDM-120 CT-MV 'smart controller' | 6.91 |  |  | Growatt | ARK 7.6XH-A1 | 1 | Growatt | MIN 3600TL-XH | Growatt | Yes | Yes | 2024-07-08 | 2024-07-08 |  | Yes | Yes | Growatt New Energy Australia Pty Ltd
2021-12-16 | HBS3370 | Growatt ARK 10.2XH-A1 w/ MIN 3600TL-XH inverter, SDM-120 CT-MV 'smart controller' | 9.22 |  |  | Growatt | ARK 10.2XH-A1 | 1 | Growatt | MIN 3600TL-XH | Growatt | Yes | Yes | 2024-07-08 | 2024-07-08 |  | Yes | Yes | Growatt New Energy Australia Pty Ltd
2021-12-16 | HBS3371 | Growatt ARK 12.8XH-A1 w/ MIN 3600TL-XH inverter, SDM-120 CT-MV 'smart controller' | 11.25 |  |  | Growatt | ARK 12.8XH-A1 | 1 | Growatt | MIN 3600TL-XH | Growatt | Yes | Yes | 2024-07-08 | 2024-07-08 |  | Yes | Yes | Growatt New Energy Australia Pty Ltd
2021-12-16 | HBS3372 | Growatt ARK 15.3XH-A1 w/ MIN 3600TL-XH inverter, SDM-120 CT-MV 'smart controller' | 13.5 |  |  | Growatt | ARK 15.3XH-A1 | 1 | Growatt | MIN 3600TL-XH | Growatt | Yes | Yes | 2024-07-08 | 2024-07-08 |  | Yes | Yes | Growatt New Energy Australia Pty Ltd
2021-12-16 | HBS3373 | Growatt ARK 17.9XH-A1 w/ MIN 3600TL-XH inverter, SDM-120 CT-MV 'smart controller' | 16.13 |  |  | Growatt | ARK 17.9XH-A1 | 1 | Growatt | MIN 3600TL-XH | Growatt | Yes | Yes | 2024-07-08 | 2024-07-08 |  | Yes | Yes | Growatt New Energy Australia Pty Ltd
2021-12-16 | HBS3375 | Growatt ARK 7.6XH-A1 w/ MIN 4000TL-XH inverter, SDM-120 CT-MV 'smart controller' | 6.91 |  |  | Growatt | ARK 7.6XH-A1 | 1 | Growatt | MIN 4000TL-XH | Growatt | Yes | Yes | 2024-07-08 | 2024-07-08 |  | Yes | No | Growatt New Energy Australia Pty Ltd
2021-12-16 | HBS3376 | Growatt ARK 10.2XH-A1 w/ MIN 4000TL-XH inverter, SDM-120 CT-MV 'smart controller' | 9.22 |  |  | Growatt | ARK 10.2XH-A1 | 1 | Growatt | MIN 4000TL-XH | Growatt | Yes | Yes | 2024-07-08 | 2024-07-08 |  | Yes | No | Growatt New Energy Australia Pty Ltd
2021-12-16 | HBS3377 | Growatt ARK 12.8XH-A1 w/ MIN 4000TL-XH inverter, SDM-120 CT-MV 'smart controller' | 11.25 |  |  | Growatt | ARK 12.8XH-A1 | 1 | Growatt | MIN 4000TL-XH | Growatt | Yes | Yes | 2024-07-08 | 2024-07-08 |  | Yes | No | Growatt New Energy Australia Pty Ltd
2021-12-16 | HBS3378 | Growatt ARK 15.3XH-A1 w/ MIN 4000TL-XH inverter, SDM-120 CT-MV 'smart controller' | 13.5 |  |  | Growatt | ARK 15.3XH-A1 | 1 | Growatt | MIN 4000TL-XH | Growatt | Yes | Yes | 2024-07-08 | 2024-07-08 |  | Yes | No | Growatt New Energy Australia Pty Ltd
2021-12-16 | HBS3379 | Growatt ARK 17.9XH-A1 w/ MIN 4000TL-XH inverter, SDM-120 CT-MV 'smart controller' | 16.13 |  |  | Growatt | ARK 17.9XH-A1 | 1 | Growatt | MIN 4000TL-XH | Growatt | Yes | Yes | 2024-07-08 | 2024-07-08 |  | Yes | No | Growatt New Energy Australia Pty Ltd
2021-12-16 | HBS3381 | Growatt ARK 7.6XH-A1 w/ MIN 4200TL-XH inverter, SDM-120 CT-MV 'smart controller' | 6.91 |  |  | Growatt | ARK 7.6XH-A1 | 1 | Growatt | MIN 4200TL-XH | Growatt | Yes | Yes | 2024-07-08 | 2024-07-08 |  | Yes | No | Growatt New Energy Australia Pty Ltd
2021-12-16 | HBS3382 | Growatt ARK 10.2XH-A1 w/ MIN 4200TL-XH inverter, SDM-120 CT-MV 'smart controller' | 9.22 |  |  | Growatt | ARK 10.2XH-A1 | 1 | Growatt | MIN 4200TL-XH | Growatt | Yes | Yes | 2024-07-08 | 2024-07-08 |  | Yes | No | Growatt New Energy Australia Pty Ltd
2021-12-16 | HBS3383 | Growatt ARK 12.8XH-A1 w/ MIN 4200TL-XH inverter, SDM-120 CT-MV 'smart controller' | 11.25 |  |  | Growatt | ARK 12.8XH-A1 | 1 | Growatt | MIN 4200TL-XH | Growatt | Yes | Yes | 2024-07-08 | 2024-07-08 |  | Yes | No | Growatt New Energy Australia Pty Ltd
2021-12-16 | HBS3384 | Growatt ARK 15.3XH-A1 w/ MIN 4200TL-XH inverter, SDM-120 CT-MV 'smart controller' | 13.5 |  |  | Growatt | ARK 15.3XH-A1 | 1 | Growatt | MIN 4200TL-XH | Growatt | Yes | Yes | 2024-07-08 | 2024-07-08 |  | Yes | No | Growatt New Energy Australia Pty Ltd
2021-12-16 | HBS3385 | Growatt ARK 17.9XH-A1 w/ MIN 4200TL-XH inverter, SDM-120 CT-MV 'smart controller' | 16.13 |  |  | Growatt | ARK 17.9XH-A1 | 1 | Growatt | MIN 4200TL-XH | Growatt | Yes | Yes | 2024-07-08 | 2024-07-08 |  | Yes | No | Growatt New Energy Australia Pty Ltd
2021-12-16 | HBS3387 | Growatt ARK 7.6XH-A1 w/ MIN 4600TL-XH inverter, SDM-120 CT-MV 'smart controller' | 6.91 |  |  | Growatt | ARK 7.6XH-A1 | 1 | Growatt | MIN 4600TL-XH | Growatt | Yes | Yes | 2024-07-08 | 2024-07-08 |  | Yes | Yes | Growatt New Energy Australia Pty Ltd
2021-12-16 | HBS3388 | Growatt ARK 10.2XH-A1 w/ MIN 4600TL-XH inverter, SDM-120 CT-MV 'smart controller' | 9.22 |  |  | Growatt | ARK 10.2XH-A1 | 1 | Growatt | MIN 4600TL-XH | Growatt | Yes | Yes | 2024-07-08 | 2024-07-08 |  | Yes | Yes | Growatt New Energy Australia Pty Ltd
2021-12-16 | HBS3389 | Growatt ARK 12.8XH-A1 w/ MIN 4600TL-XH inverter, SDM-120 CT-MV 'smart controller' | 11.25 |  |  | Growatt | ARK 12.8XH-A1 | 1 | Growatt | MIN 4600TL-XH | Growatt | Yes | Yes | 2024-07-08 | 2024-07-08 |  | Yes | Yes | Growatt New Energy Australia Pty Ltd
2021-12-16 | HBS3390 | Growatt ARK 15.3XH-A1 w/ MIN 4600TL-XH inverter, SDM-120 CT-MV 'smart controller' | 13.5 |  |  | Growatt | ARK 15.3XH-A1 | 1 | Growatt | MIN 4600TL-XH | Growatt | Yes | Yes | 2024-07-08 | 2024-07-08 |  | Yes | Yes | Growatt New Energy Australia Pty Ltd
2021-12-16 | HBS3391 | Growatt ARK 17.9XH-A1 w/ MIN 4600TL-XH inverter, SDM-120 CT-MV 'smart controller' | 16.13 |  |  | Growatt | ARK 17.9XH-A1 | 1 | Growatt | MIN 4600TL-XH | Growatt | Yes | Yes | 2024-07-08 | 2024-07-08 |  | Yes | Yes | Growatt New Energy Australia Pty Ltd
2021-12-16 | HBS3393 | Growatt ARK 7.6XH-A1 w/ MIN 5000TL-XH inverter, SDM-120 CT-MV 'smart controller' | 6.91 |  |  | Growatt | ARK 7.6XH-A1 | 1 | Growatt | MIN 5000TL-XH | Growatt | Yes | Yes | 2024-07-08 | 2024-07-08 |  | Yes | Yes | Growatt New Energy Australia Pty Ltd
2021-12-16 | HBS3394 | Growatt ARK 10.2XH-A1 w/ MIN 5000TL-XH inverter, SDM-120 CT-MV 'smart controller' | 9.22 |  |  | Growatt | ARK 10.2XH-A1 | 1 | Growatt | MIN 5000TL-XH | Growatt | Yes | Yes | 2024-07-08 | 2024-07-08 |  | Yes | Yes | Growatt New Energy Australia Pty Ltd
2021-12-16 | HBS3395 | Growatt ARK 12.8XH-A1 w/ MIN 5000TL-XH inverter, SDM-120 CT-MV 'smart controller' | 11.25 |  |  | Growatt | ARK 12.8XH-A1 | 1 | Growatt | MIN 5000TL-XH | Growatt | Yes | Yes | 2024-07-08 | 2024-07-08 |  | Yes | Yes | Growatt New Energy Australia Pty Ltd
2021-12-16 | HBS3396 | Growatt ARK 15.3XH-A1 w/ MIN 5000TL-XH inverter, SDM-120 CT-MV 'smart controller' | 13.5 |  |  | Growatt | ARK 15.3XH-A1 | 1 | Growatt | MIN 5000TL-XH | Growatt | Yes | Yes | 2024-07-08 | 2024-07-08 |  | Yes | Yes | Growatt New Energy Australia Pty Ltd
2021-12-16 | HBS3397 | Growatt ARK 17.9XH-A1 w/ MIN 5000TL-XH inverter, SDM-120 CT-MV 'smart controller' | 16.13 |  |  | Growatt | ARK 17.9XH-A1 | 1 | Growatt | MIN 5000TL-XH | Growatt | Yes | Yes | 2024-07-08 | 2024-07-08 |  | Yes | Yes | Growatt New Energy Australia Pty Ltd
2021-12-16 | HBS3399 | Growatt ARK 7.6XH-A1 w/ MIN 6000TL-XH inverter, SDM-120 CT-MV 'smart controller' | 6.91 |  |  | Growatt | ARK 7.6XH-A1 | 1 | Growatt | MIN 6000TL-XH | Growatt | Yes | Yes | 2024-07-08 | 2024-07-08 |  | Yes | Yes | Growatt New Energy Australia Pty Ltd
2021-12-16 | HBS3400 | Growatt ARK 10.2XH-A1 w/ MIN 6000TL-XH inverter, SDM-120 CT-MV 'smart controller' | 9.22 |  |  | Growatt | ARK 10.2XH-A1 | 1 | Growatt | MIN 6000TL-XH | Growatt | Yes | Yes | 2024-07-08 | 2024-07-08 |  | Yes | Yes | Growatt New Energy Australia Pty Ltd
2021-12-16 | HBS3401 | Growatt ARK 12.8XH-A1 w/ MIN 6000TL-XH inverter, SDM-120 CT-MV 'smart controller' | 11.25 |  |  | Growatt | ARK 12.8XH-A1 | 1 | Growatt | MIN 6000TL-XH | Growatt | Yes | Yes | 2024-07-08 | 2024-07-08 |  | Yes | Yes | Growatt New Energy Australia Pty Ltd
2021-12-16 | HBS3402 | Growatt ARK 15.3XH-A1 w/ MIN 6000TL-XH inverter, SDM-120 CT-MV 'smart controller' | 13.5 |  |  | Growatt | ARK 15.3XH-A1 | 1 | Growatt | MIN 6000TL-XH | Growatt | Yes | Yes | 2024-07-08 | 2024-07-08 |  | Yes | Yes | Growatt New Energy Australia Pty Ltd
2021-12-16 | HBS3403 | Growatt ARK 17.9XH-A1 w/ MIN 6000TL-XH inverter, SDM-120 CT-MV 'smart controller' | 16.13 |  |  | Growatt | ARK 17.9XH-A1 | 1 | Growatt | MIN 6000TL-XH | Growatt | Yes | Yes | 2024-07-08 | 2024-07-08 |  | Yes | Yes | Growatt New Energy Australia Pty Ltd
2021-12-16 | HBS3405 | Growatt ARK 7.6XH-A1 w/ MIN 2500TL-XH inverter, SDM-630MCT 'smart controller' | 6.91 |  |  | Growatt | ARK 7.6XH-A1 | 1 | Growatt | MIN 2500TL-XH | Growatt | Yes | Yes | 2024-07-08 | 2024-07-08 |  | Yes | Yes | Growatt New Energy Australia Pty Ltd
2021-12-16 | HBS3406 | Growatt ARK 10.2XH-A1 w/ MIN 2500TL-XH inverter, SDM-630MCT 'smart controller' | 9.22 |  |  | Growatt | ARK 10.2XH-A1 | 1 | Growatt | MIN 2500TL-XH | Growatt | Yes | Yes | 2024-07-08 | 2024-07-08 |  | Yes | Yes | Growatt New Energy Australia Pty Ltd
2021-12-16 | HBS3407 | Growatt ARK 12.8XH-A1 w/ MIN 2500TL-XH inverter, SDM-630MCT 'smart controller' | 11.25 |  |  | Growatt | ARK 12.8XH-A1 | 1 | Growatt | MIN 2500TL-XH | Growatt | Yes | Yes | 2024-07-08 | 2024-07-08 |  | Yes | Yes | Growatt New Energy Australia Pty Ltd
2021-12-16 | HBS3408 | Growatt ARK 15.3XH-A1 w/ MIN 2500TL-XH inverter, SDM-630MCT 'smart controller' | 13.5 |  |  | Growatt | ARK 15.3XH-A1 | 1 | Growatt | MIN 2500TL-XH | Growatt | Yes | Yes | 2024-07-08 | 2024-07-08 |  | Yes | Yes | Growatt New Energy Australia Pty Ltd
2021-12-16 | HBS3409 | Growatt ARK 17.9XH-A1 w/ MIN 2500TL-XH inverter, SDM-630MCT 'smart controller' | 16.13 |  |  | Growatt | ARK 17.9XH-A1 | 1 | Growatt | MIN 2500TL-XH | Growatt | Yes | Yes | 2024-07-08 | 2024-07-08 |  | Yes | Yes | Growatt New Energy Australia Pty Ltd
2021-12-16 | HBS3411 | Growatt ARK 7.6XH-A1 w/ MIN 3000TL-XH inverter, SDM-630MCT 'smart controller' | 6.91 |  |  | Growatt | ARK 7.6XH-A1 | 1 | Growatt | MIN 3000TL-XH | Growatt | Yes | Yes | 2024-07-08 | 2024-07-08 |  | Yes | Yes | Growatt New Energy Australia Pty Ltd
2021-12-16 | HBS3412 | Growatt ARK 10.2XH-A1 w/ MIN 3000TL-XH inverter, SDM-630MCT 'smart controller' | 9.22 |  |  | Growatt | ARK 10.2XH-A1 | 1 | Growatt | MIN 3000TL-XH | Growatt | Yes | Yes | 2024-07-08 | 2024-07-08 |  | Yes | Yes | Growatt New Energy Australia Pty Ltd
2021-12-16 | HBS3413 | Growatt ARK 12.8XH-A1 w/ MIN 3000TL-XH inverter, SDM-630MCT 'smart controller' | 11.25 |  |  | Growatt | ARK 12.8XH-A1 | 1 | Growatt | MIN 3000TL-XH | Growatt | Yes | Yes | 2024-07-08 | 2024-07-08 |  | Yes | Yes | Growatt New Energy Australia Pty Ltd
2021-12-16 | HBS3414 | Growatt ARK 15.3XH-A1 w/ MIN 3000TL-XH inverter, SDM-630MCT 'smart controller' | 13.5 |  |  | Growatt | ARK 15.3XH-A1 | 1 | Growatt | MIN 3000TL-XH | Growatt | Yes | Yes | 2024-07-08 | 2024-07-08 |  | Yes | Yes | Growatt New Energy Australia Pty Ltd
2021-12-16 | HBS3415 | Growatt ARK 17.9XH-A1 w/ MIN 3000TL-XH inverter, SDM-630MCT 'smart controller' | 16.13 |  |  | Growatt | ARK 17.9XH-A1 | 1 | Growatt | MIN 3000TL-XH | Growatt | Yes | Yes | 2024-07-08 | 2024-07-08 |  | Yes | Yes | Growatt New Energy Australia Pty Ltd
2021-12-16 | HBS3417 | Growatt ARK 7.6XH-A1 w/ MIN 3600TL-XH inverter, SDM-630MCT 'smart controller' | 6.91 |  |  | Growatt | ARK 7.6XH-A1 | 1 | Growatt | MIN 3600TL-XH | Growatt | Yes | Yes | 2024-07-08 | 2024-07-08 |  | Yes | Yes | Growatt New Energy Australia Pty Ltd
2021-12-16 | HBS3418 | Growatt ARK 10.2XH-A1 w/ MIN 3600TL-XH inverter, SDM-630MCT 'smart controller' | 9.22 |  |  | Growatt | ARK 10.2XH-A1 | 1 | Growatt | MIN 3600TL-XH | Growatt | Yes | Yes | 2024-07-08 | 2024-07-08 |  | Yes | Yes | Growatt New Energy Australia Pty Ltd
2021-12-16 | HBS3419 | Growatt ARK 12.8XH-A1 w/ MIN 3600TL-XH inverter, SDM-630MCT 'smart controller' | 11.25 |  |  | Growatt | ARK 12.8XH-A1 | 1 | Growatt | MIN 3600TL-XH | Growatt | Yes | Yes | 2024-07-08 | 2024-07-08 |  | Yes | Yes | Growatt New Energy Australia Pty Ltd
2021-12-16 | HBS3420 | Growatt ARK 15.3XH-A1 w/ MIN 3600TL-XH inverter, SDM-630MCT 'smart controller' | 13.5 |  |  | Growatt | ARK 15.3XH-A1 | 1 | Growatt | MIN 3600TL-XH | Growatt | Yes | Yes | 2024-07-08 | 2024-07-08 |  | Yes | Yes | Growatt New Energy Australia Pty Ltd
2021-12-16 | HBS3421 | Growatt ARK 17.9XH-A1 w/ MIN 3600TL-XH inverter, SDM-630MCT 'smart controller' | 16.13 |  |  | Growatt | ARK 17.9XH-A1 | 1 | Growatt | MIN 3600TL-XH | Growatt | Yes | Yes | 2024-07-08 | 2024-07-08 |  | Yes | Yes | Growatt New Energy Australia Pty Ltd
2021-12-16 | HBS3423 | Growatt ARK 7.6XH-A1 w/ MIN 4000TL-XH inverter, SDM-630MCT 'smart controller' | 6.91 |  |  | Growatt | ARK 7.6XH-A1 | 1 | Growatt | MIN 4000TL-XH | Growatt | Yes | Yes | 2024-07-08 | 2024-07-08 |  | Yes | No | Growatt New Energy Australia Pty Ltd
2021-12-16 | HBS3424 | Growatt ARK 10.2XH-A1 w/ MIN 4000TL-XH inverter, SDM-630MCT 'smart controller' | 9.22 |  |  | Growatt | ARK 10.2XH-A1 | 1 | Growatt | MIN 4000TL-XH | Growatt | Yes | Yes | 2024-07-08 | 2024-07-08 |  | Yes | No | Growatt New Energy Australia Pty Ltd
2021-12-16 | HBS3425 | Growatt ARK 12.8XH-A1 w/ MIN 4000TL-XH inverter, SDM-630MCT 'smart controller' | 11.25 |  |  | Growatt | ARK 12.8XH-A1 | 1 | Growatt | MIN 4000TL-XH | Growatt | Yes | Yes | 2024-07-08 | 2024-07-08 |  | Yes | No | Growatt New Energy Australia Pty Ltd
2021-12-16 | HBS3426 | Growatt ARK 15.3XH-A1 w/ MIN 4000TL-XH inverter, SDM-630MCT 'smart controller' | 13.5 |  |  | Growatt | ARK 15.3XH-A1 | 1 | Growatt | MIN 4000TL-XH | Growatt | Yes | Yes | 2024-07-08 | 2024-07-08 |  | Yes | No | Growatt New Energy Australia Pty Ltd
2021-12-16 | HBS3427 | Growatt ARK 17.9XH-A1 w/ MIN 4000TL-XH inverter, SDM-630MCT 'smart controller' | 16.13 |  |  | Growatt | ARK 17.9XH-A1 | 1 | Growatt | MIN 4000TL-XH | Growatt | Yes | Yes | 2024-07-08 | 2024-07-08 |  | Yes | No | Growatt New Energy Australia Pty Ltd
2021-12-16 | HBS3429 | Growatt ARK 7.6XH-A1 w/ MIN 4200TL-XH inverter, SDM-630MCT 'smart controller' | 6.91 |  |  | Growatt | ARK 7.6XH-A1 | 1 | Growatt | MIN 4200TL-XH | Growatt | Yes | Yes | 2024-07-08 | 2024-07-08 |  | Yes | No | Growatt New Energy Australia Pty Ltd
2021-12-16 | HBS3430 | Growatt ARK 10.2XH-A1 w/ MIN 4200TL-XH inverter, SDM-630MCT 'smart controller' | 9.22 |  |  | Growatt | ARK 10.2XH-A1 | 1 | Growatt | MIN 4200TL-XH | Growatt | Yes | Yes | 2024-07-08 | 2024-07-08 |  | Yes | No | Growatt New Energy Australia Pty Ltd
2021-12-16 | HBS3431 | Growatt ARK 12.8XH-A1 w/ MIN 4200TL-XH inverter, SDM-630MCT 'smart controller' | 11.25 |  |  | Growatt | ARK 12.8XH-A1 | 1 | Growatt | MIN 4200TL-XH | Growatt | Yes | Yes | 2024-07-08 | 2024-07-08 |  | Yes | No | Growatt New Energy Australia Pty Ltd
2021-12-16 | HBS3432 | Growatt ARK 15.3XH-A1 w/ MIN 4200TL-XH inverter, SDM-630MCT 'smart controller' | 13.5 |  |  | Growatt | ARK 15.3XH-A1 | 1 | Growatt | MIN 4200TL-XH | Growatt | Yes | Yes | 2024-07-08 | 2024-07-08 |  | Yes | No | Growatt New Energy Australia Pty Ltd
2021-12-16 | HBS3433 | Growatt ARK 17.9XH-A1 w/ MIN 4200TL-XH inverter, SDM-630MCT 'smart controller' | 16.13 |  |  | Growatt | ARK 17.9XH-A1 | 1 | Growatt | MIN 4200TL-XH | Growatt | Yes | Yes | 2024-07-08 | 2024-07-08 |  | Yes | No | Growatt New Energy Australia Pty Ltd
2021-12-16 | HBS3435 | Growatt ARK 7.6XH-A1 w/ MIN 4600TL-XH inverter, SDM-630MCT 'smart controller' | 6.91 |  |  | Growatt | ARK 7.6XH-A1 | 1 | Growatt | MIN 4600TL-XH | Growatt | Yes | Yes | 2024-07-08 | 2024-07-08 |  | Yes | Yes | Growatt New Energy Australia Pty Ltd
2021-12-16 | HBS3436 | Growatt ARK 10.2XH-A1 w/ MIN 4600TL-XH inverter, SDM-630MCT 'smart controller' | 9.22 |  |  | Growatt | ARK 10.2XH-A1 | 1 | Growatt | MIN 4600TL-XH | Growatt | Yes | Yes | 2024-07-08 | 2024-07-08 |  | Yes | Yes | Growatt New Energy Australia Pty Ltd
2021-12-16 | HBS3437 | Growatt ARK 12.8XH-A1 w/ MIN 4600TL-XH inverter, SDM-630MCT 'smart controller' | 11.25 |  |  | Growatt | ARK 12.8XH-A1 | 1 | Growatt | MIN 4600TL-XH | Growatt | Yes | Yes | 2024-07-08 | 2024-07-08 |  | Yes | Yes | Growatt New Energy Australia Pty Ltd
2021-12-16 | HBS3438 | Growatt ARK 15.3XH-A1 w/ MIN 4600TL-XH inverter, SDM-630MCT 'smart controller' | 13.5 |  |  | Growatt | ARK 15.3XH-A1 | 1 | Growatt | MIN 4600TL-XH | Growatt | Yes | Yes | 2024-07-08 | 2024-07-08 |  | Yes | Yes | Growatt New Energy Australia Pty Ltd
2021-12-16 | HBS3439 | Growatt ARK 17.9XH-A1 w/ MIN 4600TL-XH inverter, SDM-630MCT 'smart controller' | 16.13 |  |  | Growatt | ARK 17.9XH-A1 | 1 | Growatt | MIN 4600TL-XH | Growatt | Yes | Yes | 2024-07-08 | 2024-07-08 |  | Yes | Yes | Growatt New Energy Australia Pty Ltd
2021-12-16 | HBS3441 | Growatt ARK 7.6XH-A1 w/ MIN 5000TL-XH inverter, SDM-630MCT 'smart controller' | 6.91 |  |  | Growatt | ARK 7.6XH-A1 | 1 | Growatt | MIN 5000TL-XH | Growatt | Yes | Yes | 2024-07-08 | 2024-07-08 |  | Yes | Yes | Growatt New Energy Australia Pty Ltd
2021-12-16 | HBS3442 | Growatt ARK 10.2XH-A1 w/ MIN 5000TL-XH inverter, SDM-630MCT 'smart controller' | 9.22 |  |  | Growatt | ARK 10.2XH-A1 | 1 | Growatt | MIN 5000TL-XH | Growatt | Yes | Yes | 2024-07-08 | 2024-07-08 |  | Yes | Yes | Growatt New Energy Australia Pty Ltd
2021-12-16 | HBS3443 | Growatt ARK 12.8XH-A1 w/ MIN 5000TL-XH inverter, SDM-630MCT 'smart controller' | 11.25 |  |  | Growatt | ARK 12.8XH-A1 | 1 | Growatt | MIN 5000TL-XH | Growatt | Yes | Yes | 2024-07-08 | 2024-07-08 |  | Yes | Yes | Growatt New Energy Australia Pty Ltd
2021-12-16 | HBS3444 | Growatt ARK 15.3XH-A1 w/ MIN 5000TL-XH inverter, SDM-630MCT 'smart controller' | 13.5 |  |  | Growatt | ARK 15.3XH-A1 | 1 | Growatt | MIN 5000TL-XH | Growatt | Yes | Yes | 2024-07-08 | 2024-07-08 |  | Yes | Yes | Growatt New Energy Australia Pty Ltd
2021-12-16 | HBS3445 | Growatt ARK 17.9XH-A1 w/ MIN 5000TL-XH inverter, SDM-630MCT 'smart controller' | 16.13 |  |  | Growatt | ARK 17.9XH-A1 | 1 | Growatt | MIN 5000TL-XH | Growatt | Yes | Yes | 2024-07-08 | 2024-07-08 |  | Yes | Yes | Growatt New Energy Australia Pty Ltd
2021-12-16 | HBS3447 | Growatt ARK 7.6XH-A1 w/ MIN 6000TL-XH inverter, SDM-630MCT 'smart controller' | 6.91 |  |  | Growatt | ARK 7.6XH-A1 | 1 | Growatt | MIN 6000TL-XH | Growatt | Yes | Yes | 2024-07-08 | 2024-07-08 |  | Yes | Yes | Growatt New Energy Australia Pty Ltd
2021-12-16 | HBS3448 | Growatt ARK 10.2XH-A1 w/ MIN 6000TL-XH inverter, SDM-630MCT 'smart controller' | 9.22 |  |  | Growatt | ARK 10.2XH-A1 | 1 | Growatt | MIN 6000TL-XH | Growatt | Yes | Yes | 2024-07-08 | 2024-07-08 |  | Yes | Yes | Growatt New Energy Australia Pty Ltd
2021-12-16 | HBS3449 | Growatt ARK 12.8XH-A1 w/ MIN 6000TL-XH inverter, SDM-630MCT 'smart controller' | 11.25 |  |  | Growatt | ARK 12.8XH-A1 | 1 | Growatt | MIN 6000TL-XH | Growatt | Yes | Yes | 2024-07-08 | 2024-07-08 |  | Yes | Yes | Growatt New Energy Australia Pty Ltd
2021-12-16 | HBS3450 | Growatt ARK 15.3XH-A1 w/ MIN 6000TL-XH inverter, SDM-630MCT 'smart controller' | 13.5 |  |  | Growatt | ARK 15.3XH-A1 | 1 | Growatt | MIN 6000TL-XH | Growatt | Yes | Yes | 2024-07-08 | 2024-07-08 |  | Yes | Yes | Growatt New Energy Australia Pty Ltd
2021-12-16 | HBS3451 | Growatt ARK 17.9XH-A1 w/ MIN 6000TL-XH inverter, SDM-630MCT 'smart controller' | 16.13 |  |  | Growatt | ARK 17.9XH-A1 | 1 | Growatt | MIN 6000TL-XH | Growatt | Yes | Yes | 2024-07-08 | 2024-07-08 |  | Yes | Yes | Growatt New Energy Australia Pty Ltd
2022-01-21 | HBS3452 | Q Cells Q.SAVE B6.8S (x1) w/ Q.VOLT A5S inverter, Droplet 'smart controller' | 6.51 |  |  | Q Cells | Q.SAVE B6.8S | 1 | Q Cells | Q.VOLT A5S | Q Cells | Yes | Yes | 2025-01-06 | 2025-01-06 |  | No | Yes | Hanwha Q Cells Australia Pty Ltd
2022-01-21 | HBS3453 | Q Cells Q.SAVE B6.8S (x2) w/ Q.VOLT A5S inverter, Droplet 'smart controller' | 13.02 |  |  | Q Cells | Q.SAVE B6.8S | 2 | Q Cells | Q.VOLT A5S | Q Cells | Yes | Yes | 2025-01-06 | 2025-01-06 |  | No | Yes | Hanwha Q Cells Australia Pty Ltd
2022-01-21 | HBS3454 | Q Cells Q.SAVE B6.8S (x3) w/ Q.VOLT A5S inverter, Droplet 'smart controller' | 19.53 |  |  | Q Cells | Q.SAVE B6.8S | 3 | Q Cells | Q.VOLT A5S | Q Cells | Yes | Yes | 2025-01-06 | 2025-01-06 |  | No | Yes | Hanwha Q Cells Australia Pty Ltd
2022-01-21 | HBS3455 | Q Cells Q.SAVE B6.8S (x1) w/ Q.VOLT H5S inverter, Droplet 'smart controller' | 6.51 |  |  | Q Cells | Q.SAVE B6.8S | 1 | Q Cells | Q.VOLT H5S | Q Cells | Yes | Yes | 2024-12-22 | 2024-12-22 |  | No | Yes | Hanwha Q Cells Australia Pty Ltd
2022-01-21 | HBS3456 | Q Cells Q.SAVE B6.8S (x2) w/ Q.VOLT H5S inverter, Droplet 'smart controller' | 13.02 |  |  | Q Cells | Q.SAVE B6.8S | 2 | Q Cells | Q.VOLT H5S | Q Cells | Yes | Yes | 2024-12-22 | 2024-12-22 |  | No | Yes | Hanwha Q Cells Australia Pty Ltd
2022-01-21 | HBS3457 | Q Cells Q.SAVE B6.8S (x3) w/ Q.VOLT H5S inverter, Droplet 'smart controller' | 19.53 |  |  | Q Cells | Q.SAVE B6.8S | 3 | Q Cells | Q.VOLT H5S | Q Cells | Yes | Yes | 2024-12-22 | 2024-12-22 |  | No | Yes | Hanwha Q Cells Australia Pty Ltd
2022-01-21 | HBS3460 | Growatt ARK 7.6L-A1 w/ Growatt SPH3000 inverter, SDM-120 CT-MV 'smart controller' | 6.9 |  |  | Growatt | ARK 7.6L-A1 | 1 | Growatt | Growatt SPH3000 | Growatt | Yes | Yes | 2024-08-30 | 2024-08-30 |  | Yes | Yes | Growatt New Energy Australia Pty Ltd
2022-01-21 | HBS3461 | Growatt ARK 10.2L-A1 w/ Growatt SPH3000 inverter, SDM-120 CT-MV 'smart controller' | 9.2 |  |  | Growatt | ARK 10.2L-A1 | 1 | Growatt | Growatt SPH3000 | Growatt | Yes | Yes | 2024-08-30 | 2024-08-30 |  | Yes | Yes | Growatt New Energy Australia Pty Ltd
2022-01-21 | HBS3462 | Growatt ARK 12.8L-A1 w/ Growatt SPH3000 inverter, SDM-120 CT-MV 'smart controller' | 11.5 |  |  | Growatt | ARK 12.8L-A1 | 1 | Growatt | Growatt SPH3000 | Growatt | Yes | Yes | 2024-08-30 | 2024-08-30 |  | Yes | Yes | Growatt New Energy Australia Pty Ltd
2022-01-21 | HBS3463 | Growatt ARK 15.3L-A1 w/ Growatt SPH3000 inverter, SDM-120 CT-MV 'smart controller' | 13.8 |  |  | Growatt | ARK 15.3L-A1 | 1 | Growatt | Growatt SPH3000 | Growatt | Yes | Yes | 2024-08-30 | 2024-08-30 |  | Yes | Yes | Growatt New Energy Australia Pty Ltd
2022-01-21 | HBS3464 | Growatt ARK 17.9L-A1 w/ Growatt SPH3000 inverter, SDM-120 CT-MV 'smart controller' | 16.1 |  |  | Growatt | ARK 17.9L-A1 | 1 | Growatt | Growatt SPH3000 | Growatt | Yes | Yes | 2024-08-30 | 2024-08-30 |  | Yes | Yes | Growatt New Energy Australia Pty Ltd
2022-01-21 | HBS3465 | Growatt ARK 20.4L-A1 w/ Growatt SPH3000 inverter, SDM-120 CT-MV 'smart controller' | 18.3 |  |  | Growatt | ARK 20.4L-A1 | 1 | Growatt | Growatt SPH3000 | Growatt | Yes | Yes | 2024-08-30 | 2024-08-30 |  | Yes | Yes | Growatt New Energy Australia Pty Ltd
2022-01-21 | HBS3466 | Growatt ARK 23.0L-A1 w/ Growatt SPH3000 inverter, SDM-120 CT-MV 'smart controller' | 20.7 |  |  | Growatt | ARK 23.0L-A1 | 1 | Growatt | Growatt SPH3000 | Growatt | Yes | Yes | 2024-08-30 | 2024-08-30 |  | Yes | Yes | Growatt New Energy Australia Pty Ltd
2022-01-21 | HBS3467 | Growatt ARK 25.6L-A1 w/ Growatt SPH3000 inverter, SDM-120 CT-MV 'smart controller' | 23 |  |  | Growatt | ARK 25.6L-A1 | 1 | Growatt | Growatt SPH3000 | Growatt | Yes | Yes | 2024-08-30 | 2024-08-30 |  | Yes | Yes | Growatt New Energy Australia Pty Ltd
2022-01-21 | HBS3470 | Growatt ARK 7.6L-A1 w/ Growatt SPH3000TL BL-UP inverter, SDM-120 CT-MV 'smart controller' | 6.9 |  |  | Growatt | ARK 7.6L-A1 | 1 | Growatt | Growatt SPH3000TL BL-UP | Growatt | Yes | Yes | 2024-08-30 | 2024-08-30 |  | Yes | Yes | Growatt New Energy Australia Pty Ltd
2022-01-21 | HBS3471 | Growatt ARK 10.2L-A1 w/ Growatt SPH3000TL BL-UP inverter, SDM-120 CT-MV 'smart controller' | 9.2 |  |  | Growatt | ARK 10.2L-A1 | 1 | Growatt | Growatt SPH3000TL BL-UP | Growatt | Yes | Yes | 2024-08-30 | 2024-08-30 |  | Yes | Yes | Growatt New Energy Australia Pty Ltd
2022-01-21 | HBS3472 | Growatt ARK 12.8L-A1 w/ Growatt SPH3000TL BL-UP inverter, SDM-120 CT-MV 'smart controller' | 11.5 |  |  | Growatt | ARK 12.8L-A1 | 1 | Growatt | Growatt SPH3000TL BL-UP | Growatt | Yes | Yes | 2024-08-30 | 2024-08-30 |  | Yes | Yes | Growatt New Energy Australia Pty Ltd
2022-01-21 | HBS3473 | Growatt ARK 15.3L-A1 w/ Growatt SPH3000TL BL-UP inverter, SDM-120 CT-MV 'smart controller' | 13.8 |  |  | Growatt | ARK 15.3L-A1 | 1 | Growatt | Growatt SPH3000TL BL-UP | Growatt | Yes | Yes | 2024-08-30 | 2024-08-30 |  | Yes | Yes | Growatt New Energy Australia Pty Ltd
2022-01-21 | HBS3474 | Growatt ARK 17.9L-A1 w/ Growatt SPH3000TL BL-UP inverter, SDM-120 CT-MV 'smart controller' | 16.1 |  |  | Growatt | ARK 17.9L-A1 | 1 | Growatt | Growatt SPH3000TL BL-UP | Growatt | Yes | Yes | 2024-08-30 | 2024-08-30 |  | Yes | Yes | Growatt New Energy Australia Pty Ltd
2022-01-21 | HBS3475 | Growatt ARK 20.4L-A1 w/ Growatt SPH3000TL BL-UP inverter, SDM-120 CT-MV 'smart controller' | 18.3 |  |  | Growatt | ARK 20.4L-A1 | 1 | Growatt | Growatt SPH3000TL BL-UP | Growatt | Yes | Yes | 2024-08-30 | 2024-08-30 |  | Yes | Yes | Growatt New Energy Australia Pty Ltd
2022-01-21 | HBS3476 | Growatt ARK 23.0L-A1 w/ Growatt SPH3000TL BL-UP inverter, SDM-120 CT-MV 'smart controller' | 20.7 |  |  | Growatt | ARK 23.0L-A1 | 1 | Growatt | Growatt SPH3000TL BL-UP | Growatt | Yes | Yes | 2024-08-30 | 2024-08-30 |  | Yes | Yes | Growatt New Energy Australia Pty Ltd
2022-01-21 | HBS3477 | Growatt ARK 25.6L-A1 w/ Growatt SPH3000TL BL-UP inverter, SDM-120 CT-MV 'smart controller' | 23 |  |  | Growatt | ARK 25.6L-A1 | 1 | Growatt | Growatt SPH3000TL BL-UP | Growatt | Yes | Yes | 2024-08-30 | 2024-08-30 |  | Yes | Yes | Growatt New Energy Australia Pty Ltd
2022-01-21 | HBS3480 | Growatt ARK 7.6L-A1 w/ Growatt SPH3600TL BL-UP inverter, SDM-120 CT-MV 'smart controller' | 6.9 |  |  | Growatt | ARK 7.6L-A1 | 1 | Growatt | Growatt SPH3600TL BL-UP | Growatt | Yes | Yes | 2024-08-30 | 2024-08-30 |  | Yes | Yes | Growatt New Energy Australia Pty Ltd
2022-01-21 | HBS3481 | Growatt ARK 10.2L-A1 w/ Growatt SPH3600TL BL-UP inverter, SDM-120 CT-MV 'smart controller' | 9.2 |  |  | Growatt | ARK 10.2L-A1 | 1 | Growatt | Growatt SPH3600TL BL-UP | Growatt | Yes | Yes | 2024-08-30 | 2024-08-30 |  | Yes | Yes | Growatt New Energy Australia Pty Ltd
2022-01-21 | HBS3482 | Growatt ARK 12.8L-A1 w/ Growatt SPH3600TL BL-UP inverter, SDM-120 CT-MV 'smart controller' | 11.5 |  |  | Growatt | ARK 12.8L-A1 | 1 | Growatt | Growatt SPH3600TL BL-UP | Growatt | Yes | Yes | 2024-08-30 | 2024-08-30 |  | Yes | Yes | Growatt New Energy Australia Pty Ltd
2022-01-21 | HBS3483 | Growatt ARK 15.3L-A1 w/ Growatt SPH3600TL BL-UP inverter, SDM-120 CT-MV 'smart controller' | 13.8 |  |  | Growatt | ARK 15.3L-A1 | 1 | Growatt | Growatt SPH3600TL BL-UP | Growatt | Yes | Yes | 2024-08-30 | 2024-08-30 |  | Yes | Yes | Growatt New Energy Australia Pty Ltd
2022-01-21 | HBS3484 | Growatt ARK 17.9L-A1 w/ Growatt SPH3600TL BL-UP inverter, SDM-120 CT-MV 'smart controller' | 16.1 |  |  | Growatt | ARK 17.9L-A1 | 1 | Growatt | Growatt SPH3600TL BL-UP | Growatt | Yes | Yes | 2024-08-30 | 2024-08-30 |  | Yes | Yes | Growatt New Energy Australia Pty Ltd
2022-01-21 | HBS3485 | Growatt ARK 20.4L-A1 w/ Growatt SPH3600TL BL-UP inverter, SDM-120 CT-MV 'smart controller' | 18.3 |  |  | Growatt | ARK 20.4L-A1 | 1 | Growatt | Growatt SPH3600TL BL-UP | Growatt | Yes | Yes | 2024-08-30 | 2024-08-30 |  | Yes | Yes | Growatt New Energy Australia Pty Ltd
2022-01-21 | HBS3486 | Growatt ARK 23.0L-A1 w/ Growatt SPH3600TL BL-UP inverter, SDM-120 CT-MV 'smart controller' | 20.7 |  |  | Growatt | ARK 23.0L-A1 | 1 | Growatt | Growatt SPH3600TL BL-UP | Growatt | Yes | Yes | 2024-08-30 | 2024-08-30 |  | Yes | Yes | Growatt New Energy Australia Pty Ltd
2022-01-21 | HBS3487 | Growatt ARK 25.6L-A1 w/ Growatt SPH3600TL BL-UP inverter, SDM-120 CT-MV 'smart controller' | 23 |  |  | Growatt | ARK 25.6L-A1 | 1 | Growatt | Growatt SPH3600TL BL-UP | Growatt | Yes | Yes | 2024-08-30 | 2024-08-30 |  | Yes | Yes | Growatt New Energy Australia Pty Ltd
2022-01-21 | HBS3490 | Growatt ARK 7.6L-A1 w/ Growatt SPH4000 inverter, SDM-120 CT-MV 'smart controller' | 6.9 |  |  | Growatt | ARK 7.6L-A1 | 1 | Growatt | Growatt SPH4000 | Growatt | Yes | Yes | 2024-08-30 | 2024-08-30 |  | Yes | Yes | Growatt New Energy Australia Pty Ltd
2022-01-21 | HBS3491 | Growatt ARK 10.2L-A1 w/ Growatt SPH4000 inverter, SDM-120 CT-MV 'smart controller' | 9.2 |  |  | Growatt | ARK 10.2L-A1 | 1 | Growatt | Growatt SPH4000 | Growatt | Yes | Yes | 2024-08-30 | 2024-08-30 |  | Yes | Yes | Growatt New Energy Australia Pty Ltd
2022-01-21 | HBS3492 | Growatt ARK 12.8L-A1 w/ Growatt SPH4000 inverter, SDM-120 CT-MV 'smart controller' | 11.5 |  |  | Growatt | ARK 12.8L-A1 | 1 | Growatt | Growatt SPH4000 | Growatt | Yes | Yes | 2024-08-30 | 2024-08-30 |  | Yes | Yes | Growatt New Energy Australia Pty Ltd
2022-01-21 | HBS3493 | Growatt ARK 15.3L-A1 w/ Growatt SPH4000 inverter, SDM-120 CT-MV 'smart controller' | 13.8 |  |  | Growatt | ARK 15.3L-A1 | 1 | Growatt | Growatt SPH4000 | Growatt | Yes | Yes | 2024-08-30 | 2024-08-30 |  | Yes | Yes | Growatt New Energy Australia Pty Ltd
2022-01-21 | HBS3494 | Growatt ARK 17.9L-A1 w/ Growatt SPH4000 inverter, SDM-120 CT-MV 'smart controller' | 16.1 |  |  | Growatt | ARK 17.9L-A1 | 1 | Growatt | Growatt SPH4000 | Growatt | Yes | Yes | 2024-08-30 | 2024-08-30 |  | Yes | Yes | Growatt New Energy Australia Pty Ltd
2022-01-21 | HBS3495 | Growatt ARK 20.4L-A1 w/ Growatt SPH4000 inverter, SDM-120 CT-MV 'smart controller' | 18.3 |  |  | Growatt | ARK 20.4L-A1 | 1 | Growatt | Growatt SPH4000 | Growatt | Yes | Yes | 2024-08-30 | 2024-08-30 |  | Yes | Yes | Growatt New Energy Australia Pty Ltd
2022-01-21 | HBS3496 | Growatt ARK 23.0L-A1 w/ Growatt SPH4000 inverter, SDM-120 CT-MV 'smart controller' | 20.7 |  |  | Growatt | ARK 23.0L-A1 | 1 | Growatt | Growatt SPH4000 | Growatt | Yes | Yes | 2024-08-30 | 2024-08-30 |  | Yes | Yes | Growatt New Energy Australia Pty Ltd
2022-01-21 | HBS3497 | Growatt ARK 25.6L-A1 w/ Growatt SPH4000 inverter, SDM-120 CT-MV 'smart controller' | 23 |  |  | Growatt | ARK 25.6L-A1 | 1 | Growatt | Growatt SPH4000 | Growatt | Yes | Yes | 2024-08-30 | 2024-08-30 |  | Yes | Yes | Growatt New Energy Australia Pty Ltd
2022-01-21 | HBS3500 | Growatt ARK 7.6L-A1 w/ Growatt SPH4000TL BL-UP inverter, SDM-120 CT-MV 'smart controller' | 6.9 |  |  | Growatt | ARK 7.6L-A1 | 1 | Growatt | Growatt SPH4000TL BL-UP | Growatt | Yes | Yes | 2024-08-30 | 2024-08-30 |  | Yes | Yes | Growatt New Energy Australia Pty Ltd
2022-01-21 | HBS3501 | Growatt ARK 10.2L-A1 w/ Growatt SPH4000TL BL-UP inverter, SDM-120 CT-MV 'smart controller' | 9.2 |  |  | Growatt | ARK 10.2L-A1 | 1 | Growatt | Growatt SPH4000TL BL-UP | Growatt | Yes | Yes | 2024-08-30 | 2024-08-30 |  | Yes | Yes | Growatt New Energy Australia Pty Ltd
2022-01-21 | HBS3502 | Growatt ARK 12.8L-A1 w/ Growatt SPH4000TL BL-UP inverter, SDM-120 CT-MV 'smart controller' | 11.5 |  |  | Growatt | ARK 12.8L-A1 | 1 | Growatt | Growatt SPH4000TL BL-UP | Growatt | Yes | Yes | 2024-08-30 | 2024-08-30 |  | Yes | Yes | Growatt New Energy Australia Pty Ltd
2022-01-21 | HBS3503 | Growatt ARK 15.3L-A1 w/ Growatt SPH4000TL BL-UP inverter, SDM-120 CT-MV 'smart controller' | 13.8 |  |  | Growatt | ARK 15.3L-A1 | 1 | Growatt | Growatt SPH4000TL BL-UP | Growatt | Yes | Yes | 2024-08-30 | 2024-08-30 |  | Yes | Yes | Growatt New Energy Australia Pty Ltd
2022-01-21 | HBS3504 | Growatt ARK 17.9L-A1 w/ Growatt SPH4000TL BL-UP inverter, SDM-120 CT-MV 'smart controller' | 16.1 |  |  | Growatt | ARK 17.9L-A1 | 1 | Growatt | Growatt SPH4000TL BL-UP | Growatt | Yes | Yes | 2024-08-30 | 2024-08-30 |  | Yes | Yes | Growatt New Energy Australia Pty Ltd
2022-01-21 | HBS3505 | Growatt ARK 20.4L-A1 w/ Growatt SPH4000TL BL-UP inverter, SDM-120 CT-MV 'smart controller' | 18.3 |  |  | Growatt | ARK 20.4L-A1 | 1 | Growatt | Growatt SPH4000TL BL-UP | Growatt | Yes | Yes | 2024-08-30 | 2024-08-30 |  | Yes | Yes | Growatt New Energy Australia Pty Ltd
2022-01-21 | HBS3506 | Growatt ARK 23.0L-A1 w/ Growatt SPH4000TL BL-UP inverter, SDM-120 CT-MV 'smart controller' | 20.7 |  |  | Growatt | ARK 23.0L-A1 | 1 | Growatt | Growatt SPH4000TL BL-UP | Growatt | Yes | Yes | 2024-08-30 | 2024-08-30 |  | Yes | Yes | Growatt New Energy Australia Pty Ltd
2022-01-21 | HBS3507 | Growatt ARK 25.6L-A1 w/ Growatt SPH4000TL BL-UP inverter, SDM-120 CT-MV 'smart controller' | 23 |  |  | Growatt | ARK 25.6L-A1 | 1 | Growatt | Growatt SPH4000TL BL-UP | Growatt | Yes | Yes | 2024-08-30 | 2024-08-30 |  | Yes | Yes | Growatt New Energy Australia Pty Ltd
2022-01-21 | HBS3510 | Growatt ARK 7.6L-A1 w/ Growatt SPH4600TL BL-UP inverter, SDM-120 CT-MV 'smart controller' | 6.9 |  |  | Growatt | ARK 7.6L-A1 | 1 | Growatt | Growatt SPH4600TL BL-UP | Growatt | Yes | Yes | 2024-08-30 | 2024-08-30 |  | Yes | Yes | Growatt New Energy Australia Pty Ltd
2022-01-21 | HBS3511 | Growatt ARK 10.2L-A1 w/ Growatt SPH4600TL BL-UP inverter, SDM-120 CT-MV 'smart controller' | 9.2 |  |  | Growatt | ARK 10.2L-A1 | 1 | Growatt | Growatt SPH4600TL BL-UP | Growatt | Yes | Yes | 2024-08-30 | 2024-08-30 |  | Yes | Yes | Growatt New Energy Australia Pty Ltd
2022-01-21 | HBS3512 | Growatt ARK 12.8L-A1 w/ Growatt SPH4600TL BL-UP inverter, SDM-120 CT-MV 'smart controller' | 11.5 |  |  | Growatt | ARK 12.8L-A1 | 1 | Growatt | Growatt SPH4600TL BL-UP | Growatt | Yes | Yes | 2024-08-30 | 2024-08-30 |  | Yes | Yes | Growatt New Energy Australia Pty Ltd
2022-01-21 | HBS3513 | Growatt ARK 15.3L-A1 w/ Growatt SPH4600TL BL-UP inverter, SDM-120 CT-MV 'smart controller' | 13.8 |  |  | Growatt | ARK 15.3L-A1 | 1 | Growatt | Growatt SPH4600TL BL-UP | Growatt | Yes | Yes | 2024-08-30 | 2024-08-30 |  | Yes | Yes | Growatt New Energy Australia Pty Ltd
2022-01-21 | HBS3514 | Growatt ARK 17.9L-A1 w/ Growatt SPH4600TL BL-UP inverter, SDM-120 CT-MV 'smart controller' | 16.1 |  |  | Growatt | ARK 17.9L-A1 | 1 | Growatt | Growatt SPH4600TL BL-UP | Growatt | Yes | Yes | 2024-08-30 | 2024-08-30 |  | Yes | Yes | Growatt New Energy Australia Pty Ltd
2022-01-21 | HBS3515 | Growatt ARK 20.4L-A1 w/ Growatt SPH4600TL BL-UP inverter, SDM-120 CT-MV 'smart controller' | 18.3 |  |  | Growatt | ARK 20.4L-A1 | 1 | Growatt | Growatt SPH4600TL BL-UP | Growatt | Yes | Yes | 2024-08-30 | 2024-08-30 |  | Yes | Yes | Growatt New Energy Australia Pty Ltd
2022-01-21 | HBS3516 | Growatt ARK 23.0L-A1 w/ Growatt SPH4600TL BL-UP inverter, SDM-120 CT-MV 'smart controller' | 20.7 |  |  | Growatt | ARK 23.0L-A1 | 1 | Growatt | Growatt SPH4600TL BL-UP | Growatt | Yes | Yes | 2024-08-30 | 2024-08-30 |  | Yes | Yes | Growatt New Energy Australia Pty Ltd
2022-01-21 | HBS3517 | Growatt ARK 25.6L-A1 w/ Growatt SPH4600TL BL-UP inverter, SDM-120 CT-MV 'smart controller' | 23 |  |  | Growatt | ARK 25.6L-A1 | 1 | Growatt | Growatt SPH4600TL BL-UP | Growatt | Yes | Yes | 2024-08-30 | 2024-08-30 |  | Yes | Yes | Growatt New Energy Australia Pty Ltd
2022-01-21 | HBS3520 | Growatt ARK 7.6L-A1 w/ Growatt SPH5000 inverter, SDM-120 CT-MV 'smart controller' | 6.9 |  |  | Growatt | ARK 7.6L-A1 | 1 | Growatt | Growatt SPH5000 | Growatt | Yes | Yes | 2024-08-30 | 2024-08-30 |  | Yes | Yes | Growatt New Energy Australia Pty Ltd
2022-01-21 | HBS3521 | Growatt ARK 10.2L-A1 w/ Growatt SPH5000 inverter, SDM-120 CT-MV 'smart controller' | 9.2 |  |  | Growatt | ARK 10.2L-A1 | 1 | Growatt | Growatt SPH5000 | Growatt | Yes | Yes | 2024-08-30 | 2024-08-30 |  | Yes | Yes | Growatt New Energy Australia Pty Ltd
2022-01-21 | HBS3522 | Growatt ARK 12.8L-A1 w/ Growatt SPH5000 inverter, SDM-120 CT-MV 'smart controller' | 11.5 |  |  | Growatt | ARK 12.8L-A1 | 1 | Growatt | Growatt SPH5000 | Growatt | Yes | Yes | 2024-08-30 | 2024-08-30 |  | Yes | Yes | Growatt New Energy Australia Pty Ltd
2022-01-21 | HBS3523 | Growatt ARK 15.3L-A1 w/ Growatt SPH5000 inverter, SDM-120 CT-MV 'smart controller' | 13.8 |  |  | Growatt | ARK 15.3L-A1 | 1 | Growatt | Growatt SPH5000 | Growatt | Yes | Yes | 2024-08-30 | 2024-08-30 |  | Yes | Yes | Growatt New Energy Australia Pty Ltd
2022-01-21 | HBS3524 | Growatt ARK 17.9L-A1 w/ Growatt SPH5000 inverter, SDM-120 CT-MV 'smart controller' | 16.1 |  |  | Growatt | ARK 17.9L-A1 | 1 | Growatt | Growatt SPH5000 | Growatt | Yes | Yes | 2024-08-30 | 2024-08-30 |  | Yes | Yes | Growatt New Energy Australia Pty Ltd
2022-01-21 | HBS3525 | Growatt ARK 20.4L-A1 w/ Growatt SPH5000 inverter, SDM-120 CT-MV 'smart controller' | 18.3 |  |  | Growatt | ARK 20.4L-A1 | 1 | Growatt | Growatt SPH5000 | Growatt | Yes | Yes | 2024-08-30 | 2024-08-30 |  | Yes | Yes | Growatt New Energy Australia Pty Ltd
2022-01-21 | HBS3526 | Growatt ARK 23.0L-A1 w/ Growatt SPH5000 inverter, SDM-120 CT-MV 'smart controller' | 20.7 |  |  | Growatt | ARK 23.0L-A1 | 1 | Growatt | Growatt SPH5000 | Growatt | Yes | Yes | 2024-08-30 | 2024-08-30 |  | Yes | Yes | Growatt New Energy Australia Pty Ltd
2022-01-21 | HBS3527 | Growatt ARK 25.6L-A1 w/ Growatt SPH5000 inverter, SDM-120 CT-MV 'smart controller' | 23 |  |  | Growatt | ARK 25.6L-A1 | 1 | Growatt | Growatt SPH5000 | Growatt | Yes | Yes | 2024-08-30 | 2024-08-30 |  | Yes | Yes | Growatt New Energy Australia Pty Ltd
2022-01-21 | HBS3530 | Growatt ARK 7.6L-A1 w/ Growatt SPH5000TL BL-UP inverter, SDM-120 CT-MV 'smart controller' | 6.9 |  |  | Growatt | ARK 7.6L-A1 | 1 | Growatt | Growatt SPH5000TL BL-UP | Growatt | Yes | Yes | 2024-08-30 | 2024-08-30 |  | Yes | Yes | Growatt New Energy Australia Pty Ltd
2022-01-21 | HBS3531 | Growatt ARK 10.2L-A1 w/ Growatt SPH5000TL BL-UP inverter, SDM-120 CT-MV 'smart controller' | 9.2 |  |  | Growatt | ARK 10.2L-A1 | 1 | Growatt | Growatt SPH5000TL BL-UP | Growatt | Yes | Yes | 2024-08-30 | 2024-08-30 |  | Yes | Yes | Growatt New Energy Australia Pty Ltd
2022-01-21 | HBS3532 | Growatt ARK 12.8L-A1 w/ Growatt SPH5000TL BL-UP inverter, SDM-120 CT-MV 'smart controller' | 11.5 |  |  | Growatt | ARK 12.8L-A1 | 1 | Growatt | Growatt SPH5000TL BL-UP | Growatt | Yes | Yes | 2024-08-30 | 2024-08-30 |  | Yes | Yes | Growatt New Energy Australia Pty Ltd
2022-01-21 | HBS3533 | Growatt ARK 15.3L-A1 w/ Growatt SPH5000TL BL-UP inverter, SDM-120 CT-MV 'smart controller' | 13.8 |  |  | Growatt | ARK 15.3L-A1 | 1 | Growatt | Growatt SPH5000TL BL-UP | Growatt | Yes | Yes | 2024-08-30 | 2024-08-30 |  | Yes | Yes | Growatt New Energy Australia Pty Ltd
2022-01-21 | HBS3534 | Growatt ARK 17.9L-A1 w/ Growatt SPH5000TL BL-UP inverter, SDM-120 CT-MV 'smart controller' | 16.1 |  |  | Growatt | ARK 17.9L-A1 | 1 | Growatt | Growatt SPH5000TL BL-UP | Growatt | Yes | Yes | 2024-08-30 | 2024-08-30 |  | Yes | Yes | Growatt New Energy Australia Pty Ltd
2022-01-21 | HBS3535 | Growatt ARK 20.4L-A1 w/ Growatt SPH5000TL BL-UP inverter, SDM-120 CT-MV 'smart controller' | 18.3 |  |  | Growatt | ARK 20.4L-A1 | 1 | Growatt | Growatt SPH5000TL BL-UP | Growatt | Yes | Yes | 2024-08-30 | 2024-08-30 |  | Yes | Yes | Growatt New Energy Australia Pty Ltd
2022-01-21 | HBS3536 | Growatt ARK 23.0L-A1 w/ Growatt SPH5000TL BL-UP inverter, SDM-120 CT-MV 'smart controller' | 20.7 |  |  | Growatt | ARK 23.0L-A1 | 1 | Growatt | Growatt SPH5000TL BL-UP | Growatt | Yes | Yes | 2024-08-30 | 2024-08-30 |  | Yes | Yes | Growatt New Energy Australia Pty Ltd
2022-01-21 | HBS3537 | Growatt ARK 25.6L-A1 w/ Growatt SPH5000TL BL-UP inverter, SDM-120 CT-MV 'smart controller' | 23 |  |  | Growatt | ARK 25.6L-A1 | 1 | Growatt | Growatt SPH5000TL BL-UP | Growatt | Yes | Yes | 2024-08-30 | 2024-08-30 |  | Yes | Yes | Growatt New Energy Australia Pty Ltd
2022-01-21 | HBS3540 | Growatt ARK 7.6L-A1 w/ Growatt SPH6000 inverter, SDM-120 CT-MV 'smart controller' | 6.9 |  |  | Growatt | ARK 7.6L-A1 | 1 | Growatt | Growatt SPH6000 | Growatt | Yes | Yes | 2024-08-30 | 2024-08-30 |  | Yes | Yes | Growatt New Energy Australia Pty Ltd
2022-01-21 | HBS3541 | Growatt ARK 10.2L-A1 w/ Growatt SPH6000 inverter, SDM-120 CT-MV 'smart controller' | 9.2 |  |  | Growatt | ARK 10.2L-A1 | 1 | Growatt | Growatt SPH6000 | Growatt | Yes | Yes | 2024-08-30 | 2024-08-30 |  | Yes | Yes | Growatt New Energy Australia Pty Ltd
2022-01-21 | HBS3542 | Growatt ARK 12.8L-A1 w/ Growatt SPH6000 inverter, SDM-120 CT-MV 'smart controller' | 11.5 |  |  | Growatt | ARK 12.8L-A1 | 1 | Growatt | Growatt SPH6000 | Growatt | Yes | Yes | 2024-08-30 | 2024-08-30 |  | Yes | Yes | Growatt New Energy Australia Pty Ltd
2022-01-21 | HBS3543 | Growatt ARK 15.3L-A1 w/ Growatt SPH6000 inverter, SDM-120 CT-MV 'smart controller' | 13.8 |  |  | Growatt | ARK 15.3L-A1 | 1 | Growatt | Growatt SPH6000 | Growatt | Yes | Yes | 2024-08-30 | 2024-08-30 |  | Yes | Yes | Growatt New Energy Australia Pty Ltd
2022-01-21 | HBS3544 | Growatt ARK 17.9L-A1 w/ Growatt SPH6000 inverter, SDM-120 CT-MV 'smart controller' | 16.1 |  |  | Growatt | ARK 17.9L-A1 | 1 | Growatt | Growatt SPH6000 | Growatt | Yes | Yes | 2024-08-30 | 2024-08-30 |  | Yes | Yes | Growatt New Energy Australia Pty Ltd
2022-01-21 | HBS3545 | Growatt ARK 20.4L-A1 w/ Growatt SPH6000 inverter, SDM-120 CT-MV 'smart controller' | 18.3 |  |  | Growatt | ARK 20.4L-A1 | 1 | Growatt | Growatt SPH6000 | Growatt | Yes | Yes | 2024-08-30 | 2024-08-30 |  | Yes | Yes | Growatt New Energy Australia Pty Ltd
2022-01-21 | HBS3546 | Growatt ARK 23.0L-A1 w/ Growatt SPH6000 inverter, SDM-120 CT-MV 'smart controller' | 20.7 |  |  | Growatt | ARK 23.0L-A1 | 1 | Growatt | Growatt SPH6000 | Growatt | Yes | Yes | 2024-08-30 | 2024-08-30 |  | Yes | Yes | Growatt New Energy Australia Pty Ltd
2022-01-21 | HBS3547 | Growatt ARK 25.6L-A1 w/ Growatt SPH6000 inverter, SDM-120 CT-MV 'smart controller' | 23 |  |  | Growatt | ARK 25.6L-A1 | 1 | Growatt | Growatt SPH6000 | Growatt | Yes | Yes | 2024-08-30 | 2024-08-30 |  | Yes | Yes | Growatt New Energy Australia Pty Ltd
2022-01-21 | HBS3550 | Growatt ARK 7.6L-A1 w/ Growatt SPH6000TL BL-UP inverter, SDM-120 CT-MV 'smart controller' | 6.9 |  |  | Growatt | ARK 7.6L-A1 | 1 | Growatt | Growatt SPH6000TL BL-UP | Growatt | Yes | Yes | 2024-08-30 | 2024-08-30 |  | Yes | Yes | Growatt New Energy Australia Pty Ltd
2022-01-21 | HBS3551 | Growatt ARK 10.2L-A1 w/ Growatt SPH6000TL BL-UP inverter, SDM-120 CT-MV 'smart controller' | 9.2 |  |  | Growatt | ARK 10.2L-A1 | 1 | Growatt | Growatt SPH6000TL BL-UP | Growatt | Yes | Yes | 2024-08-30 | 2024-08-30 |  | Yes | Yes | Growatt New Energy Australia Pty Ltd
2022-01-21 | HBS3552 | Growatt ARK 12.8L-A1 w/ Growatt SPH6000TL BL-UP inverter, SDM-120 CT-MV 'smart controller' | 11.5 |  |  | Growatt | ARK 12.8L-A1 | 1 | Growatt | Growatt SPH6000TL BL-UP | Growatt | Yes | Yes | 2024-08-30 | 2024-08-30 |  | Yes | Yes | Growatt New Energy Australia Pty Ltd
2022-01-21 | HBS3553 | Growatt ARK 15.3L-A1 w/ Growatt SPH6000TL BL-UP inverter, SDM-120 CT-MV 'smart controller' | 13.8 |  |  | Growatt | ARK 15.3L-A1 | 1 | Growatt | Growatt SPH6000TL BL-UP | Growatt | Yes | Yes | 2024-08-30 | 2024-08-30 |  | Yes | Yes | Growatt New Energy Australia Pty Ltd
2022-01-21 | HBS3554 | Growatt ARK 17.9L-A1 w/ Growatt SPH6000TL BL-UP inverter, SDM-120 CT-MV 'smart controller' | 16.1 |  |  | Growatt | ARK 17.9L-A1 | 1 | Growatt | Growatt SPH6000TL BL-UP | Growatt | Yes | Yes | 2024-08-30 | 2024-08-30 |  | Yes | Yes | Growatt New Energy Australia Pty Ltd
2022-01-21 | HBS3555 | Growatt ARK 20.4L-A1 w/ Growatt SPH6000TL BL-UP inverter, SDM-120 CT-MV 'smart controller' | 18.3 |  |  | Growatt | ARK 20.4L-A1 | 1 | Growatt | Growatt SPH6000TL BL-UP | Growatt | Yes | Yes | 2024-08-30 | 2024-08-30 |  | Yes | Yes | Growatt New Energy Australia Pty Ltd
2022-01-21 | HBS3556 | Growatt ARK 23.0L-A1 w/ Growatt SPH6000TL BL-UP inverter, SDM-120 CT-MV 'smart controller' | 20.7 |  |  | Growatt | ARK 23.0L-A1 | 1 | Growatt | Growatt SPH6000TL BL-UP | Growatt | Yes | Yes | 2024-08-30 | 2024-08-30 |  | Yes | Yes | Growatt New Energy Australia Pty Ltd
2022-01-21 | HBS3557 | Growatt ARK 25.6L-A1 w/ Growatt SPH6000TL BL-UP inverter, SDM-120 CT-MV 'smart controller' | 23 |  |  | Growatt | ARK 25.6L-A1 | 1 | Growatt | Growatt SPH6000TL BL-UP | Growatt | Yes | Yes | 2024-08-30 | 2024-08-30 |  | Yes | Yes | Growatt New Energy Australia Pty Ltd
2022-01-21 | HBS3560 | Growatt ARK 7.6L-A1 w/ Growatt SPH3000 inverter, SDM-630MCT 'smart controller' | 6.9 |  |  | Growatt | ARK 7.6L-A1 | 1 | Growatt | Growatt SPH3000 | Growatt | Yes | Yes | 2024-08-30 | 2024-08-30 |  | Yes | Yes | Growatt New Energy Australia Pty Ltd
2022-01-21 | HBS3561 | Growatt ARK 10.2L-A1 w/ Growatt SPH3000 inverter, SDM-630MCT 'smart controller' | 9.2 |  |  | Growatt | ARK 10.2L-A1 | 1 | Growatt | Growatt SPH3000 | Growatt | Yes | Yes | 2024-08-30 | 2024-08-30 |  | Yes | Yes | Growatt New Energy Australia Pty Ltd
2022-01-21 | HBS3562 | Growatt ARK 12.8L-A1 w/ Growatt SPH3000 inverter, SDM-630MCT 'smart controller' | 11.5 |  |  | Growatt | ARK 12.8L-A1 | 1 | Growatt | Growatt SPH3000 | Growatt | Yes | Yes | 2024-08-30 | 2024-08-30 |  | Yes | Yes | Growatt New Energy Australia Pty Ltd
2022-01-21 | HBS3563 | Growatt ARK 15.3L-A1 w/ Growatt SPH3000 inverter, SDM-630MCT 'smart controller' | 13.8 |  |  | Growatt | ARK 15.3L-A1 | 1 | Growatt | Growatt SPH3000 | Growatt | Yes | Yes | 2024-08-30 | 2024-08-30 |  | Yes | Yes | Growatt New Energy Australia Pty Ltd
2022-01-21 | HBS3564 | Growatt ARK 17.9L-A1 w/ Growatt SPH3000 inverter, SDM-630MCT 'smart controller' | 16.1 |  |  | Growatt | ARK 17.9L-A1 | 1 | Growatt | Growatt SPH3000 | Growatt | Yes | Yes | 2024-08-30 | 2024-08-30 |  | Yes | Yes | Growatt New Energy Australia Pty Ltd
2022-01-21 | HBS3565 | Growatt ARK 20.4L-A1 w/ Growatt SPH3000 inverter, SDM-630MCT 'smart controller' | 18.3 |  |  | Growatt | ARK 20.4L-A1 | 1 | Growatt | Growatt SPH3000 | Growatt | Yes | Yes | 2024-08-30 | 2024-08-30 |  | Yes | Yes | Growatt New Energy Australia Pty Ltd
2022-01-21 | HBS3566 | Growatt ARK 23.0L-A1 w/ Growatt SPH3000 inverter, SDM-630MCT 'smart controller' | 20.7 |  |  | Growatt | ARK 23.0L-A1 | 1 | Growatt | Growatt SPH3000 | Growatt | Yes | Yes | 2024-08-30 | 2024-08-30 |  | Yes | Yes | Growatt New Energy Australia Pty Ltd
2022-01-21 | HBS3567 | Growatt ARK 25.6L-A1 w/ Growatt SPH3000 inverter, SDM-630MCT 'smart controller' | 23 |  |  | Growatt | ARK 25.6L-A1 | 1 | Growatt | Growatt SPH3000 | Growatt | Yes | Yes | 2024-08-30 | 2024-08-30 |  | Yes | Yes | Growatt New Energy Australia Pty Ltd
2022-01-21 | HBS3570 | Growatt ARK 7.6L-A1 w/ Growatt SPH3000TL BL-UP inverter, SDM-630MCT 'smart controller' | 6.9 |  |  | Growatt | ARK 7.6L-A1 | 1 | Growatt | Growatt SPH3000TL BL-UP | Growatt | Yes | Yes | 2024-08-30 | 2024-08-30 |  | Yes | Yes | Growatt New Energy Australia Pty Ltd
2022-01-21 | HBS3571 | Growatt ARK 10.2L-A1 w/ Growatt SPH3000TL BL-UP inverter, SDM-630MCT 'smart controller' | 9.2 |  |  | Growatt | ARK 10.2L-A1 | 1 | Growatt | Growatt SPH3000TL BL-UP | Growatt | Yes | Yes | 2024-08-30 | 2024-08-30 |  | Yes | Yes | Growatt New Energy Australia Pty Ltd
2022-01-21 | HBS3572 | Growatt ARK 12.8L-A1 w/ Growatt SPH3000TL BL-UP inverter, SDM-630MCT 'smart controller' | 11.5 |  |  | Growatt | ARK 12.8L-A1 | 1 | Growatt | Growatt SPH3000TL BL-UP | Growatt | Yes | Yes | 2024-08-30 | 2024-08-30 |  | Yes | Yes | Growatt New Energy Australia Pty Ltd
2022-01-21 | HBS3573 | Growatt ARK 15.3L-A1 w/ Growatt SPH3000TL BL-UP inverter, SDM-630MCT 'smart controller' | 13.8 |  |  | Growatt | ARK 15.3L-A1 | 1 | Growatt | Growatt SPH3000TL BL-UP | Growatt | Yes | Yes | 2024-08-30 | 2024-08-30 |  | Yes | Yes | Growatt New Energy Australia Pty Ltd
2022-01-21 | HBS3574 | Growatt ARK 17.9L-A1 w/ Growatt SPH3000TL BL-UP inverter, SDM-630MCT 'smart controller' | 16.1 |  |  | Growatt | ARK 17.9L-A1 | 1 | Growatt | Growatt SPH3000TL BL-UP | Growatt | Yes | Yes | 2024-08-30 | 2024-08-30 |  | Yes | Yes | Growatt New Energy Australia Pty Ltd
2022-01-21 | HBS3575 | Growatt ARK 20.4L-A1 w/ Growatt SPH3000TL BL-UP inverter, SDM-630MCT 'smart controller' | 18.3 |  |  | Growatt | ARK 20.4L-A1 | 1 | Growatt | Growatt SPH3000TL BL-UP | Growatt | Yes | Yes | 2024-08-30 | 2024-08-30 |  | Yes | Yes | Growatt New Energy Australia Pty Ltd
2022-01-21 | HBS3576 | Growatt ARK 23.0L-A1 w/ Growatt SPH3000TL BL-UP inverter, SDM-630MCT 'smart controller' | 20.7 |  |  | Growatt | ARK 23.0L-A1 | 1 | Growatt | Growatt SPH3000TL BL-UP | Growatt | Yes | Yes | 2024-08-30 | 2024-08-30 |  | Yes | Yes | Growatt New Energy Australia Pty Ltd
2022-01-21 | HBS3577 | Growatt ARK 25.6L-A1 w/ Growatt SPH3000TL BL-UP inverter, SDM-630MCT 'smart controller' | 23 |  |  | Growatt | ARK 25.6L-A1 | 1 | Growatt | Growatt SPH3000TL BL-UP | Growatt | Yes | Yes | 2024-08-30 | 2024-08-30 |  | Yes | Yes | Growatt New Energy Australia Pty Ltd
2022-01-21 | HBS3580 | Growatt ARK 7.6L-A1 w/ Growatt SPH3600TL BL-UP inverter, SDM-630MCT 'smart controller' | 6.9 |  |  | Growatt | ARK 7.6L-A1 | 1 | Growatt | Growatt SPH3600TL BL-UP | Growatt | Yes | Yes | 2024-08-30 | 2024-08-30 |  | Yes | Yes | Growatt New Energy Australia Pty Ltd
2022-01-21 | HBS3581 | Growatt ARK 10.2L-A1 w/ Growatt SPH3600TL BL-UP inverter, SDM-630MCT 'smart controller' | 9.2 |  |  | Growatt | ARK 10.2L-A1 | 1 | Growatt | Growatt SPH3600TL BL-UP | Growatt | Yes | Yes | 2024-08-30 | 2024-08-30 |  | Yes | Yes | Growatt New Energy Australia Pty Ltd
2022-01-21 | HBS3582 | Growatt ARK 12.8L-A1 w/ Growatt SPH3600TL BL-UP inverter, SDM-630MCT 'smart controller' | 11.5 |  |  | Growatt | ARK 12.8L-A1 | 1 | Growatt | Growatt SPH3600TL BL-UP | Growatt | Yes | Yes | 2024-08-30 | 2024-08-30 |  | Yes | Yes | Growatt New Energy Australia Pty Ltd
2022-01-21 | HBS3583 | Growatt ARK 15.3L-A1 w/ Growatt SPH3600TL BL-UP inverter, SDM-630MCT 'smart controller' | 13.8 |  |  | Growatt | ARK 15.3L-A1 | 1 | Growatt | Growatt SPH3600TL BL-UP | Growatt | Yes | Yes | 2024-08-30 | 2024-08-30 |  | Yes | Yes | Growatt New Energy Australia Pty Ltd
2022-01-21 | HBS3584 | Growatt ARK 17.9L-A1 w/ Growatt SPH3600TL BL-UP inverter, SDM-630MCT 'smart controller' | 16.1 |  |  | Growatt | ARK 17.9L-A1 | 1 | Growatt | Growatt SPH3600TL BL-UP | Growatt | Yes | Yes | 2024-08-30 | 2024-08-30 |  | Yes | Yes | Growatt New Energy Australia Pty Ltd
2022-01-21 | HBS3585 | Growatt ARK 20.4L-A1 w/ Growatt SPH3600TL BL-UP inverter, SDM-630MCT 'smart controller' | 18.3 |  |  | Growatt | ARK 20.4L-A1 | 1 | Growatt | Growatt SPH3600TL BL-UP | Growatt | Yes | Yes | 2024-08-30 | 2024-08-30 |  | Yes | Yes | Growatt New Energy Australia Pty Ltd
2022-01-21 | HBS3586 | Growatt ARK 23.0L-A1 w/ Growatt SPH3600TL BL-UP inverter, SDM-630MCT 'smart controller' | 20.7 |  |  | Growatt | ARK 23.0L-A1 | 1 | Growatt | Growatt SPH3600TL BL-UP | Growatt | Yes | Yes | 2024-08-30 | 2024-08-30 |  | Yes | Yes | Growatt New Energy Australia Pty Ltd
2022-01-21 | HBS3587 | Growatt ARK 25.6L-A1 w/ Growatt SPH3600TL BL-UP inverter, SDM-630MCT 'smart controller' | 23 |  |  | Growatt | ARK 25.6L-A1 | 1 | Growatt | Growatt SPH3600TL BL-UP | Growatt | Yes | Yes | 2024-08-30 | 2024-08-30 |  | Yes | Yes | Growatt New Energy Australia Pty Ltd
2022-01-21 | HBS3590 | Growatt ARK 7.6L-A1 w/ Growatt SPH4000 inverter, SDM-630MCT 'smart controller' | 6.9 |  |  | Growatt | ARK 7.6L-A1 | 1 | Growatt | Growatt SPH4000 | Growatt | Yes | Yes | 2024-08-30 | 2024-08-30 |  | Yes | Yes | Growatt New Energy Australia Pty Ltd
2022-01-21 | HBS3591 | Growatt ARK 10.2L-A1 w/ Growatt SPH4000 inverter, SDM-630MCT 'smart controller' | 9.2 |  |  | Growatt | ARK 10.2L-A1 | 1 | Growatt | Growatt SPH4000 | Growatt | Yes | Yes | 2024-08-30 | 2024-08-30 |  | Yes | Yes | Growatt New Energy Australia Pty Ltd
2022-01-21 | HBS3592 | Growatt ARK 12.8L-A1 w/ Growatt SPH4000 inverter, SDM-630MCT 'smart controller' | 11.5 |  |  | Growatt | ARK 12.8L-A1 | 1 | Growatt | Growatt SPH4000 | Growatt | Yes | Yes | 2024-08-30 | 2024-08-30 |  | Yes | Yes | Growatt New Energy Australia Pty Ltd
2022-01-21 | HBS3593 | Growatt ARK 15.3L-A1 w/ Growatt SPH4000 inverter, SDM-630MCT 'smart controller' | 13.8 |  |  | Growatt | ARK 15.3L-A1 | 1 | Growatt | Growatt SPH4000 | Growatt | Yes | Yes | 2024-08-30 | 2024-08-30 |  | Yes | Yes | Growatt New Energy Australia Pty Ltd
2022-01-21 | HBS3594 | Growatt ARK 17.9L-A1 w/ Growatt SPH4000 inverter, SDM-630MCT 'smart controller' | 16.1 |  |  | Growatt | ARK 17.9L-A1 | 1 | Growatt | Growatt SPH4000 | Growatt | Yes | Yes | 2024-08-30 | 2024-08-30 |  | Yes | Yes | Growatt New Energy Australia Pty Ltd
2022-01-21 | HBS3595 | Growatt ARK 20.4L-A1 w/ Growatt SPH4000 inverter, SDM-630MCT 'smart controller' | 18.3 |  |  | Growatt | ARK 20.4L-A1 | 1 | Growatt | Growatt SPH4000 | Growatt | Yes | Yes | 2024-08-30 | 2024-08-30 |  | Yes | Yes | Growatt New Energy Australia Pty Ltd
2022-01-21 | HBS3596 | Growatt ARK 23.0L-A1 w/ Growatt SPH4000 inverter, SDM-630MCT 'smart controller' | 20.7 |  |  | Growatt | ARK 23.0L-A1 | 1 | Growatt | Growatt SPH4000 | Growatt | Yes | Yes | 2024-08-30 | 2024-08-30 |  | Yes | Yes | Growatt New Energy Australia Pty Ltd
2022-01-21 | HBS3597 | Growatt ARK 25.6L-A1 w/ Growatt SPH4000 inverter, SDM-630MCT 'smart controller' | 23 |  |  | Growatt | ARK 25.6L-A1 | 1 | Growatt | Growatt SPH4000 | Growatt | Yes | Yes | 2024-08-30 | 2024-08-30 |  | Yes | Yes | Growatt New Energy Australia Pty Ltd
2022-01-21 | HBS3600 | Growatt ARK 7.6L-A1 w/ Growatt SPH4000TL BL-UP inverter, SDM-630MCT 'smart controller' | 6.9 |  |  | Growatt | ARK 7.6L-A1 | 1 | Growatt | Growatt SPH4000TL BL-UP | Growatt | Yes | Yes | 2024-08-30 | 2024-08-30 |  | Yes | Yes | Growatt New Energy Australia Pty Ltd
2022-01-21 | HBS3601 | Growatt ARK 10.2L-A1 w/ Growatt SPH4000TL BL-UP inverter, SDM-630MCT 'smart controller' | 9.2 |  |  | Growatt | ARK 10.2L-A1 | 1 | Growatt | Growatt SPH4000TL BL-UP | Growatt | Yes | Yes | 2024-08-30 | 2024-08-30 |  | Yes | Yes | Growatt New Energy Australia Pty Ltd
2022-01-21 | HBS3602 | Growatt ARK 12.8L-A1 w/ Growatt SPH4000TL BL-UP inverter, SDM-630MCT 'smart controller' | 11.5 |  |  | Growatt | ARK 12.8L-A1 | 1 | Growatt | Growatt SPH4000TL BL-UP | Growatt | Yes | Yes | 2024-08-30 | 2024-08-30 |  | Yes | Yes | Growatt New Energy Australia Pty Ltd
2022-01-21 | HBS3603 | Growatt ARK 15.3L-A1 w/ Growatt SPH4000TL BL-UP inverter, SDM-630MCT 'smart controller' | 13.8 |  |  | Growatt | ARK 15.3L-A1 | 1 | Growatt | Growatt SPH4000TL BL-UP | Growatt | Yes | Yes | 2024-08-30 | 2024-08-30 |  | Yes | Yes | Growatt New Energy Australia Pty Ltd
2022-01-21 | HBS3604 | Growatt ARK 17.9L-A1 w/ Growatt SPH4000TL BL-UP inverter, SDM-630MCT 'smart controller' | 16.1 |  |  | Growatt | ARK 17.9L-A1 | 1 | Growatt | Growatt SPH4000TL BL-UP | Growatt | Yes | Yes | 2024-08-30 | 2024-08-30 |  | Yes | Yes | Growatt New Energy Australia Pty Ltd
2022-01-21 | HBS3605 | Growatt ARK 20.4L-A1 w/ Growatt SPH4000TL BL-UP inverter, SDM-630MCT 'smart controller' | 18.3 |  |  | Growatt | ARK 20.4L-A1 | 1 | Growatt | Growatt SPH4000TL BL-UP | Growatt | Yes | Yes | 2024-08-30 | 2024-08-30 |  | Yes | Yes | Growatt New Energy Australia Pty Ltd
2022-01-21 | HBS3606 | Growatt ARK 23.0L-A1 w/ Growatt SPH4000TL BL-UP inverter, SDM-630MCT 'smart controller' | 20.7 |  |  | Growatt | ARK 23.0L-A1 | 1 | Growatt | Growatt SPH4000TL BL-UP | Growatt | Yes | Yes | 2024-08-30 | 2024-08-30 |  | Yes | Yes | Growatt New Energy Australia Pty Ltd
2022-01-21 | HBS3607 | Growatt ARK 25.6L-A1 w/ Growatt SPH4000TL BL-UP inverter, SDM-630MCT 'smart controller' | 23 |  |  | Growatt | ARK 25.6L-A1 | 1 | Growatt | Growatt SPH4000TL BL-UP | Growatt | Yes | Yes | 2024-08-30 | 2024-08-30 |  | Yes | Yes | Growatt New Energy Australia Pty Ltd
2022-01-21 | HBS3610 | Growatt ARK 7.6L-A1 w/ Growatt SPH4600TL BL-UP inverter, SDM-630MCT 'smart controller' | 6.9 |  |  | Growatt | ARK 7.6L-A1 | 1 | Growatt | Growatt SPH4600TL BL-UP | Growatt | Yes | Yes | 2024-08-30 | 2024-08-30 |  | Yes | Yes | Growatt New Energy Australia Pty Ltd
2022-01-21 | HBS3611 | Growatt ARK 10.2L-A1 w/ Growatt SPH4600TL BL-UP inverter, SDM-630MCT 'smart controller' | 9.2 |  |  | Growatt | ARK 10.2L-A1 | 1 | Growatt | Growatt SPH4600TL BL-UP | Growatt | Yes | Yes | 2024-08-30 | 2024-08-30 |  | Yes | Yes | Growatt New Energy Australia Pty Ltd
2022-01-21 | HBS3612 | Growatt ARK 12.8L-A1 w/ Growatt SPH4600TL BL-UP inverter, SDM-630MCT 'smart controller' | 11.5 |  |  | Growatt | ARK 12.8L-A1 | 1 | Growatt | Growatt SPH4600TL BL-UP | Growatt | Yes | Yes | 2024-08-30 | 2024-08-30 |  | Yes | Yes | Growatt New Energy Australia Pty Ltd
2022-01-21 | HBS3613 | Growatt ARK 15.3L-A1 w/ Growatt SPH4600TL BL-UP inverter, SDM-630MCT 'smart controller' | 13.8 |  |  | Growatt | ARK 15.3L-A1 | 1 | Growatt | Growatt SPH4600TL BL-UP | Growatt | Yes | Yes | 2024-08-30 | 2024-08-30 |  | Yes | Yes | Growatt New Energy Australia Pty Ltd
2022-01-21 | HBS3614 | Growatt ARK 17.9L-A1 w/ Growatt SPH4600TL BL-UP inverter, SDM-630MCT 'smart controller' | 16.1 |  |  | Growatt | ARK 17.9L-A1 | 1 | Growatt | Growatt SPH4600TL BL-UP | Growatt | Yes | Yes | 2024-08-30 | 2024-08-30 |  | Yes | Yes | Growatt New Energy Australia Pty Ltd
2022-01-21 | HBS3615 | Growatt ARK 20.4L-A1 w/ Growatt SPH4600TL BL-UP inverter, SDM-630MCT 'smart controller' | 18.3 |  |  | Growatt | ARK 20.4L-A1 | 1 | Growatt | Growatt SPH4600TL BL-UP | Growatt | Yes | Yes | 2024-08-30 | 2024-08-30 |  | Yes | Yes | Growatt New Energy Australia Pty Ltd
2022-01-21 | HBS3616 | Growatt ARK 23.0L-A1 w/ Growatt SPH4600TL BL-UP inverter, SDM-630MCT 'smart controller' | 20.7 |  |  | Growatt | ARK 23.0L-A1 | 1 | Growatt | Growatt SPH4600TL BL-UP | Growatt | Yes | Yes | 2024-08-30 | 2024-08-30 |  | Yes | Yes | Growatt New Energy Australia Pty Ltd
2022-01-21 | HBS3617 | Growatt ARK 25.6L-A1 w/ Growatt SPH4600TL BL-UP inverter, SDM-630MCT 'smart controller' | 23 |  |  | Growatt | ARK 25.6L-A1 | 1 | Growatt | Growatt SPH4600TL BL-UP | Growatt | Yes | Yes | 2024-08-30 | 2024-08-30 |  | Yes | Yes | Growatt New Energy Australia Pty Ltd
2022-01-21 | HBS3620 | Growatt ARK 7.6L-A1 w/ Growatt SPH5000 inverter, SDM-630MCT 'smart controller' | 6.9 |  |  | Growatt | ARK 7.6L-A1 | 1 | Growatt | Growatt SPH5000 | Growatt | Yes | Yes | 2024-08-30 | 2024-08-30 |  | Yes | Yes | Growatt New Energy Australia Pty Ltd
2022-01-21 | HBS3621 | Growatt ARK 10.2L-A1 w/ Growatt SPH5000 inverter, SDM-630MCT 'smart controller' | 9.2 |  |  | Growatt | ARK 10.2L-A1 | 1 | Growatt | Growatt SPH5000 | Growatt | Yes | Yes | 2024-08-30 | 2024-08-30 |  | Yes | Yes | Growatt New Energy Australia Pty Ltd
2022-01-21 | HBS3622 | Growatt ARK 12.8L-A1 w/ Growatt SPH5000 inverter, SDM-630MCT 'smart controller' | 11.5 |  |  | Growatt | ARK 12.8L-A1 | 1 | Growatt | Growatt SPH5000 | Growatt | Yes | Yes | 2024-08-30 | 2024-08-30 |  | Yes | Yes | Growatt New Energy Australia Pty Ltd
2022-01-21 | HBS3623 | Growatt ARK 15.3L-A1 w/ Growatt SPH5000 inverter, SDM-630MCT 'smart controller' | 13.8 |  |  | Growatt | ARK 15.3L-A1 | 1 | Growatt | Growatt SPH5000 | Growatt | Yes | Yes | 2024-08-30 | 2024-08-30 |  | Yes | Yes | Growatt New Energy Australia Pty Ltd
2022-01-21 | HBS3624 | Growatt ARK 17.9L-A1 w/ Growatt SPH5000 inverter, SDM-630MCT 'smart controller' | 16.1 |  |  | Growatt | ARK 17.9L-A1 | 1 | Growatt | Growatt SPH5000 | Growatt | Yes | Yes | 2024-08-30 | 2024-08-30 |  | Yes | Yes | Growatt New Energy Australia Pty Ltd
2022-01-21 | HBS3625 | Growatt ARK 20.4L-A1 w/ Growatt SPH5000 inverter, SDM-630MCT 'smart controller' | 18.3 |  |  | Growatt | ARK 20.4L-A1 | 1 | Growatt | Growatt SPH5000 | Growatt | Yes | Yes | 2024-08-30 | 2024-08-30 |  | Yes | Yes | Growatt New Energy Australia Pty Ltd
2022-01-21 | HBS3626 | Growatt ARK 23.0L-A1 w/ Growatt SPH5000 inverter, SDM-630MCT 'smart controller' | 20.7 |  |  | Growatt | ARK 23.0L-A1 | 1 | Growatt | Growatt SPH5000 | Growatt | Yes | Yes | 2024-08-30 | 2024-08-30 |  | Yes | Yes | Growatt New Energy Australia Pty Ltd
2022-01-21 | HBS3627 | Growatt ARK 25.6L-A1 w/ Growatt SPH5000 inverter, SDM-630MCT 'smart controller' | 23 |  |  | Growatt | ARK 25.6L-A1 | 1 | Growatt | Growatt SPH5000 | Growatt | Yes | Yes | 2024-08-30 | 2024-08-30 |  | Yes | Yes | Growatt New Energy Australia Pty Ltd
2022-01-21 | HBS3630 | Growatt ARK 7.6L-A1 w/ Growatt SPH5000TL BL-UP inverter, SDM-630MCT 'smart controller' | 6.9 |  |  | Growatt | ARK 7.6L-A1 | 1 | Growatt | Growatt SPH5000TL BL-UP | Growatt | Yes | Yes | 2024-08-30 | 2024-08-30 |  | Yes | Yes | Growatt New Energy Australia Pty Ltd
2022-01-21 | HBS3631 | Growatt ARK 10.2L-A1 w/ Growatt SPH5000TL BL-UP inverter, SDM-630MCT 'smart controller' | 9.2 |  |  | Growatt | ARK 10.2L-A1 | 1 | Growatt | Growatt SPH5000TL BL-UP | Growatt | Yes | Yes | 2024-08-30 | 2024-08-30 |  | Yes | Yes | Growatt New Energy Australia Pty Ltd
2022-01-21 | HBS3632 | Growatt ARK 12.8L-A1 w/ Growatt SPH5000TL BL-UP inverter, SDM-630MCT 'smart controller' | 11.5 |  |  | Growatt | ARK 12.8L-A1 | 1 | Growatt | Growatt SPH5000TL BL-UP | Growatt | Yes | Yes | 2024-08-30 | 2024-08-30 |  | Yes | Yes | Growatt New Energy Australia Pty Ltd
2022-01-21 | HBS3633 | Growatt ARK 15.3L-A1 w/ Growatt SPH5000TL BL-UP inverter, SDM-630MCT 'smart controller' | 13.8 |  |  | Growatt | ARK 15.3L-A1 | 1 | Growatt | Growatt SPH5000TL BL-UP | Growatt | Yes | Yes | 2024-08-30 | 2024-08-30 |  | Yes | Yes | Growatt New Energy Australia Pty Ltd
2022-01-21 | HBS3634 | Growatt ARK 17.9L-A1 w/ Growatt SPH5000TL BL-UP inverter, SDM-630MCT 'smart controller' | 16.1 |  |  | Growatt | ARK 17.9L-A1 | 1 | Growatt | Growatt SPH5000TL BL-UP | Growatt | Yes | Yes | 2024-08-30 | 2024-08-30 |  | Yes | Yes | Growatt New Energy Australia Pty Ltd
2022-01-21 | HBS3635 | Growatt ARK 20.4L-A1 w/ Growatt SPH5000TL BL-UP inverter, SDM-630MCT 'smart controller' | 18.3 |  |  | Growatt | ARK 20.4L-A1 | 1 | Growatt | Growatt SPH5000TL BL-UP | Growatt | Yes | Yes | 2024-08-30 | 2024-08-30 |  | Yes | Yes | Growatt New Energy Australia Pty Ltd
2022-01-21 | HBS3636 | Growatt ARK 23.0L-A1 w/ Growatt SPH5000TL BL-UP inverter, SDM-630MCT 'smart controller' | 20.7 |  |  | Growatt | ARK 23.0L-A1 | 1 | Growatt | Growatt SPH5000TL BL-UP | Growatt | Yes | Yes | 2024-08-30 | 2024-08-30 |  | Yes | Yes | Growatt New Energy Australia Pty Ltd
2022-01-21 | HBS3637 | Growatt ARK 25.6L-A1 w/ Growatt SPH5000TL BL-UP inverter, SDM-630MCT 'smart controller' | 23 |  |  | Growatt | ARK 25.6L-A1 | 1 | Growatt | Growatt SPH5000TL BL-UP | Growatt | Yes | Yes | 2024-08-30 | 2024-08-30 |  | Yes | Yes | Growatt New Energy Australia Pty Ltd
2022-01-21 | HBS3640 | Growatt ARK 7.6L-A1 w/ Growatt SPH6000 inverter, SDM-630MCT 'smart controller' | 6.9 |  |  | Growatt | ARK 7.6L-A1 | 1 | Growatt | Growatt SPH6000 | Growatt | Yes | Yes | 2024-08-30 | 2024-08-30 |  | Yes | Yes | Growatt New Energy Australia Pty Ltd
2022-01-21 | HBS3641 | Growatt ARK 10.2L-A1 w/ Growatt SPH6000 inverter, SDM-630MCT 'smart controller' | 9.2 |  |  | Growatt | ARK 10.2L-A1 | 1 | Growatt | Growatt SPH6000 | Growatt | Yes | Yes | 2024-08-30 | 2024-08-30 |  | Yes | Yes | Growatt New Energy Australia Pty Ltd
2022-01-21 | HBS3642 | Growatt ARK 12.8L-A1 w/ Growatt SPH6000 inverter, SDM-630MCT 'smart controller' | 11.5 |  |  | Growatt | ARK 12.8L-A1 | 1 | Growatt | Growatt SPH6000 | Growatt | Yes | Yes | 2024-08-30 | 2024-08-30 |  | Yes | Yes | Growatt New Energy Australia Pty Ltd
2022-01-21 | HBS3643 | Growatt ARK 15.3L-A1 w/ Growatt SPH6000 inverter, SDM-630MCT 'smart controller' | 13.8 |  |  | Growatt | ARK 15.3L-A1 | 1 | Growatt | Growatt SPH6000 | Growatt | Yes | Yes | 2024-08-30 | 2024-08-30 |  | Yes | Yes | Growatt New Energy Australia Pty Ltd
2022-01-21 | HBS3644 | Growatt ARK 17.9L-A1 w/ Growatt SPH6000 inverter, SDM-630MCT 'smart controller' | 16.1 |  |  | Growatt | ARK 17.9L-A1 | 1 | Growatt | Growatt SPH6000 | Growatt | Yes | Yes | 2024-08-30 | 2024-08-30 |  | Yes | Yes | Growatt New Energy Australia Pty Ltd
2022-01-21 | HBS3645 | Growatt ARK 20.4L-A1 w/ Growatt SPH6000 inverter, SDM-630MCT 'smart controller' | 18.3 |  |  | Growatt | ARK 20.4L-A1 | 1 | Growatt | Growatt SPH6000 | Growatt | Yes | Yes | 2024-08-30 | 2024-08-30 |  | Yes | Yes | Growatt New Energy Australia Pty Ltd
2022-01-21 | HBS3646 | Growatt ARK 23.0L-A1 w/ Growatt SPH6000 inverter, SDM-630MCT 'smart controller' | 20.7 |  |  | Growatt | ARK 23.0L-A1 | 1 | Growatt | Growatt SPH6000 | Growatt | Yes | Yes | 2024-08-30 | 2024-08-30 |  | Yes | Yes | Growatt New Energy Australia Pty Ltd
2022-01-21 | HBS3647 | Growatt ARK 25.6L-A1 w/ Growatt SPH6000 inverter, SDM-630MCT 'smart controller' | 23 |  |  | Growatt | ARK 25.6L-A1 | 1 | Growatt | Growatt SPH6000 | Growatt | Yes | Yes | 2024-08-30 | 2024-08-30 |  | Yes | Yes | Growatt New Energy Australia Pty Ltd
2022-01-21 | HBS3650 | Growatt ARK 7.6L-A1 w/ Growatt SPH6000TL BL-UP inverter, SDM-630MCT 'smart controller' | 6.9 |  |  | Growatt | ARK 7.6L-A1 | 1 | Growatt | Growatt SPH6000TL BL-UP | Growatt | Yes | Yes | 2024-08-30 | 2024-08-30 |  | Yes | Yes | Growatt New Energy Australia Pty Ltd
2022-01-21 | HBS3651 | Growatt ARK 10.2L-A1 w/ Growatt SPH6000TL BL-UP inverter, SDM-630MCT 'smart controller' | 9.2 |  |  | Growatt | ARK 10.2L-A1 | 1 | Growatt | Growatt SPH6000TL BL-UP | Growatt | Yes | Yes | 2024-08-30 | 2024-08-30 |  | Yes | Yes | Growatt New Energy Australia Pty Ltd
2022-01-21 | HBS3652 | Growatt ARK 12.8L-A1 w/ Growatt SPH6000TL BL-UP inverter, SDM-630MCT 'smart controller' | 11.5 |  |  | Growatt | ARK 12.8L-A1 | 1 | Growatt | Growatt SPH6000TL BL-UP | Growatt | Yes | Yes | 2024-08-30 | 2024-08-30 |  | Yes | Yes | Growatt New Energy Australia Pty Ltd
2022-01-21 | HBS3653 | Growatt ARK 15.3L-A1 w/ Growatt SPH6000TL BL-UP inverter, SDM-630MCT 'smart controller' | 13.8 |  |  | Growatt | ARK 15.3L-A1 | 1 | Growatt | Growatt SPH6000TL BL-UP | Growatt | Yes | Yes | 2024-08-30 | 2024-08-30 |  | Yes | Yes | Growatt New Energy Australia Pty Ltd
2022-01-21 | HBS3654 | Growatt ARK 17.9L-A1 w/ Growatt SPH6000TL BL-UP inverter, SDM-630MCT 'smart controller' | 16.1 |  |  | Growatt | ARK 17.9L-A1 | 1 | Growatt | Growatt SPH6000TL BL-UP | Growatt | Yes | Yes | 2024-08-30 | 2024-08-30 |  | Yes | Yes | Growatt New Energy Australia Pty Ltd
2022-01-21 | HBS3655 | Growatt ARK 20.4L-A1 w/ Growatt SPH6000TL BL-UP inverter, SDM-630MCT 'smart controller' | 18.3 |  |  | Growatt | ARK 20.4L-A1 | 1 | Growatt | Growatt SPH6000TL BL-UP | Growatt | Yes | Yes | 2024-08-30 | 2024-08-30 |  | Yes | Yes | Growatt New Energy Australia Pty Ltd
2022-01-21 | HBS3656 | Growatt ARK 23.0L-A1 w/ Growatt SPH6000TL BL-UP inverter, SDM-630MCT 'smart controller' | 20.7 |  |  | Growatt | ARK 23.0L-A1 | 1 | Growatt | Growatt SPH6000TL BL-UP | Growatt | Yes | Yes | 2024-08-30 | 2024-08-30 |  | Yes | Yes | Growatt New Energy Australia Pty Ltd
2022-01-21 | HBS3657 | Growatt ARK 25.6L-A1 w/ Growatt SPH6000TL BL-UP inverter, SDM-630MCT 'smart controller' | 23 |  |  | Growatt | ARK 25.6L-A1 | 1 | Growatt | Growatt SPH6000TL BL-UP | Growatt | Yes | Yes | 2024-08-30 | 2024-08-30 |  | Yes | Yes | Growatt New Energy Australia Pty Ltd
2022-02-11 | HBS3671 | LG Energy Solution RESU10 w/ RHI-3K-48ES-5G inverter, SwitchDin 'smart controller' | 8.8 |  |  | LG Energy Solution | RESU10 | 1 | Solis | RHI-3K-48ES-5G | LG Energy Solution | Yes | Yes | 2024-12-17 | 2024-12-17 |  | No | No
2022-02-11 | HBS3672 | LG Energy Solution RESU12 w/ RHI-3K-48ES-5G inverter, SwitchDin 'smart controller' | 11.7 |  |  | LG Energy Solution | RESU12 | 1 | Solis | RHI-3K-48ES-5G | LG Energy Solution | Yes | Yes | 2024-12-17 | 2024-12-17 |  | No | No
2022-02-11 | HBS3673 | LG Energy Solution RESU6.5 (x2) w/ RHI-3K-48ES-5G inverter, SwitchDin 'smart controller' | 11.8 |  |  | LG Energy Solution | RESU6.5 | 2 | Solis | RHI-3K-48ES-5G | LG Energy Solution | Yes | Yes | 2024-12-17 | 2024-12-17 |  | No | No
2022-02-11 | HBS3674 | LG Energy Solution RESU6.5 + RESU10 w/ RHI-3K-48ES-5G inverter, SwitchDin 'smart controller' | 14.7 |  |  | LG Energy Solution | RESU6.5 + RESU10 | 2 | Solis | RHI-3K-48ES-5G | LG Energy Solution | Yes | Yes | 2024-12-17 | 2024-12-17 |  | No | No
2022-02-11 | HBS3675 | LG Energy Solution RESU10 (x2) w/ RHI-3K-48ES-5G inverter, SwitchDin 'smart controller' | 17.6 |  |  | LG Energy Solution | RESU10 | 2 | Solis | RHI-3K-48ES-5G | LG Energy Solution | Yes | Yes | 2024-12-17 | 2024-12-17 |  | No | No
2022-02-11 | HBS3676 | LG Energy Solution RESU12 (x2) w/ RHI-3K-48ES-5G inverter, SwitchDin 'smart controller' | 23.4 |  |  | LG Energy Solution | RESU12 | 2 | Solis | RHI-3K-48ES-5G | LG Energy Solution | Yes | Yes | 2024-12-17 | 2024-12-17 |  | No | No
2022-02-11 | HBS3678 | LG Energy Solution RESU10 w/ RHI-3.6K-48ES-5G inverter, SwitchDin 'smart controller' | 8.8 |  |  | LG Energy Solution | RESU10 | 1 | Solis | RHI-3.6K-48ES-5G | LG Energy Solution | Yes | Yes | 2024-12-17 | 2024-12-17 |  | No | No
2022-02-11 | HBS3679 | LG Energy Solution RESU12 w/ RHI-3.6K-48ES-5G inverter, SwitchDin 'smart controller' | 11.7 |  |  | LG Energy Solution | RESU12 | 1 | Solis | RHI-3.6K-48ES-5G | LG Energy Solution | Yes | Yes | 2024-12-17 | 2024-12-17 |  | No | No
2022-02-11 | HBS3680 | LG Energy Solution RESU6.5 (x2) w/ RHI-3.6K-48ES-5G inverter, SwitchDin 'smart controller' | 11.8 |  |  | LG Energy Solution | RESU6.5 | 2 | Solis | RHI-3.6K-48ES-5G | LG Energy Solution | Yes | Yes | 2024-12-17 | 2024-12-17 |  | No | No
2022-02-11 | HBS3681 | LG Energy Solution RESU6.5 + RESU10 w/ RHI-3.6K-48ES-5G inverter, SwitchDin 'smart controller' | 14.7 |  |  | LG Energy Solution | RESU6.5 + RESU10 | 2 | Solis | RHI-3.6K-48ES-5G | LG Energy Solution | Yes | Yes | 2024-12-17 | 2024-12-17 |  | No | No
2022-02-11 | HBS3682 | LG Energy Solution RESU10 (x2) w/ RHI-3.6K-48ES-5G inverter, SwitchDin 'smart controller' | 17.6 |  |  | LG Energy Solution | RESU10 | 2 | Solis | RHI-3.6K-48ES-5G | LG Energy Solution | Yes | Yes | 2024-12-17 | 2024-12-17 |  | No | No
2022-02-11 | HBS3683 | LG Energy Solution RESU12 (x2) w/ RHI-3.6K-48ES-5G inverter, SwitchDin 'smart controller' | 23.4 |  |  | LG Energy Solution | RESU12 | 2 | Solis | RHI-3.6K-48ES-5G | LG Energy Solution | Yes | Yes | 2024-12-17 | 2024-12-17 |  | No | No
2022-02-11 | HBS3685 | LG Energy Solution RESU10 w/ RHI-4.6K-48ES-5G inverter, SwitchDin 'smart controller' | 8.8 |  |  | LG Energy Solution | RESU10 | 1 | Solis | RHI-4.6K-48ES-5G | LG Energy Solution | Yes | Yes | 2024-12-17 | 2024-12-17 |  | No | No
2022-02-11 | HBS3686 | LG Energy Solution RESU12 w/ RHI-4.6K-48ES-5G inverter, SwitchDin 'smart controller' | 11.7 |  |  | LG Energy Solution | RESU12 | 1 | Solis | RHI-4.6K-48ES-5G | LG Energy Solution | Yes | Yes | 2024-12-17 | 2024-12-17 |  | No | No
2022-02-11 | HBS3687 | LG Energy Solution RESU6.5 w/ RHI-4.6K-48ES-5G inverter, SwitchDin 'smart controller' | 11.8 |  |  | LG Energy Solution | RESU6.5 | 2 | Solis | RHI-4.6K-48ES-5G | LG Energy Solution | Yes | Yes | 2024-12-17 | 2024-12-17 |  | No | No
2022-02-11 | HBS3688 | LG Energy Solution RESU6.5 + RESU10 w/ RHI-4.6K-48ES-5G inverter, SwitchDin 'smart controller' | 14.7 |  |  | LG Energy Solution | RESU6.5 + RESU10 | 2 | Solis | RHI-4.6K-48ES-5G | LG Energy Solution | Yes | Yes | 2024-12-17 | 2024-12-17 |  | No | No
2022-02-11 | HBS3689 | LG Energy Solution RESU10 (x2) w/ RHI-4.6K-48ES-5G inverter, SwitchDin 'smart controller' | 17.6 |  |  | LG Energy Solution | RESU10 | 2 | Solis | RHI-4.6K-48ES-5G | LG Energy Solution | Yes | Yes | 2024-12-17 | 2024-12-17 |  | No | No
2022-02-11 | HBS3690 | LG Energy Solution RESU12 (x2) w/ RHI-4.6K-48ES-5G inverter, SwitchDin 'smart controller' | 23.4 |  |  | LG Energy Solution | RESU12 | 2 | Solis | RHI-4.6K-48ES-5G | LG Energy Solution | Yes | Yes | 2024-12-17 | 2024-12-17 |  | No | No
2022-02-11 | HBS3692 | LG Energy Solution RESU10 w/ RHI-5K-48ES-5G inverter, SwitchDin 'smart controller' | 8.8 |  |  | LG Energy Solution | RESU10 | 1 | Solis | RHI-5K-48ES-5G | LG Energy Solution | Yes | Yes | 2024-12-17 | 2024-12-17 |  | No | No
2022-02-11 | HBS3693 | LG Energy Solution RESU12 w/ RHI-5K-48ES-5G inverter, SwitchDin 'smart controller' | 11.7 |  |  | LG Energy Solution | RESU12 | 1 | Solis | RHI-5K-48ES-5G | LG Energy Solution | Yes | Yes | 2024-12-17 | 2024-12-17 |  | No | No
2022-02-11 | HBS3694 | LG Energy Solution RESU6.5 (x2) w/ RHI-5K-48ES-5G inverter, SwitchDin 'smart controller' | 11.8 |  |  | LG Energy Solution | RESU6.5 | 2 | Solis | RHI-5K-48ES-5G | LG Energy Solution | Yes | Yes | 2024-12-17 | 2024-12-17 |  | No | No
2022-02-11 | HBS3695 | LG Energy Solution RESU6.5 + RESU10 w/ RHI-5K-48ES-5G inverter, SwitchDin 'smart controller' | 14.7 |  |  | LG Energy Solution | RESU6.5 + RESU10 | 2 | Solis | RHI-5K-48ES-5G | LG Energy Solution | Yes | Yes | 2024-12-17 | 2024-12-17 |  | No | No
2022-02-11 | HBS3696 | LG Energy Solution RESU10 (x2) w/ RHI-5K-48ES-5G inverter, SwitchDin 'smart controller' | 17.6 |  |  | LG Energy Solution | RESU10 | 2 | Solis | RHI-5K-48ES-5G | LG Energy Solution | Yes | Yes | 2024-12-17 | 2024-12-17 |  | No | No
2022-02-11 | HBS3697 | LG Energy Solution RESU12 (x2) w/ RHI-5K-48ES-5G inverter, SwitchDin 'smart controller' | 23.4 |  |  | LG Energy Solution | RESU12 | 2 | Solis | RHI-5K-48ES-5G | LG Energy Solution | Yes | Yes | 2024-12-17 | 2024-12-17 |  | No | No
2022-02-11 | HBS3699 | LG Energy Solution RESU10 w/ RHI-6K-48ES-5G inverter, SwitchDin 'smart controller' | 8.8 |  |  | LG Energy Solution | RESU10 | 1 | Solis | RHI-6K-48ES-5G | LG Energy Solution | Yes | Yes | 2024-12-17 | 2024-12-17 |  | No | No
2022-02-11 | HBS3700 | LG Energy Solution RESU12 w/ RHI-6K-48ES-5G inverter, SwitchDin 'smart controller' | 11.7 |  |  | LG Energy Solution | RESU12 | 1 | Solis | RHI-6K-48ES-5G | LG Energy Solution | Yes | Yes | 2024-12-17 | 2024-12-17 |  | No | No
2022-02-11 | HBS3701 | LG Energy Solution RESU6.5 (x2) w/ RHI-6K-48ES-5G inverter, SwitchDin 'smart controller' | 11.8 |  |  | LG Energy Solution | RESU6.5 | 2 | Solis | RHI-6K-48ES-5G | LG Energy Solution | Yes | Yes | 2024-12-17 | 2024-12-17 |  | No | No
2022-02-11 | HBS3702 | LG Energy Solution RESU6.5 + RESU10 w/ RHI-6K-48ES-5G inverter, SwitchDin 'smart controller' | 14.7 |  |  | LG Energy Solution | RESU6.5 + RESU10 | 2 | Solis | RHI-6K-48ES-5G | LG Energy Solution | Yes | Yes | 2024-12-17 | 2024-12-17 |  | No | No
2022-02-11 | HBS3703 | LG Energy Solution RESU10 (x2) w/ RHI-6K-48ES-5G inverter, SwitchDin 'smart controller' | 17.6 |  |  | LG Energy Solution | RESU10 | 2 | Solis | RHI-6K-48ES-5G | LG Energy Solution | Yes | Yes | 2024-12-17 | 2024-12-17 |  | No | No
2022-02-11 | HBS3704 | LG Energy Solution RESU12 (x2) w/ RHI-6K-48ES-5G inverter, SwitchDin 'smart controller' | 23.4 |  |  | LG Energy Solution | RESU12 | 2 | Solis | RHI-6K-48ES-5G | LG Energy Solution | Yes | Yes | 2024-12-17 | 2024-12-17 |  | No | No
2022-02-11 | HBS3713 | LG Energy Solution RESU10 w/ Sungrow SH5K-30 inverter | 8.8 |  |  | LG Energy Solution | RESU10 | 1 | Sungrow | SH5K-30 | LG Energy Solution | Yes | Yes | 2024-12-29 | 2024-12-29 |  | No | Yes | Sungrow Australia Group Pty Ltd
2022-02-11 | HBS3714 | LG Energy Solution RESU6.5 (x2) w/ Sungrow SH5K-30 inverter | 11.8 |  |  | LG Energy Solution | RESU6.5 | 2 | Sungrow | SH5K-30 | LG Energy Solution | Yes | Yes | 2024-12-29 | 2024-12-29 |  | No | Yes | Sungrow Australia Group Pty Ltd
2022-02-11 | HBS3715 | LG Energy Solution RESU6.5, RESU10 w/ Sungrow SH5K-30 inverter | 14.7 |  |  | LG Energy Solution | RESU6.5, RESU10 | 2 | Sungrow | SH5K-30 | LG Energy Solution | Yes | Yes | 2024-12-29 | 2024-12-29 |  | No | Yes | Sungrow Australia Group Pty Ltd
2022-02-11 | HBS3716 | LG Energy Solution RESU10 (x2) w/ Sungrow SH5K-30 inverter | 17.6 |  |  | LG Energy Solution | RESU10 | 2 | Sungrow | SH5K-30 | LG Energy Solution | Yes | Yes | 2024-12-29 | 2024-12-29 |  | No | Yes | Sungrow Australia Group Pty Ltd
2022-02-11 | HBS3718 | LG Energy Solution RESU10 w/ Sungrow SH5K-30 inverter, Mondo 'smart controller' | 8.8 |  |  | LG Energy Solution | RESU10 | 1 | Sungrow | SH5K-30 | LG Energy Solution | Yes | Yes | 2024-12-29 | 2024-12-29 |  | No | Yes | Sungrow Australia Group Pty Ltd
2022-02-11 | HBS3719 | LG Energy Solution RESU6.5 (x2) w/ Sungrow SH5K-30 inverter, Mondo 'smart controller' | 11.8 |  |  | LG Energy Solution | RESU6.5 | 2 | Sungrow | SH5K-30 | LG Energy Solution | Yes | Yes | 2024-12-29 | 2024-12-29 |  | No | Yes | Sungrow Australia Group Pty Ltd
2022-02-11 | HBS3720 | LG Energy Solution RESU6.5, RESU10 (x2) w/ Sungrow SH5K-30 inverter, Mondo 'smart controller' | 14.7 |  |  | LG Energy Solution | RESU6.5, RESU10 | 2 | Sungrow | SH5K-30 | LG Energy Solution | Yes | Yes | 2024-12-29 | 2024-12-29 |  | No | Yes | Sungrow Australia Group Pty Ltd
2022-02-11 | HBS3721 | LG Energy Solution RESU10 (x2) w/ Sungrow SH5K-30 inverter, Mondo 'smart controller' | 17.6 |  |  | LG Energy Solution | RESU10 | 2 | Sungrow | SH5K-30 | LG Energy Solution | Yes | Yes | 2024-12-29 | 2024-12-29 |  | No | Yes | Sungrow Australia Group Pty Ltd
2022-02-11 | HBS3722 | LG Energy Solution RESU12 w/ Sungrow SH5K-30 inverter, Mondo 'smart controller' | 11.7 |  |  | LG Energy Solution | RESU12 | 1 | Sungrow | SH5K-30 | LG Energy Solution | Yes | Yes | 2024-12-29 | 2024-12-29 |  | No | Yes | Sungrow Australia Group Pty Ltd
2022-03-11 | HBS3736 | LG Energy Solution RESU12 (x1) w/ GoodWe GW5048D-ES inverter, GM-1000 'smart controller' | 11.7 |  |  | LG Energy Solution | RESU12 | 1 | GoodWe | GW5048D-ES | LG Energy Solution | Yes | Yes | 2026-06-16 | 2026-06-16 |  | No | Yes | Sungrow Australia Group Pty Ltd
2022-03-11 | HBS3737 | LG Energy Solution RESU12 (x1) w/ GoodWe GW5048D-ES inverter, GM-3000 'smart controller' | 11.7 |  |  | LG Energy Solution | RESU12 | 1 | GoodWe | GW5048D-ES | LG Energy Solution | Yes | Yes | 2026-06-16 | 2026-06-16 |  | No | Yes | Sungrow Australia Group Pty Ltd
2022-03-11 | HBS3738 | LG Energy Solution RESU13 (x1) w/ GoodWe GW5048D-ES inverter, GM-1000 'smart controller' | 12.4 |  |  | LG Energy Solution | RESU13 | 1 | GoodWe | GW5048D-ES | LG Energy Solution | Yes | Yes | 2026-06-16 | 2026-06-16 |  | No | Yes | Sungrow Australia Group Pty Ltd
2022-03-11 | HBS3739 | LG Energy Solution RESU13 (x1) w/ GoodWe GW5048D-ES inverter, GM-3000 'smart controller' | 12.4 |  |  | LG Energy Solution | RESU13 | 1 | GoodWe | GW5048D-ES | LG Energy Solution | Yes | Yes | 2026-06-16 | 2026-06-16 |  | No | Yes | Sungrow Australia Group Pty Ltd
2022-03-18 | HBS3755 | BYD HVS 7.7 (x1) w/ Fronius Symo GEN24 3.0 Plus inverter, SwitchDin 'smart controller' | 7.68 |  |  | BYD | HVS 7.7 | 1 | Fronius | Symo GEN24 3.0 Plus | BYD | Yes | Yes | 2024-12-03 | 2024-12-03 |  | No | Yes | Fronius Australia Pty Ltd
2022-03-18 | HBS3756 | BYD HVS 10.2 (x1) w/ Fronius Symo GEN24 3.0 Plus inverter, SwitchDin 'smart controller' | 10.24 |  |  | BYD | HVS 10.2 | 1 | Fronius | Symo GEN24 3.0 Plus | BYD | Yes | Yes | 2024-12-03 | 2024-12-03 |  | No | Yes | Fronius Australia Pty Ltd
2022-03-18 | HBS3757 | BYD HVS 5.1 (x2) w/ Fronius Symo GEN24 3.0 Plus inverter, SwitchDin 'smart controller' | 10.24 |  |  | BYD | HVS 5.1 | 2 | Fronius | Symo GEN24 3.0 Plus | BYD | Yes | Yes | 2024-12-03 | 2024-12-03 |  | No | Yes | Fronius Australia Pty Ltd
2022-03-18 | HBS3758 | BYD HVS 7.7 (x2) w/ Fronius Symo GEN24 3.0 Plus inverter, SwitchDin 'smart controller' | 15.36 |  |  | BYD | HVS 7.7 | 2 | Fronius | Symo GEN24 3.0 Plus | BYD | Yes | Yes | 2024-12-03 | 2024-12-03 |  | No | Yes | Fronius Australia Pty Ltd
2022-03-18 | HBS3759 | BYD HVS 10.2 (x2) w/ Fronius Symo GEN24 3.0 Plus inverter, SwitchDin 'smart controller' | 20.48 |  |  | BYD | HVS 10.2 | 2 | Fronius | Symo GEN24 3.0 Plus | BYD | Yes | Yes | 2024-12-03 | 2024-12-03 |  | No | Yes | Fronius Australia Pty Ltd
2022-03-18 | HBS3760 | BYD HVS 5.1 (x3) w/ Fronius Symo GEN24 3.0 Plus inverter, SwitchDin 'smart controller' | 15.36 |  |  | BYD | HVS 5.1 | 3 | Fronius | Symo GEN24 3.0 Plus | BYD | Yes | Yes | 2024-12-03 | 2024-12-03 |  | No | Yes | Fronius Australia Pty Ltd
2022-03-18 | HBS3761 | BYD HVS 7.7 (x3) w/ Fronius Symo GEN24 3.0 Plus inverter, SwitchDin 'smart controller' | 23.04 |  |  | BYD | HVS 7.7 | 3 | Fronius | Symo GEN24 3.0 Plus | BYD | Yes | Yes | 2024-12-03 | 2024-12-03 |  | No | Yes | Fronius Australia Pty Ltd
2022-03-18 | HBS3762 | BYD HVS 10.2 (x3) w/ Fronius Symo GEN24 3.0 Plus inverter, SwitchDin 'smart controller' | 40.96 |  |  | BYD | HVS 10.2 | 3 | Fronius | Symo GEN24 3.0 Plus | BYD | Yes | Yes | 2024-12-03 | 2024-12-03 |  | No | Yes | Fronius Australia Pty Ltd
2022-03-18 | HBS3763 | BYD HVM 11.0 (x1) w/ Fronius Symo GEN24 3.0 Plus inverter, SwitchDin 'smart controller' | 11.04 |  |  | BYD | HVM 11.0 | 1 | Fronius | Symo GEN24 3.0 Plus | BYD | Yes | Yes | 2024-12-03 | 2024-12-03 |  | No | Yes | Fronius Australia Pty Ltd
2022-03-18 | HBS3764 | BYD HVM 13.8 (x1) w/ Fronius Symo GEN24 3.0 Plus inverter, SwitchDin 'smart controller' | 13.8 |  |  | BYD | HVM 13.8 | 1 | Fronius | Symo GEN24 3.0 Plus | BYD | Yes | Yes | 2024-12-03 | 2024-12-03 |  | No | Yes | Fronius Australia Pty Ltd
2022-03-18 | HBS3765 | BYD HVM 16.6 (x1) w/ Fronius Symo GEN24 3.0 Plus inverter, SwitchDin 'smart controller' | 16.56 |  |  | BYD | HVM 16.6 | 1 | Fronius | Symo GEN24 3.0 Plus | BYD | Yes | Yes | 2024-12-03 | 2024-12-03 |  | No | Yes | Fronius Australia Pty Ltd
2022-03-18 | HBS3766 | BYD HVM 19.3 (x1) w/ Fronius Symo GEN24 3.0 Plus inverter, SwitchDin 'smart controller' | 19.32 |  |  | BYD | HVM 19.3 | 1 | Fronius | Symo GEN24 3.0 Plus | BYD | Yes | Yes | 2024-12-03 | 2024-12-03 |  | No | Yes | Fronius Australia Pty Ltd
2022-03-18 | HBS3767 | BYD HVM 22.1 (x1) w/ Fronius Symo GEN24 3.0 Plus inverter, SwitchDin 'smart controller' | 22.08 |  |  | BYD | HVM 22.1 | 1 | Fronius | Symo GEN24 3.0 Plus | BYD | Yes | Yes | 2024-12-03 | 2024-12-03 |  | No | Yes | Fronius Australia Pty Ltd
2022-03-18 | HBS3768 | BYD HVM 11.0 (x2) w/ Fronius Symo GEN24 3.0 Plus inverter, SwitchDin 'smart controller' | 22.08 |  |  | BYD | HVM 11.0 | 2 | Fronius | Symo GEN24 3.0 Plus | BYD | Yes | Yes | 2024-12-03 | 2024-12-03 |  | No | Yes | Fronius Australia Pty Ltd
2022-03-18 | HBS3769 | BYD HVM 13.8 (x2) w/ Fronius Symo GEN24 3.0 Plus inverter, SwitchDin 'smart controller' | 27.6 |  |  | BYD | HVM 13.8 | 2 | Fronius | Symo GEN24 3.0 Plus | BYD | Yes | Yes | 2024-12-03 | 2024-12-03 |  | No | Yes | Fronius Australia Pty Ltd
2022-03-18 | HBS3770 | BYD HVM 16.6 (x2) w/ Fronius Symo GEN24 3.0 Plus inverter, SwitchDin 'smart controller' | 33.12 |  |  | BYD | HVM 16.6 | 2 | Fronius | Symo GEN24 3.0 Plus | BYD | Yes | Yes | 2024-12-03 | 2024-12-03 |  | No | Yes | Fronius Australia Pty Ltd
2022-03-18 | HBS3771 | BYD HVM 19.3 (x2) w/ Fronius Symo GEN24 3.0 Plus inverter, SwitchDin 'smart controller' | 38.64 |  |  | BYD | HVM 19.3 | 2 | Fronius | Symo GEN24 3.0 Plus | BYD | Yes | Yes | 2024-12-03 | 2024-12-03 |  | No | Yes | Fronius Australia Pty Ltd
2022-03-18 | HBS3772 | BYD HVM 22.1 (x2) w/ Fronius Symo GEN24 3.0 Plus inverter, SwitchDin 'smart controller' | 44.16 |  |  | BYD | HVM 22.1 | 2 | Fronius | Symo GEN24 3.0 Plus | BYD | Yes | Yes | 2024-12-03 | 2024-12-03 |  | No | Yes | Fronius Australia Pty Ltd
2022-03-18 | HBS3773 | BYD HVM 11.0 (x3) w/ Fronius Symo GEN24 3.0 Plus inverter, SwitchDin 'smart controller' | 33.12 |  |  | BYD | HVM 11.0 | 3 | Fronius | Symo GEN24 3.0 Plus | BYD | Yes | Yes | 2024-12-03 | 2024-12-03 |  | No | Yes | Fronius Australia Pty Ltd
2022-03-18 | HBS3774 | BYD HVM 13.8 (x3) w/ Fronius Symo GEN24 3.0 Plus inverter, SwitchDin 'smart controller' | 41.4 |  |  | BYD | HVM 13.8 | 3 | Fronius | Symo GEN24 3.0 Plus | BYD | Yes | Yes | 2024-12-03 | 2024-12-03 |  | No | Yes | Fronius Australia Pty Ltd
2022-03-18 | HBS3775 | BYD HVM 16.6 (x3) w/ Fronius Symo GEN24 3.0 Plus inverter, SwitchDin 'smart controller' | 49.68 |  |  | BYD | HVM 16.6 | 3 | Fronius | Symo GEN24 3.0 Plus | BYD | Yes | Yes | 2024-12-03 | 2024-12-03 |  | No | Yes | Fronius Australia Pty Ltd
2022-03-18 | HBS3776 | BYD HVM 19.3 (x3) w/ Fronius Symo GEN24 3.0 Plus inverter, SwitchDin 'smart controller' | 57.96 |  |  | BYD | HVM 19.3 | 3 | Fronius | Symo GEN24 3.0 Plus | BYD | Yes | Yes | 2024-12-03 | 2024-12-03 |  | No | Yes | Fronius Australia Pty Ltd
2022-03-18 | HBS3778 | BYD HVS 7.7 (x1) w/ Fronius Symo GEN24 4.0 Plus inverter, SwitchDin 'smart controller' | 7.68 |  |  | BYD | HVS 7.7 | 1 | Fronius | Symo GEN24 4.0 Plus | BYD | Yes | Yes | 2024-12-03 | 2024-12-03 |  | No | Yes | Fronius Australia Pty Ltd
2022-03-18 | HBS3779 | BYD HVS 10.2 (x1) w/ Fronius Symo GEN24 4.0 Plus inverter, SwitchDin 'smart controller' | 10.24 |  |  | BYD | HVS 10.2 | 1 | Fronius | Symo GEN24 4.0 Plus | BYD | Yes | Yes | 2024-12-03 | 2024-12-03 |  | No | Yes | Fronius Australia Pty Ltd
2022-03-18 | HBS3780 | BYD HVS 5.1 (x2) w/ Fronius Symo GEN24 4.0 Plus inverter, SwitchDin 'smart controller' | 10.24 |  |  | BYD | HVS 5.1 | 2 | Fronius | Symo GEN24 4.0 Plus | BYD | Yes | Yes | 2024-12-03 | 2024-12-03 |  | No | Yes | Fronius Australia Pty Ltd
2022-03-18 | HBS3781 | BYD HVS 7.7 (x2) w/ Fronius Symo GEN24 4.0 Plus inverter, SwitchDin 'smart controller' | 15.36 |  |  | BYD | HVS 7.7 | 2 | Fronius | Symo GEN24 4.0 Plus | BYD | Yes | Yes | 2024-12-03 | 2024-12-03 |  | No | Yes | Fronius Australia Pty Ltd
2022-03-18 | HBS3782 | BYD HVS 10.2 (x2) w/ Fronius Symo GEN24 4.0 Plus inverter, SwitchDin 'smart controller' | 20.48 |  |  | BYD | HVS 10.2 | 2 | Fronius | Symo GEN24 4.0 Plus | BYD | Yes | Yes | 2024-12-03 | 2024-12-03 |  | No | Yes | Fronius Australia Pty Ltd
2022-03-18 | HBS3783 | BYD HVS 5.1 (x3) w/ Fronius Symo GEN24 4.0 Plus inverter, SwitchDin 'smart controller' | 15.36 |  |  | BYD | HVS 5.1 | 3 | Fronius | Symo GEN24 4.0 Plus | BYD | Yes | Yes | 2024-12-03 | 2024-12-03 |  | No | Yes | Fronius Australia Pty Ltd
2022-03-18 | HBS3784 | BYD HVS 7.7 (x3) w/ Fronius Symo GEN24 4.0 Plus inverter, SwitchDin 'smart controller' | 23.04 |  |  | BYD | HVS 7.7 | 3 | Fronius | Symo GEN24 4.0 Plus | BYD | Yes | Yes | 2024-12-03 | 2024-12-03 |  | No | Yes | Fronius Australia Pty Ltd
2022-03-18 | HBS3785 | BYD HVS 10.2 (x3) w/ Fronius Symo GEN24 4.0 Plus inverter, SwitchDin 'smart controller' | 40.96 |  |  | BYD | HVS 10.2 | 3 | Fronius | Symo GEN24 4.0 Plus | BYD | Yes | Yes | 2024-12-03 | 2024-12-03 |  | No | Yes | Fronius Australia Pty Ltd
2022-03-18 | HBS3786 | BYD HVM 11.0 (x1) w/ Fronius Symo GEN24 4.0 Plus inverter, SwitchDin 'smart controller' | 11.04 |  |  | BYD | HVM 11.0 | 1 | Fronius | Symo GEN24 4.0 Plus | BYD | Yes | Yes | 2024-12-03 | 2024-12-03 |  | No | Yes | Fronius Australia Pty Ltd
2022-03-18 | HBS3787 | BYD HVM 13.8 (x1) w/ Fronius Symo GEN24 4.0 Plus inverter, SwitchDin 'smart controller' | 13.8 |  |  | BYD | HVM 13.8 | 1 | Fronius | Symo GEN24 4.0 Plus | BYD | Yes | Yes | 2024-12-03 | 2024-12-03 |  | No | Yes | Fronius Australia Pty Ltd
2022-03-18 | HBS3788 | BYD HVM 16.6 (x1) w/ Fronius Symo GEN24 4.0 Plus inverter, SwitchDin 'smart controller' | 16.56 |  |  | BYD | HVM 16.6 | 1 | Fronius | Symo GEN24 4.0 Plus | BYD | Yes | Yes | 2024-12-03 | 2024-12-03 |  | No | Yes | Fronius Australia Pty Ltd
2022-03-18 | HBS3789 | BYD HVM 19.3 (x1) w/ Fronius Symo GEN24 4.0 Plus inverter, SwitchDin 'smart controller' | 19.32 |  |  | BYD | HVM 19.3 | 1 | Fronius | Symo GEN24 4.0 Plus | BYD | Yes | Yes | 2024-12-03 | 2024-12-03 |  | No | Yes | Fronius Australia Pty Ltd
2022-03-18 | HBS3790 | BYD HVM 22.1 (x1) w/ Fronius Symo GEN24 4.0 Plus inverter, SwitchDin 'smart controller' | 22.08 |  |  | BYD | HVM 22.1 | 1 | Fronius | Symo GEN24 4.0 Plus | BYD | Yes | Yes | 2024-12-03 | 2024-12-03 |  | No | Yes | Fronius Australia Pty Ltd
2022-03-18 | HBS3791 | BYD HVM 11.0 (x2) w/ Fronius Symo GEN24 4.0 Plus inverter, SwitchDin 'smart controller' | 22.08 |  |  | BYD | HVM 11.0 | 2 | Fronius | Symo GEN24 4.0 Plus | BYD | Yes | Yes | 2024-12-03 | 2024-12-03 |  | No | Yes | Fronius Australia Pty Ltd
2022-03-18 | HBS3792 | BYD HVM 13.8 (x2) w/ Fronius Symo GEN24 4.0 Plus inverter, SwitchDin 'smart controller' | 27.6 |  |  | BYD | HVM 13.8 | 2 | Fronius | Symo GEN24 4.0 Plus | BYD | Yes | Yes | 2024-12-03 | 2024-12-03 |  | No | Yes | Fronius Australia Pty Ltd
2022-03-18 | HBS3793 | BYD HVM 16.6 (x2) w/ Fronius Symo GEN24 4.0 Plus inverter, SwitchDin 'smart controller' | 33.12 |  |  | BYD | HVM 16.6 | 2 | Fronius | Symo GEN24 4.0 Plus | BYD | Yes | Yes | 2024-12-03 | 2024-12-03 |  | No | Yes | Fronius Australia Pty Ltd
2022-03-18 | HBS3794 | BYD HVM 19.3 (x2) w/ Fronius Symo GEN24 4.0 Plus inverter, SwitchDin 'smart controller' | 38.64 |  |  | BYD | HVM 19.3 | 2 | Fronius | Symo GEN24 4.0 Plus | BYD | Yes | Yes | 2024-12-03 | 2024-12-03 |  | No | Yes | Fronius Australia Pty Ltd
2022-03-18 | HBS3795 | BYD HVM 22.1 (x2) w/ Fronius Symo GEN24 4.0 Plus inverter, SwitchDin 'smart controller' | 44.16 |  |  | BYD | HVM 22.1 | 2 | Fronius | Symo GEN24 4.0 Plus | BYD | Yes | Yes | 2024-12-03 | 2024-12-03 |  | No | Yes | Fronius Australia Pty Ltd
2022-03-18 | HBS3796 | BYD HVM 11.0 (x3) w/ Fronius Symo GEN24 4.0 Plus inverter, SwitchDin 'smart controller' | 33.12 |  |  | BYD | HVM 11.0 | 3 | Fronius | Symo GEN24 4.0 Plus | BYD | Yes | Yes | 2024-12-03 | 2024-12-03 |  | No | Yes | Fronius Australia Pty Ltd
2022-03-18 | HBS3797 | BYD HVM 13.8 (x3) w/ Fronius Symo GEN24 4.0 Plus inverter, SwitchDin 'smart controller' | 41.4 |  |  | BYD | HVM 13.8 | 3 | Fronius | Symo GEN24 4.0 Plus | BYD | Yes | Yes | 2024-12-03 | 2024-12-03 |  | No | Yes | Fronius Australia Pty Ltd
2022-03-18 | HBS3798 | BYD HVM 16.6 (x3) w/ Fronius Symo GEN24 4.0 Plus inverter, SwitchDin 'smart controller' | 49.68 |  |  | BYD | HVM 16.6 | 3 | Fronius | Symo GEN24 4.0 Plus | BYD | Yes | Yes | 2024-12-03 | 2024-12-03 |  | No | Yes | Fronius Australia Pty Ltd
2022-03-18 | HBS3799 | BYD HVM 19.3 (x3) w/ Fronius Symo GEN24 4.0 Plus inverter, SwitchDin 'smart controller' | 57.96 |  |  | BYD | HVM 19.3 | 3 | Fronius | Symo GEN24 4.0 Plus | BYD | Yes | Yes | 2024-12-03 | 2024-12-03 |  | No | Yes | Fronius Australia Pty Ltd
2022-03-18 | HBS3801 | BYD HVS 7.7 (x1) w/ Fronius Symo GEN24 5.0 Plus inverter, SwitchDin 'smart controller' | 7.68 |  |  | BYD | HVS 7.7 | 1 | Fronius | Symo GEN24 5.0 Plus | BYD | Yes | Yes | 2024-12-03 | 2024-12-03 |  | No | Yes | Fronius Australia Pty Ltd
2022-03-18 | HBS3802 | BYD HVS 10.2 (x1) w/ Fronius Symo GEN24 5.0 Plus inverter, SwitchDin 'smart controller' | 10.24 |  |  | BYD | HVS 10.2 | 1 | Fronius | Symo GEN24 5.0 Plus | BYD | Yes | Yes | 2024-12-03 | 2024-12-03 |  | No | Yes | Fronius Australia Pty Ltd
2022-03-18 | HBS3803 | BYD HVS 5.1 (x2) w/ Fronius Symo GEN24 5.0 Plus inverter, SwitchDin 'smart controller' | 10.24 |  |  | BYD | HVS 5.1 | 2 | Fronius | Symo GEN24 5.0 Plus | BYD | Yes | Yes | 2024-12-03 | 2024-12-03 |  | No | Yes | Fronius Australia Pty Ltd
2022-03-18 | HBS3804 | BYD HVS 7.7 (x2) w/ Fronius Symo GEN24 5.0 Plus inverter, SwitchDin 'smart controller' | 15.36 |  |  | BYD | HVS 7.7 | 2 | Fronius | Symo GEN24 5.0 Plus | BYD | Yes | Yes | 2024-12-03 | 2024-12-03 |  | No | Yes | Fronius Australia Pty Ltd
2022-03-18 | HBS3805 | BYD HVS 10.2 (x2) w/ Fronius Symo GEN24 5.0 Plus inverter, SwitchDin 'smart controller' | 20.48 |  |  | BYD | HVS 10.2 | 2 | Fronius | Symo GEN24 5.0 Plus | BYD | Yes | Yes | 2024-12-03 | 2024-12-03 |  | No | Yes | Fronius Australia Pty Ltd
2022-03-18 | HBS3806 | BYD HVS 5.1 (x3) w/ Fronius Symo GEN24 5.0 Plus inverter, SwitchDin 'smart controller' | 15.36 |  |  | BYD | HVS 5.1 | 3 | Fronius | Symo GEN24 5.0 Plus | BYD | Yes | Yes | 2024-12-03 | 2024-12-03 |  | No | Yes | Fronius Australia Pty Ltd
2022-03-18 | HBS3807 | BYD HVS 7.7 (x3) w/ Fronius Symo GEN24 5.0 Plus inverter, SwitchDin 'smart controller' | 23.04 |  |  | BYD | HVS 7.7 | 3 | Fronius | Symo GEN24 5.0 Plus | BYD | Yes | Yes | 2024-12-03 | 2024-12-03 |  | No | Yes | Fronius Australia Pty Ltd
2022-03-18 | HBS3808 | BYD HVS 10.2 (x3) w/ Fronius Symo GEN24 5.0 Plus inverter, SwitchDin 'smart controller' | 40.96 |  |  | BYD | HVS 10.2 | 3 | Fronius | Symo GEN24 5.0 Plus | BYD | Yes | Yes | 2024-12-03 | 2024-12-03 |  | No | Yes | Fronius Australia Pty Ltd
2022-03-18 | HBS3809 | BYD HVM 11.0 (x1) w/ Fronius Symo GEN24 5.0 Plus inverter, SwitchDin 'smart controller' | 11.04 |  |  | BYD | HVM 11.0 | 1 | Fronius | Symo GEN24 5.0 Plus | BYD | Yes | Yes | 2024-12-03 | 2024-12-03 |  | No | Yes | Fronius Australia Pty Ltd
2022-03-18 | HBS3810 | BYD HVM 13.8 (x1) w/ Fronius Symo GEN24 5.0 Plus inverter, SwitchDin 'smart controller' | 13.8 |  |  | BYD | HVM 13.8 | 1 | Fronius | Symo GEN24 5.0 Plus | BYD | Yes | Yes | 2024-12-03 | 2024-12-03 |  | No | Yes | Fronius Australia Pty Ltd
2022-03-18 | HBS3811 | BYD HVM 16.6 (x1) w/ Fronius Symo GEN24 5.0 Plus inverter, SwitchDin 'smart controller' | 16.56 |  |  | BYD | HVM 16.6 | 1 | Fronius | Symo GEN24 5.0 Plus | BYD | Yes | Yes | 2024-12-03 | 2024-12-03 |  | No | Yes | Fronius Australia Pty Ltd
2022-03-18 | HBS3812 | BYD HVM 19.3 (x1) w/ Fronius Symo GEN24 5.0 Plus inverter, SwitchDin 'smart controller' | 19.32 |  |  | BYD | HVM 19.3 | 1 | Fronius | Symo GEN24 5.0 Plus | BYD | Yes | Yes | 2024-12-03 | 2024-12-03 |  | No | Yes | Fronius Australia Pty Ltd
2022-03-18 | HBS3813 | BYD HVM 22.1 (x1) w/ Fronius Symo GEN24 5.0 Plus inverter, SwitchDin 'smart controller' | 22.08 |  |  | BYD | HVM 22.1 | 1 | Fronius | Symo GEN24 5.0 Plus | BYD | Yes | Yes | 2024-12-03 | 2024-12-03 |  | No | Yes | Fronius Australia Pty Ltd
2022-03-18 | HBS3814 | BYD HVM 11.0 (x2) w/ Fronius Symo GEN24 5.0 Plus inverter, SwitchDin 'smart controller' | 22.08 |  |  | BYD | HVM 11.0 | 2 | Fronius | Symo GEN24 5.0 Plus | BYD | Yes | Yes | 2024-12-03 | 2024-12-03 |  | No | Yes | Fronius Australia Pty Ltd
2022-03-18 | HBS3815 | BYD HVM 13.8 (x2) w/ Fronius Symo GEN24 5.0 Plus inverter, SwitchDin 'smart controller' | 27.6 |  |  | BYD | HVM 13.8 | 2 | Fronius | Symo GEN24 5.0 Plus | BYD | Yes | Yes | 2024-12-03 | 2024-12-03 |  | No | Yes | Fronius Australia Pty Ltd
2022-03-18 | HBS3816 | BYD HVM 16.6 (x2) w/ Fronius Symo GEN24 5.0 Plus inverter, SwitchDin 'smart controller' | 33.12 |  |  | BYD | HVM 16.6 | 2 | Fronius | Symo GEN24 5.0 Plus | BYD | Yes | Yes | 2024-12-03 | 2024-12-03 |  | No | Yes | Fronius Australia Pty Ltd
2022-03-18 | HBS3817 | BYD HVM 19.3 (x2) w/ Fronius Symo GEN24 5.0 Plus inverter, SwitchDin 'smart controller' | 38.64 |  |  | BYD | HVM 19.3 | 2 | Fronius | Symo GEN24 5.0 Plus | BYD | Yes | Yes | 2024-12-03 | 2024-12-03 |  | No | Yes | Fronius Australia Pty Ltd
2022-03-18 | HBS3818 | BYD HVM 22.1 (x2) w/ Fronius Symo GEN24 5.0 Plus inverter, SwitchDin 'smart controller' | 44.16 |  |  | BYD | HVM 22.1 | 2 | Fronius | Symo GEN24 5.0 Plus | BYD | Yes | Yes | 2024-12-03 | 2024-12-03 |  | No | Yes | Fronius Australia Pty Ltd
2022-03-18 | HBS3819 | BYD HVM 11.0 (x3) w/ Fronius Symo GEN24 5.0 Plus inverter, SwitchDin 'smart controller' | 33.12 |  |  | BYD | HVM 11.0 | 3 | Fronius | Symo GEN24 5.0 Plus | BYD | Yes | Yes | 2024-12-03 | 2024-12-03 |  | No | Yes | Fronius Australia Pty Ltd
2022-03-18 | HBS3820 | BYD HVM 13.8 (x3) w/ Fronius Symo GEN24 5.0 Plus inverter, SwitchDin 'smart controller' | 41.4 |  |  | BYD | HVM 13.8 | 3 | Fronius | Symo GEN24 5.0 Plus | BYD | Yes | Yes | 2024-12-03 | 2024-12-03 |  | No | Yes | Fronius Australia Pty Ltd
2022-03-18 | HBS3821 | BYD HVM 16.6 (x3) w/ Fronius Symo GEN24 5.0 Plus inverter, SwitchDin 'smart controller' | 49.68 |  |  | BYD | HVM 16.6 | 3 | Fronius | Symo GEN24 5.0 Plus | BYD | Yes | Yes | 2024-12-03 | 2024-12-03 |  | No | Yes | Fronius Australia Pty Ltd
2022-03-18 | HBS3822 | BYD HVM 19.3 (x3) w/ Fronius Symo GEN24 5.0 Plus inverter, SwitchDin 'smart controller' | 57.96 |  |  | BYD | HVM 19.3 | 3 | Fronius | Symo GEN24 5.0 Plus | BYD | Yes | Yes | 2024-12-03 | 2024-12-03 |  | No | Yes | Fronius Australia Pty Ltd
2022-03-25 | HBS3823 | SolarEdge BAT-10K1P (x1) w/ SolarEdge Energy Hub SE3000H-BPV inverter, SolarEdge 'smart controller' | 9.7 |  |  | SolarEdge | BAT-10K1P | 1 | SolarEdge | Energy Hub SE3000H-BPV | SolarEdge | Yes | Yes | 2025-02-24 | 2025-02-24 |  | No | Yes | SolarEdge Technologies (Australia) Pty Ltd
2022-03-25 | HBS3824 | SolarEdge BAT-10K1P (x1) w/ SolarEdge Energy Hub SE3000H-MM inverter, SolarEdge 'smart controller' | 9.7 |  |  | SolarEdge | BAT-10K1P | 1 | SolarEdge | Energy Hub SE3000H-MM | SolarEdge | Yes | Yes | 2025-02-24 | 2025-02-24 |  | No | Yes | SolarEdge Technologies (Australia) Pty Ltd
2022-03-25 | HBS3825 | SolarEdge BAT-10K1P (x1) w/ SolarEdge Energy Hub SE5000H-BPV inverter, SolarEdge 'smart controller' | 9.7 |  |  | SolarEdge | BAT-10K1P | 1 | SolarEdge | Energy Hub SE5000H-BPV | SolarEdge | Yes | Yes | 2025-02-24 | 2025-02-24 |  | No | Yes | SolarEdge Technologies (Australia) Pty Ltd
2022-03-25 | HBS3826 | SolarEdge BAT-10K1P (x1) w/ SolarEdge Energy Hub SE5000H-MM inverter, SolarEdge 'smart controller' | 9.7 |  |  | SolarEdge | BAT-10K1P | 1 | SolarEdge | Energy Hub SE5000H-MM | SolarEdge | Yes | Yes | 2025-02-24 | 2025-02-24 |  | No | Yes | SolarEdge Technologies (Australia) Pty Ltd
2022-03-25 | HBS3827 | SolarEdge BAT-10K1P (x2) w/ SolarEdge Energy Hub SE5000H-BPV inverter, SolarEdge 'smart controller' | 19.4 |  |  | SolarEdge | BAT-10K1P | 2 | SolarEdge | Energy Hub SE5000H-BPV | SolarEdge | Yes | Yes | 2025-02-24 | 2025-02-24 |  | No | Yes | SolarEdge Technologies (Australia) Pty Ltd
2022-03-25 | HBS3828 | SolarEdge BAT-10K1P (x2) w/ SolarEdge Energy Hub SE5000H-MM inverter, SolarEdge 'smart controller' | 19.4 |  |  | SolarEdge | BAT-10K1P | 2 | SolarEdge | Energy Hub SE5000H-MM | SolarEdge | Yes | Yes | 2025-02-24 | 2025-02-24 |  | No | Yes | SolarEdge Technologies (Australia) Pty Ltd
2022-03-25 | HBS3829 | SolarEdge BAT-10K1P (x1) w/ SolarEdge Energy Hub SE6000H-BPV inverter, SolarEdge 'smart controller' | 9.7 |  |  | SolarEdge | BAT-10K1P | 1 | SolarEdge | Energy Hub SE6000H-BPV | SolarEdge | Yes | Yes | 2025-02-24 | 2025-02-24 |  | No | Yes | SolarEdge Technologies (Australia) Pty Ltd
2022-03-25 | HBS3830 | SolarEdge BAT-10K1P (x1) w/ SolarEdge Energy Hub SE6000H-MM inverter, SolarEdge 'smart controller' | 9.7 |  |  | SolarEdge | BAT-10K1P | 1 | SolarEdge | Energy Hub SE6000H-MM | SolarEdge | Yes | Yes | 2025-02-24 | 2025-02-24 |  | No | Yes | SolarEdge Technologies (Australia) Pty Ltd
2022-03-25 | HBS3831 | SolarEdge BAT-10K1P (x2) w/ SolarEdge Energy Hub SE6000H-BPV inverter, SolarEdge 'smart controller' | 19.4 |  |  | SolarEdge | BAT-10K1P | 2 | SolarEdge | Energy Hub SE6000H-BPV | SolarEdge | Yes | Yes | 2025-02-24 | 2025-02-24 |  | No | Yes | SolarEdge Technologies (Australia) Pty Ltd
2022-03-25 | HBS3832 | SolarEdge BAT-10K1P (x2) w/ SolarEdge Energy Hub SE6000H-MM inverter, SolarEdge 'smart controller' | 19.4 |  |  | SolarEdge | BAT-10K1P | 2 | SolarEdge | Energy Hub SE6000H-MM | SolarEdge | Yes | Yes | 2025-02-24 | 2025-02-24 |  | No | Yes | SolarEdge Technologies (Australia) Pty Ltd
2022-03-25 | HBS3833 | SolarEdge BAT-10K1P (x1) w/ SolarEdge Energy Hub SE8250H-BPV inverter, SolarEdge 'smart controller' | 9.7 |  |  | SolarEdge | BAT-10K1P | 1 | SolarEdge | Energy Hub SE8250H-BPV | SolarEdge | Yes | Yes | 2025-02-24 | 2025-02-24 |  | No | Yes | SolarEdge Technologies (Australia) Pty Ltd
2022-03-25 | HBS3834 | SolarEdge BAT-10K1P (x1) w/ SolarEdge Energy Hub SE8250H-MM inverter, SolarEdge 'smart controller' | 9.7 |  |  | SolarEdge | BAT-10K1P | 1 | SolarEdge | Energy Hub SE8250H-MM | SolarEdge | Yes | Yes | 2025-02-24 | 2025-02-24 |  | No | Yes | SolarEdge Technologies (Australia) Pty Ltd
2022-03-25 | HBS3835 | SolarEdge BAT-10K1P (x2) w/ SolarEdge Energy Hub SE8250H-BPV inverter, SolarEdge 'smart controller' | 19.4 |  |  | SolarEdge | BAT-10K1P | 2 | SolarEdge | Energy Hub SE8250H-BPV | SolarEdge | Yes | Yes | 2025-02-24 | 2025-02-24 |  | No | Yes | SolarEdge Technologies (Australia) Pty Ltd
2022-03-25 | HBS3836 | SolarEdge BAT-10K1P (x2) w/ SolarEdge Energy Hub SE8250H-MM inverter, SolarEdge 'smart controller' | 19.4 |  |  | SolarEdge | BAT-10K1P | 2 | SolarEdge | Energy Hub SE8250H-MM | SolarEdge | Yes | Yes | 2025-02-24 | 2025-02-24 |  | No | Yes | SolarEdge Technologies (Australia) Pty Ltd
2022-03-25 | HBS3837 | SolarEdge BAT-10K1P (x3) w/ SolarEdge Energy Hub SE8250H-BPV inverter, SolarEdge 'smart controller' | 29.1 |  |  | SolarEdge | BAT-10K1P | 3 | SolarEdge | Energy Hub SE8250H-BPV | SolarEdge | Yes | Yes | 2025-02-24 | 2025-02-24 |  | No | Yes | SolarEdge Technologies (Australia) Pty Ltd
2022-03-25 | HBS3838 | SolarEdge BAT-10K1P (x3) w/ SolarEdge Energy Hub SE8250H-MM inverter, SolarEdge 'smart controller' | 29.1 |  |  | SolarEdge | BAT-10K1P | 3 | SolarEdge | Energy Hub SE8250H-MM | SolarEdge | Yes | Yes | 2025-02-24 | 2025-02-24 |  | No | Yes | SolarEdge Technologies (Australia) Pty Ltd
2022-03-25 | HBS3839 | SolarEdge BAT-10K1P (x1) w/ SolarEdge Energy Hub SE10000H-BPV inverter, SolarEdge 'smart controller' | 9.7 |  |  | SolarEdge | BAT-10K1P | 1 | SolarEdge | Energy Hub SE10000H-BPV | SolarEdge | Yes | Yes | 2025-02-24 | 2025-02-24 |  | No | Yes | SolarEdge Technologies (Australia) Pty Ltd
2022-03-25 | HBS3840 | SolarEdge BAT-10K1P (x1) w/ SolarEdge Energy Hub SE10000H-MM inverter, SolarEdge 'smart controller' | 9.7 |  |  | SolarEdge | BAT-10K1P | 1 | SolarEdge | Energy Hub SE10000H-MM | SolarEdge | Yes | Yes | 2025-02-24 | 2025-02-24 |  | No | Yes | SolarEdge Technologies (Australia) Pty Ltd
2022-03-25 | HBS3841 | SolarEdge BAT-10K1P (x2) w/ SolarEdge Energy Hub SE10000H-BPV inverter, SolarEdge 'smart controller' | 19.4 |  |  | SolarEdge | BAT-10K1P | 2 | SolarEdge | Energy Hub SE10000H-BPV | SolarEdge | Yes | Yes | 2025-02-24 | 2025-02-24 |  | No | Yes | SolarEdge Technologies (Australia) Pty Ltd
2022-03-25 | HBS3842 | SolarEdge BAT-10K1P (x2) w/ SolarEdge Energy Hub SE10000H-MM inverter, SolarEdge 'smart controller' | 19.4 |  |  | SolarEdge | BAT-10K1P | 2 | SolarEdge | Energy Hub SE10000H-MM | SolarEdge | Yes | Yes | 2025-02-24 | 2025-02-24 |  | No | Yes | SolarEdge Technologies (Australia) Pty Ltd
2022-03-25 | HBS3843 | SolarEdge BAT-10K1P (x3) w/ SolarEdge Energy Hub SE10000H-BPV inverter, SolarEdge 'smart controller' | 29.1 |  |  | SolarEdge | BAT-10K1P | 3 | SolarEdge | Energy Hub SE10000H-BPV | SolarEdge | Yes | Yes | 2025-02-24 | 2025-02-24 |  | No | Yes | SolarEdge Technologies (Australia) Pty Ltd
2022-03-25 | HBS3844 | SolarEdge BAT-10K1P (x3) w/ SolarEdge Energy Hub SE10000H-MM inverter, SolarEdge 'smart controller' | 29.1 |  |  | SolarEdge | BAT-10K1P | 3 | SolarEdge | Energy Hub SE10000H-MM | SolarEdge | Yes | Yes | 2025-02-24 | 2025-02-24 |  | No | Yes | SolarEdge Technologies (Australia) Pty Ltd
2022-03-25 | HBS3845 | SolarEdge BAT-10K1P (x1) w/ SolarEdge HD-Wave Genesis SE3000H-BPV inverter, SolarEdge 'smart controller' | 9.7 |  |  | SolarEdge | BAT-10K1P | 1 | SolarEdge | HD-Wave Genesis SE3000H-BPV | SolarEdge | Yes | Yes | 2025-02-24 | 2025-02-24 |  | No | Yes | SolarEdge Technologies (Australia) Pty Ltd
2022-03-25 | HBS3846 | SolarEdge BAT-10K1P (x1) w/ SolarEdge HD-Wave Genesis SE5000H-BPV inverter, SolarEdge 'smart controller' | 9.7 |  |  | SolarEdge | BAT-10K1P | 1 | SolarEdge | HD-Wave Genesis SE5000H-BPV | SolarEdge | Yes | Yes | 2025-02-24 | 2025-02-24 |  | No | Yes | SolarEdge Technologies (Australia) Pty Ltd
2022-03-25 | HBS3847 | SolarEdge BAT-10K1P (x2) w/ SolarEdge HD-Wave Genesis SE5000H-BPV inverter, SolarEdge 'smart controller' | 19.4 |  |  | SolarEdge | BAT-10K1P | 2 | SolarEdge | HD-Wave Genesis SE5000H-BPV | SolarEdge | Yes | Yes | 2025-02-24 | 2025-02-24 |  | No | Yes | SolarEdge Technologies (Australia) Pty Ltd
2022-03-25 | HBS3848 | SolarEdge BAT-10K1P (x1) w/ SolarEdge HD-Wave Genesis SE6000H-BPV inverter, SolarEdge 'smart controller' | 9.7 |  |  | SolarEdge | BAT-10K1P | 1 | SolarEdge | HD-Wave Genesis SE6000H-BPV | SolarEdge | Yes | Yes | 2025-02-24 | 2025-02-24 |  | No | Yes | SolarEdge Technologies (Australia) Pty Ltd
2022-03-25 | HBS3849 | SolarEdge BAT-10K1P (x2) w/ SolarEdge HD-Wave Genesis SE6000H-BPV inverter, SolarEdge 'smart controller' | 19.4 |  |  | SolarEdge | BAT-10K1P | 2 | SolarEdge | HD-Wave Genesis SE6000H-BPV | SolarEdge | Yes | Yes | 2025-02-24 | 2025-02-24 |  | No | Yes | SolarEdge Technologies (Australia) Pty Ltd
2022-03-25 | HBS3850 | SolarEdge BAT-10K1P (x1) w/ SolarEdge HD-Wave Genesis SE8250H-BPV inverter, SolarEdge 'smart controller' | 9.7 |  |  | SolarEdge | BAT-10K1P | 1 | SolarEdge | HD-Wave Genesis SE8250H-BPV | SolarEdge | Yes | Yes | 2025-02-24 | 2025-02-24 |  | No | Yes | SolarEdge Technologies (Australia) Pty Ltd
2022-03-25 | HBS3851 | SolarEdge BAT-10K1P (x2) w/ SolarEdge HD-Wave Genesis SE8250H-BPV inverter, SolarEdge 'smart controller' | 19.4 |  |  | SolarEdge | BAT-10K1P | 2 | SolarEdge | HD-Wave Genesis SE8250H-BPV | SolarEdge | Yes | Yes | 2025-02-24 | 2025-02-24 |  | No | Yes | SolarEdge Technologies (Australia) Pty Ltd
2022-03-25 | HBS3852 | SolarEdge BAT-10K1P (x3) w/ SolarEdge HD-Wave Genesis SE8250H-BPV inverter, SolarEdge 'smart controller' | 29.1 |  |  | SolarEdge | BAT-10K1P | 3 | SolarEdge | HD-Wave Genesis SE8250H-BPV | SolarEdge | Yes | Yes | 2025-02-24 | 2025-02-24 |  | No | Yes | SolarEdge Technologies (Australia) Pty Ltd
2022-03-25 | HBS3853 | SolarEdge BAT-10K1P (x1) w/ SolarEdge HD-Wave Genesis SE10000H-BPV inverter, SolarEdge 'smart controller' | 9.7 |  |  | SolarEdge | BAT-10K1P | 1 | SolarEdge | HD-Wave Genesis SE10000H-BPV | SolarEdge | Yes | Yes | 2025-02-24 | 2025-02-24 |  | No | Yes | SolarEdge Technologies (Australia) Pty Ltd
2022-03-25 | HBS3854 | SolarEdge BAT-10K1P (x2) w/ SolarEdge HD-Wave Genesis SE10000H-BPV inverter, SolarEdge 'smart controller' | 19.4 |  |  | SolarEdge | BAT-10K1P | 2 | SolarEdge | HD-Wave Genesis SE10000H-BPV | SolarEdge | Yes | Yes | 2025-02-24 | 2025-02-24 |  | No | Yes | SolarEdge Technologies (Australia) Pty Ltd
2022-03-25 | HBS3855 | SolarEdge BAT-10K1P (x3) w/ SolarEdge HD-Wave Genesis SE10000H-BPV inverter, SolarEdge 'smart controller' | 29.1 |  |  | SolarEdge | BAT-10K1P | 3 | SolarEdge | HD-Wave Genesis SE10000H-BPV | SolarEdge | Yes | Yes | 2025-02-24 | 2025-02-24 |  | No | Yes | SolarEdge Technologies (Australia) Pty Ltd
2022-03-25 | HBS3856 | SolarEdge BAT-10K1P (x1) w/ SolarEdge HD-Wave EV SE3000H-BPV inverter, SolarEdge 'smart controller' | 9.7 |  |  | SolarEdge | BAT-10K1P | 1 | SolarEdge | HD-Wave EV SE3000H-BPV | SolarEdge | Yes | Yes | 2025-02-24 | 2025-02-24 |  | No | Yes | SolarEdge Technologies (Australia) Pty Ltd
2022-03-25 | HBS3857 | SolarEdge BAT-10K1P (x1) w/ SolarEdge HD-Wave EV SE5000H-BPV inverter, SolarEdge 'smart controller' | 9.7 |  |  | SolarEdge | BAT-10K1P | 1 | SolarEdge | HD-Wave EV SE5000H-BPV | SolarEdge | Yes | Yes | 2025-02-24 | 2025-02-24 |  | No | Yes | SolarEdge Technologies (Australia) Pty Ltd
2022-03-25 | HBS3858 | SolarEdge BAT-10K1P (x2) w/ SolarEdge HD-Wave EV SE5000H-BPV inverter, SolarEdge 'smart controller' | 19.4 |  |  | SolarEdge | BAT-10K1P | 2 | SolarEdge | HD-Wave EV SE5000H-BPV | SolarEdge | Yes | Yes | 2025-02-24 | 2025-02-24 |  | No | Yes | SolarEdge Technologies (Australia) Pty Ltd
2022-04-08 | HBS3860 | HRESYS VHR TL48100LFP-3U (x2) w/ GoodWe GW5048D-ES inverter | 9.6 |  |  | HRESYS | VHR TL48100LFP-3U | 2 | GoodWe | GW5048D-ES | HRESYS | Yes | Yes | 2026-06-16 | 2026-06-16 |  | No | Yes | GoodWe Australia Pty Ltd
2022-04-08 | HBS3861 | HRESYS VHR TL48100LFP-3U (x3) w/ GoodWe GW5048D-ES inverter | 14.4 |  |  | HRESYS | VHR TL48100LFP-3U | 3 | GoodWe | GW5048D-ES | HRESYS | Yes | Yes | 2026-06-16 | 2026-06-16 |  | No | Yes | GoodWe Australia Pty Ltd
2022-04-08 | HBS3863 | HRESYS VHR TL48100LFP-3U (x2) w/ GoodWe GW5000S-BP inverter | 9.6 |  |  | HRESYS | VHR TL48100LFP-3U | 2 | GoodWe | GW5000S-BP | HRESYS | Yes | Yes | 2025-03-02 | 2025-03-02 |  | No | Yes | GoodWe Australia Pty Ltd
2022-04-08 | HBS3864 | HRESYS VHR TL48100LFP-3U (x3) w/ GoodWe GW5000S-BP inverter | 14.4 |  |  | HRESYS | VHR TL48100LFP-3U | 3 | GoodWe | GW5000S-BP | HRESYS | Yes | Yes | 2025-03-02 | 2025-03-02 |  | No | Yes | GoodWe Australia Pty Ltd
2022-05-13 | HBS3866 | Growatt ARK 7.6XH-A1 w/ Growatt MIN 2500TL-XA inverter, SDM-120 CT-MV 'smart controller' | 6.75 |  |  | Growatt | ARK 7.6XH-A1 | 1 | Growatt | Growatt MIN 2500TL-XA | Growatt | Yes | Yes | 2024-07-08 | 2024-07-08 |  | Yes | Yes | Growatt New Energy Australia Pty Ltd
2022-05-13 | HBS3867 | Growatt ARK 10.2XH-A1 w/ Growatt MIN 2500TL-XA inverter, SDM-120 CT-MV 'smart controller' | 9 |  |  | Growatt | ARK 10.2XH-A1 | 1 | Growatt | Growatt MIN 2500TL-XA | Growatt | Yes | Yes | 2024-07-08 | 2024-07-08 |  | Yes | Yes | Growatt New Energy Australia Pty Ltd
2022-05-13 | HBS3868 | Growatt ARK 12.8XH-A1 w/ Growatt MIN 2500TL-XA inverter, SDM-120 CT-MV 'smart controller' | 11.25 |  |  | Growatt | ARK 12.8XH-A1 | 1 | Growatt | Growatt MIN 2500TL-XA | Growatt | Yes | Yes | 2024-07-08 | 2024-07-08 |  | Yes | Yes | Growatt New Energy Australia Pty Ltd
2022-05-13 | HBS3869 | Growatt ARK 15.3XH-A1 w/ Growatt MIN 2500TL-XA inverter, SDM-120 CT-MV 'smart controller' | 13.5 |  |  | Growatt | ARK 15.3XH-A1 | 1 | Growatt | Growatt MIN 2500TL-XA | Growatt | Yes | Yes | 2024-07-08 | 2024-07-08 |  | Yes | Yes | Growatt New Energy Australia Pty Ltd
2022-05-13 | HBS3870 | Growatt ARK 17.9XH-A1 w/ Growatt MIN 2500TL-XA inverter, SDM-120 CT-MV 'smart controller' | 16.13 |  |  | Growatt | ARK 17.9XH-A1 | 1 | Growatt | Growatt MIN 2500TL-XA | Growatt | Yes | Yes | 2024-07-08 | 2024-07-08 |  | Yes | Yes | Growatt New Energy Australia Pty Ltd
2022-05-13 | HBS3872 | Growatt ARK 7.6XH-A1 w/ Growatt MIN 3000TL-XA inverter, SDM-120 CT-MV 'smart controller' | 6.75 |  |  | Growatt | ARK 7.6XH-A1 | 1 | Growatt | Growatt MIN 3000TL-XA | Growatt | Yes | Yes | 2024-07-08 | 2024-07-08 |  | Yes | Yes | Growatt New Energy Australia Pty Ltd
2022-05-13 | HBS3873 | Growatt ARK 10.2XH-A1 w/ Growatt MIN 3000TL-XA inverter, SDM-120 CT-MV 'smart controller' | 9 |  |  | Growatt | ARK 10.2XH-A1 | 1 | Growatt | Growatt MIN 3000TL-XA | Growatt | Yes | Yes | 2024-07-08 | 2024-07-08 |  | Yes | Yes | Growatt New Energy Australia Pty Ltd
2022-05-13 | HBS3874 | Growatt ARK 12.8XH-A1 w/ Growatt MIN 3000TL-XA inverter, SDM-120 CT-MV 'smart controller' | 11.25 |  |  | Growatt | ARK 12.8XH-A1 | 1 | Growatt | Growatt MIN 3000TL-XA | Growatt | Yes | Yes | 2024-07-08 | 2024-07-08 |  | Yes | Yes | Growatt New Energy Australia Pty Ltd
2022-05-13 | HBS3875 | Growatt ARK 15.3XH-A1 w/ Growatt MIN 3000TL-XA inverter, SDM-120 CT-MV 'smart controller' | 13.5 |  |  | Growatt | ARK 15.3XH-A1 | 1 | Growatt | Growatt MIN 3000TL-XA | Growatt | Yes | Yes | 2024-07-08 | 2024-07-08 |  | Yes | Yes | Growatt New Energy Australia Pty Ltd
2022-05-13 | HBS3876 | Growatt ARK 17.9XH-A1 w/ Growatt MIN 3000TL-XA inverter, SDM-120 CT-MV 'smart controller' | 16.13 |  |  | Growatt | ARK 17.9XH-A1 | 1 | Growatt | Growatt MIN 3000TL-XA | Growatt | Yes | Yes | 2024-07-08 | 2024-07-08 |  | Yes | Yes | Growatt New Energy Australia Pty Ltd
2022-05-13 | HBS3878 | Growatt ARK 7.6XH-A1 w/ Growatt MIN 3600TL-XA inverter, SDM-120 CT-MV 'smart controller' | 6.75 |  |  | Growatt | ARK 7.6XH-A1 | 1 | Growatt | Growatt MIN 3600TL-XA | Growatt | Yes | Yes | 2024-07-08 | 2024-07-08 |  | Yes | Yes | Growatt New Energy Australia Pty Ltd
2022-05-13 | HBS3879 | Growatt ARK 10.2XH-A1 w/ Growatt MIN 3600TL-XA inverter, SDM-120 CT-MV 'smart controller' | 9 |  |  | Growatt | ARK 10.2XH-A1 | 1 | Growatt | Growatt MIN 3600TL-XA | Growatt | Yes | Yes | 2024-07-08 | 2024-07-08 |  | Yes | Yes | Growatt New Energy Australia Pty Ltd
2022-05-13 | HBS3880 | Growatt ARK 12.8XH-A1 w/ Growatt MIN 3600TL-XA inverter, SDM-120 CT-MV 'smart controller' | 11.25 |  |  | Growatt | ARK 12.8XH-A1 | 1 | Growatt | Growatt MIN 3600TL-XA | Growatt | Yes | Yes | 2024-07-08 | 2024-07-08 |  | Yes | Yes | Growatt New Energy Australia Pty Ltd
2022-05-13 | HBS3881 | Growatt ARK 15.3XH-A1 w/ Growatt MIN 3600TL-XA inverter, SDM-120 CT-MV 'smart controller' | 13.5 |  |  | Growatt | ARK 15.3XH-A1 | 1 | Growatt | Growatt MIN 3600TL-XA | Growatt | Yes | Yes | 2024-07-08 | 2024-07-08 |  | Yes | Yes | Growatt New Energy Australia Pty Ltd
2022-05-13 | HBS3882 | Growatt ARK 17.9XH-A1 w/ Growatt MIN 3600TL-XA inverter, SDM-120 CT-MV 'smart controller' | 16.13 |  |  | Growatt | ARK 17.9XH-A1 | 1 | Growatt | Growatt MIN 3600TL-XA | Growatt | Yes | Yes | 2024-07-08 | 2024-07-08 |  | Yes | Yes | Growatt New Energy Australia Pty Ltd
2022-05-13 | HBS3884 | Growatt ARK 7.6XH-A1 w/ Growatt MIN 4200TL-XA inverter, SDM-120 CT-MV 'smart controller' | 6.75 |  |  | Growatt | ARK 7.6XH-A1 | 1 | Growatt | Growatt MIN 4200TL-XA | Growatt | Yes | Yes | 2024-07-08 | 2024-07-08 |  | Yes | Yes | Growatt New Energy Australia Pty Ltd
2022-05-13 | HBS3885 | Growatt ARK 10.2XH-A1 w/ Growatt MIN 4200TL-XA inverter, SDM-120 CT-MV 'smart controller' | 9 |  |  | Growatt | ARK 10.2XH-A1 | 1 | Growatt | Growatt MIN 4200TL-XA | Growatt | Yes | Yes | 2024-07-08 | 2024-07-08 |  | Yes | Yes | Growatt New Energy Australia Pty Ltd
2022-05-13 | HBS3886 | Growatt ARK 12.8XH-A1 w/ Growatt MIN 4200TL-XA inverter, SDM-120 CT-MV 'smart controller' | 11.25 |  |  | Growatt | ARK 12.8XH-A1 | 1 | Growatt | Growatt MIN 4200TL-XA | Growatt | Yes | Yes | 2024-07-08 | 2024-07-08 |  | Yes | Yes | Growatt New Energy Australia Pty Ltd
2022-05-13 | HBS3887 | Growatt ARK 15.3XH-A1 w/ Growatt MIN 4200TL-XA inverter, SDM-120 CT-MV 'smart controller' | 13.5 |  |  | Growatt | ARK 15.3XH-A1 | 1 | Growatt | Growatt MIN 4200TL-XA | Growatt | Yes | Yes | 2024-07-08 | 2024-07-08 |  | Yes | Yes | Growatt New Energy Australia Pty Ltd
2022-05-13 | HBS3888 | Growatt ARK 17.9XH-A1 w/ Growatt MIN 4200TL-XA inverter, SDM-120 CT-MV 'smart controller' | 16.13 |  |  | Growatt | ARK 17.9XH-A1 | 1 | Growatt | Growatt MIN 4200TL-XA | Growatt | Yes | Yes | 2024-07-08 | 2024-07-08 |  | Yes | Yes | Growatt New Energy Australia Pty Ltd
2022-05-13 | HBS3890 | Growatt ARK 7.6XH-A1 w/ Growatt MIN 4600TL-XA inverter, SDM-120 CT-MV 'smart controller' | 6.75 |  |  | Growatt | ARK 7.6XH-A1 | 1 | Growatt | Growatt MIN 4600TL-XA | Growatt | Yes | Yes | 2024-07-08 | 2024-07-08 |  | Yes | Yes | Growatt New Energy Australia Pty Ltd
2022-05-13 | HBS3891 | Growatt ARK 10.2XH-A1 w/ Growatt MIN 4600TL-XA inverter, SDM-120 CT-MV 'smart controller' | 9 |  |  | Growatt | ARK 10.2XH-A1 | 1 | Growatt | Growatt MIN 4600TL-XA | Growatt | Yes | Yes | 2024-07-08 | 2024-07-08 |  | Yes | Yes | Growatt New Energy Australia Pty Ltd
2022-05-13 | HBS3892 | Growatt ARK 12.8XH-A1 w/ Growatt MIN 4600TL-XA inverter, SDM-120 CT-MV 'smart controller' | 11.25 |  |  | Growatt | ARK 12.8XH-A1 | 1 | Growatt | Growatt MIN 4600TL-XA | Growatt | Yes | Yes | 2024-07-08 | 2024-07-08 |  | Yes | Yes | Growatt New Energy Australia Pty Ltd
2022-05-13 | HBS3893 | Growatt ARK 15.3XH-A1 w/ Growatt MIN 4600TL-XA inverter, SDM-120 CT-MV 'smart controller' | 13.5 |  |  | Growatt | ARK 15.3XH-A1 | 1 | Growatt | Growatt MIN 4600TL-XA | Growatt | Yes | Yes | 2024-07-08 | 2024-07-08 |  | Yes | Yes | Growatt New Energy Australia Pty Ltd
2022-05-13 | HBS3894 | Growatt ARK 17.9XH-A1 w/ Growatt MIN 4600TL-XA inverter, SDM-120 CT-MV 'smart controller' | 16.13 |  |  | Growatt | ARK 17.9XH-A1 | 1 | Growatt | Growatt MIN 4600TL-XA | Growatt | Yes | Yes | 2024-07-08 | 2024-07-08 |  | Yes | Yes | Growatt New Energy Australia Pty Ltd
2022-05-13 | HBS3896 | Growatt ARK 7.6XH-A1 w/ Growatt MIN 5000TL-XA inverter, SDM-120 CT-MV 'smart controller' | 6.75 |  |  | Growatt | ARK 7.6XH-A1 | 1 | Growatt | Growatt MIN 5000TL-XA | Growatt | Yes | Yes | 2024-07-08 | 2024-07-08 |  | Yes | Yes | Growatt New Energy Australia Pty Ltd
2022-05-13 | HBS3897 | Growatt ARK 10.2XH-A1 w/ Growatt MIN 5000TL-XA inverter, SDM-120 CT-MV 'smart controller' | 9 |  |  | Growatt | ARK 10.2XH-A1 | 1 | Growatt | Growatt MIN 5000TL-XA | Growatt | Yes | Yes | 2024-07-08 | 2024-07-08 |  | Yes | Yes | Growatt New Energy Australia Pty Ltd
2022-05-13 | HBS3898 | Growatt ARK 12.8XH-A1 w/ Growatt MIN 5000TL-XA inverter, SDM-120 CT-MV 'smart controller' | 11.25 |  |  | Growatt | ARK 12.8XH-A1 | 1 | Growatt | Growatt MIN 5000TL-XA | Growatt | Yes | Yes | 2024-07-08 | 2024-07-08 |  | Yes | Yes | Growatt New Energy Australia Pty Ltd
2022-05-13 | HBS3899 | Growatt ARK 15.3XH-A1 w/ Growatt MIN 5000TL-XA inverter, SDM-120 CT-MV 'smart controller' | 13.5 |  |  | Growatt | ARK 15.3XH-A1 | 1 | Growatt | Growatt MIN 5000TL-XA | Growatt | Yes | Yes | 2024-07-08 | 2024-07-08 |  | Yes | Yes | Growatt New Energy Australia Pty Ltd
2022-05-13 | HBS3900 | Growatt ARK 17.9XH-A1 w/ Growatt MIN 5000TL-XA inverter, SDM-120 CT-MV 'smart controller' | 16.13 |  |  | Growatt | ARK 17.9XH-A1 | 1 | Growatt | Growatt MIN 5000TL-XA | Growatt | Yes | Yes | 2024-07-08 | 2024-07-08 |  | Yes | Yes | Growatt New Energy Australia Pty Ltd
2022-05-13 | HBS3902 | Growatt ARK 7.6XH-A1 w/ Growatt MIN 6000TL-XA inverter, SDM-120 CT-MV 'smart controller' | 6.75 |  |  | Growatt | ARK 7.6XH-A1 | 1 | Growatt | Growatt MIN 6000TL-XA | Growatt | Yes | Yes | 2024-07-08 | 2024-07-08 |  | Yes | Yes | Growatt New Energy Australia Pty Ltd
2022-05-13 | HBS3903 | Growatt ARK 10.2XH-A1 w/ Growatt MIN 6000TL-XA inverter, SDM-120 CT-MV 'smart controller' | 9 |  |  | Growatt | ARK 10.2XH-A1 | 1 | Growatt | Growatt MIN 6000TL-XA | Growatt | Yes | Yes | 2024-07-08 | 2024-07-08 |  | Yes | Yes | Growatt New Energy Australia Pty Ltd
2022-05-13 | HBS3904 | Growatt ARK 12.8XH-A1 w/ Growatt MIN 6000TL-XA inverter, SDM-120 CT-MV 'smart controller' | 11.25 |  |  | Growatt | ARK 12.8XH-A1 | 1 | Growatt | Growatt MIN 6000TL-XA | Growatt | Yes | Yes | 2024-07-08 | 2024-07-08 |  | Yes | Yes | Growatt New Energy Australia Pty Ltd
2022-05-13 | HBS3905 | Growatt ARK 15.3XH-A1 w/ Growatt MIN 6000TL-XA inverter, SDM-120 CT-MV 'smart controller' | 13.5 |  |  | Growatt | ARK 15.3XH-A1 | 1 | Growatt | Growatt MIN 6000TL-XA | Growatt | Yes | Yes | 2024-07-08 | 2024-07-08 |  | Yes | Yes | Growatt New Energy Australia Pty Ltd
2022-05-13 | HBS3906 | Growatt ARK 17.9XH-A1 w/ Growatt MIN 6000TL-XA inverter, SDM-120 CT-MV 'smart controller' | 16.13 |  |  | Growatt | ARK 17.9XH-A1 | 1 | Growatt | Growatt MIN 6000TL-XA | Growatt | Yes | Yes | 2024-07-08 | 2024-07-08 |  | Yes | Yes | Growatt New Energy Australia Pty Ltd
2022-05-13 | HBS3908 | Growatt ARK 7.6XH-A1 w/ Growatt MIN 2500TL-XA inverter, SDM-630MCT 'smart controller' | 6.75 |  |  | Growatt | ARK 7.6XH-A1 | 1 | Growatt | Growatt MIN 2500TL-XA | Growatt | Yes | Yes | 2024-07-08 | 2024-07-08 |  | Yes | Yes | Growatt New Energy Australia Pty Ltd
2022-05-13 | HBS3909 | Growatt ARK 10.2XH-A1 w/ Growatt MIN 2500TL-XA inverter, SDM-630MCT 'smart controller' | 9 |  |  | Growatt | ARK 10.2XH-A1 | 1 | Growatt | Growatt MIN 2500TL-XA | Growatt | Yes | Yes | 2024-07-08 | 2024-07-08 |  | Yes | Yes | Growatt New Energy Australia Pty Ltd
2022-05-13 | HBS3910 | Growatt ARK 12.8XH-A1 w/ Growatt MIN 2500TL-XA inverter, SDM-630MCT 'smart controller' | 11.25 |  |  | Growatt | ARK 12.8XH-A1 | 1 | Growatt | Growatt MIN 2500TL-XA | Growatt | Yes | Yes | 2024-07-08 | 2024-07-08 |  | Yes | Yes | Growatt New Energy Australia Pty Ltd
2022-05-13 | HBS3911 | Growatt ARK 15.3XH-A1 w/ Growatt MIN 2500TL-XA inverter, SDM-630MCT 'smart controller' | 13.5 |  |  | Growatt | ARK 15.3XH-A1 | 1 | Growatt | Growatt MIN 2500TL-XA | Growatt | Yes | Yes | 2024-07-08 | 2024-07-08 |  | Yes | Yes | Growatt New Energy Australia Pty Ltd
2022-05-13 | HBS3912 | Growatt ARK 17.9XH-A1 w/ Growatt MIN 2500TL-XA inverter, SDM-630MCT 'smart controller' | 16.13 |  |  | Growatt | ARK 17.9XH-A1 | 1 | Growatt | Growatt MIN 2500TL-XA | Growatt | Yes | Yes | 2024-07-08 | 2024-07-08 |  | Yes | Yes | Growatt New Energy Australia Pty Ltd
2022-05-13 | HBS3914 | Growatt ARK 7.6XH-A1 w/ Growatt MIN 3000TL-XA inverter, SDM-630MCT 'smart controller' | 6.75 |  |  | Growatt | ARK 7.6XH-A1 | 1 | Growatt | Growatt MIN 3000TL-XA | Growatt | Yes | Yes | 2024-07-08 | 2024-07-08 |  | Yes | Yes | Growatt New Energy Australia Pty Ltd
2022-05-13 | HBS3915 | Growatt ARK 10.2XH-A1 w/ Growatt MIN 3000TL-XA inverter, SDM-630MCT 'smart controller' | 9 |  |  | Growatt | ARK 10.2XH-A1 | 1 | Growatt | Growatt MIN 3000TL-XA | Growatt | Yes | Yes | 2024-07-08 | 2024-07-08 |  | Yes | Yes | Growatt New Energy Australia Pty Ltd
2022-05-13 | HBS3916 | Growatt ARK 12.8XH-A1 w/ Growatt MIN 3000TL-XA inverter, SDM-630MCT 'smart controller' | 11.25 |  |  | Growatt | ARK 12.8XH-A1 | 1 | Growatt | Growatt MIN 3000TL-XA | Growatt | Yes | Yes | 2024-07-08 | 2024-07-08 |  | Yes | Yes | Growatt New Energy Australia Pty Ltd
2022-05-13 | HBS3917 | Growatt ARK 15.3XH-A1 w/ Growatt MIN 3000TL-XA inverter, SDM-630MCT 'smart controller' | 13.5 |  |  | Growatt | ARK 15.3XH-A1 | 1 | Growatt | Growatt MIN 3000TL-XA | Growatt | Yes | Yes | 2024-07-08 | 2024-07-08 |  | Yes | Yes | Growatt New Energy Australia Pty Ltd
2022-05-13 | HBS3918 | Growatt ARK 17.9XH-A1 w/ Growatt MIN 3000TL-XA inverter, SDM-630MCT 'smart controller' | 16.13 |  |  | Growatt | ARK 17.9XH-A1 | 1 | Growatt | Growatt MIN 3000TL-XA | Growatt | Yes | Yes | 2024-07-08 | 2024-07-08 |  | Yes | Yes | Growatt New Energy Australia Pty Ltd
2022-05-13 | HBS3920 | Growatt ARK 7.6XH-A1 w/ Growatt MIN 3600TL-XA inverter, SDM-630MCT 'smart controller' | 6.75 |  |  | Growatt | ARK 7.6XH-A1 | 1 | Growatt | Growatt MIN 3600TL-XA | Growatt | Yes | Yes | 2024-07-08 | 2024-07-08 |  | Yes | Yes | Growatt New Energy Australia Pty Ltd
2022-05-13 | HBS3921 | Growatt ARK 10.2XH-A1 w/ Growatt MIN 3600TL-XA inverter, SDM-630MCT 'smart controller' | 9 |  |  | Growatt | ARK 10.2XH-A1 | 1 | Growatt | Growatt MIN 3600TL-XA | Growatt | Yes | Yes | 2024-07-08 | 2024-07-08 |  | Yes | Yes | Growatt New Energy Australia Pty Ltd
2022-05-13 | HBS3922 | Growatt ARK 12.8XH-A1 w/ Growatt MIN 3600TL-XA inverter, SDM-630MCT 'smart controller' | 11.25 |  |  | Growatt | ARK 12.8XH-A1 | 1 | Growatt | Growatt MIN 3600TL-XA | Growatt | Yes | Yes | 2024-07-08 | 2024-07-08 |  | Yes | Yes | Growatt New Energy Australia Pty Ltd
2022-05-13 | HBS3923 | Growatt ARK 15.3XH-A1 w/ Growatt MIN 3600TL-XA inverter, SDM-630MCT 'smart controller' | 13.5 |  |  | Growatt | ARK 15.3XH-A1 | 1 | Growatt | Growatt MIN 3600TL-XA | Growatt | Yes | Yes | 2024-07-08 | 2024-07-08 |  | Yes | Yes | Growatt New Energy Australia Pty Ltd
2022-05-13 | HBS3924 | Growatt ARK 17.9XH-A1 w/ Growatt MIN 3600TL-XA inverter, SDM-630MCT 'smart controller' | 16.13 |  |  | Growatt | ARK 17.9XH-A1 | 1 | Growatt | Growatt MIN 3600TL-XA | Growatt | Yes | Yes | 2024-07-08 | 2024-07-08 |  | Yes | Yes | Growatt New Energy Australia Pty Ltd
2022-05-13 | HBS3926 | Growatt ARK 7.6XH-A1 w/ Growatt MIN 4200TL-XA inverter, SDM-630MCT 'smart controller' | 6.75 |  |  | Growatt | ARK 7.6XH-A1 | 1 | Growatt | Growatt MIN 4200TL-XA | Growatt | Yes | Yes | 2024-07-08 | 2024-07-08 |  | Yes | Yes | Growatt New Energy Australia Pty Ltd
2022-05-13 | HBS3927 | Growatt ARK 10.2XH-A1 w/ Growatt MIN 4200TL-XA inverter, SDM-630MCT 'smart controller' | 9 |  |  | Growatt | ARK 10.2XH-A1 | 1 | Growatt | Growatt MIN 4200TL-XA | Growatt | Yes | Yes | 2024-07-08 | 2024-07-08 |  | Yes | Yes | Growatt New Energy Australia Pty Ltd
2022-05-13 | HBS3928 | Growatt ARK 12.8XH-A1 w/ Growatt MIN 4200TL-XA inverter, SDM-630MCT 'smart controller' | 11.25 |  |  | Growatt | ARK 12.8XH-A1 | 1 | Growatt | Growatt MIN 4200TL-XA | Growatt | Yes | Yes | 2024-07-08 | 2024-07-08 |  | Yes | Yes | Growatt New Energy Australia Pty Ltd
2022-05-13 | HBS3929 | Growatt ARK 15.3XH-A1 w/ Growatt MIN 4200TL-XA inverter, SDM-630MCT 'smart controller' | 13.5 |  |  | Growatt | ARK 15.3XH-A1 | 1 | Growatt | Growatt MIN 4200TL-XA | Growatt | Yes | Yes | 2024-07-08 | 2024-07-08 |  | Yes | Yes | Growatt New Energy Australia Pty Ltd
2022-05-13 | HBS3930 | Growatt ARK 17.9XH-A1 w/ Growatt MIN 4200TL-XA inverter, SDM-630MCT 'smart controller' | 16.13 |  |  | Growatt | ARK 17.9XH-A1 | 1 | Growatt | Growatt MIN 4200TL-XA | Growatt | Yes | Yes | 2024-07-08 | 2024-07-08 |  | Yes | Yes | Growatt New Energy Australia Pty Ltd
2022-05-13 | HBS3932 | Growatt ARK 7.6XH-A1 w/ Growatt MIN 4600TL-XA inverter, SDM-630MCT 'smart controller' | 6.75 |  |  | Growatt | ARK 7.6XH-A1 | 1 | Growatt | Growatt MIN 4600TL-XA | Growatt | Yes | Yes | 2024-07-08 | 2024-07-08 |  | Yes | Yes | Growatt New Energy Australia Pty Ltd
2022-05-13 | HBS3933 | Growatt ARK 10.2XH-A1 w/ Growatt MIN 4600TL-XA inverter, SDM-630MCT 'smart controller' | 9 |  |  | Growatt | ARK 10.2XH-A1 | 1 | Growatt | Growatt MIN 4600TL-XA | Growatt | Yes | Yes | 2024-07-08 | 2024-07-08 |  | Yes | Yes | Growatt New Energy Australia Pty Ltd
2022-05-13 | HBS3934 | Growatt ARK 12.8XH-A1 w/ Growatt MIN 4600TL-XA inverter, SDM-630MCT 'smart controller' | 11.25 |  |  | Growatt | ARK 12.8XH-A1 | 1 | Growatt | Growatt MIN 4600TL-XA | Growatt | Yes | Yes | 2024-07-08 | 2024-07-08 |  | Yes | Yes | Growatt New Energy Australia Pty Ltd
2022-05-13 | HBS3935 | Growatt ARK 15.3XH-A1 w/ Growatt MIN 4600TL-XA inverter, SDM-630MCT 'smart controller' | 13.5 |  |  | Growatt | ARK 15.3XH-A1 | 1 | Growatt | Growatt MIN 4600TL-XA | Growatt | Yes | Yes | 2024-07-08 | 2024-07-08 |  | Yes | Yes | Growatt New Energy Australia Pty Ltd
2022-05-13 | HBS3936 | Growatt ARK 17.9XH-A1 w/ Growatt MIN 4600TL-XA inverter, SDM-630MCT 'smart controller' | 16.13 |  |  | Growatt | ARK 17.9XH-A1 | 1 | Growatt | Growatt MIN 4600TL-XA | Growatt | Yes | Yes | 2024-07-08 | 2024-07-08 |  | Yes | Yes | Growatt New Energy Australia Pty Ltd
2022-05-13 | HBS3938 | Growatt ARK 7.6XH-A1 w/ Growatt MIN 5000TL-XA inverter, SDM-630MCT 'smart controller' | 6.75 |  |  | Growatt | ARK 7.6XH-A1 | 1 | Growatt | Growatt MIN 5000TL-XA | Growatt | Yes | Yes | 2024-07-08 | 2024-07-08 |  | Yes | Yes | Growatt New Energy Australia Pty Ltd
2022-05-13 | HBS3939 | Growatt ARK 10.2XH-A1 w/ Growatt MIN 5000TL-XA inverter, SDM-630MCT 'smart controller' | 9 |  |  | Growatt | ARK 10.2XH-A1 | 1 | Growatt | Growatt MIN 5000TL-XA | Growatt | Yes | Yes | 2024-07-08 | 2024-07-08 |  | Yes | Yes | Growatt New Energy Australia Pty Ltd
2022-05-13 | HBS3940 | Growatt ARK 12.8XH-A1 w/ Growatt MIN 5000TL-XA inverter, SDM-630MCT 'smart controller' | 11.25 |  |  | Growatt | ARK 12.8XH-A1 | 1 | Growatt | Growatt MIN 5000TL-XA | Growatt | Yes | Yes | 2024-07-08 | 2024-07-08 |  | Yes | Yes | Growatt New Energy Australia Pty Ltd
2022-05-13 | HBS3941 | Growatt ARK 15.3XH-A1 w/ Growatt MIN 5000TL-XA inverter, SDM-630MCT 'smart controller' | 13.5 |  |  | Growatt | ARK 15.3XH-A1 | 1 | Growatt | Growatt MIN 5000TL-XA | Growatt | Yes | Yes | 2024-07-08 | 2024-07-08 |  | Yes | Yes | Growatt New Energy Australia Pty Ltd
2022-05-13 | HBS3942 | Growatt ARK 17.9XH-A1 w/ Growatt MIN 5000TL-XA inverter, SDM-630MCT 'smart controller' | 16.13 |  |  | Growatt | ARK 17.9XH-A1 | 1 | Growatt | Growatt MIN 5000TL-XA | Growatt | Yes | Yes | 2024-07-08 | 2024-07-08 |  | Yes | Yes | Growatt New Energy Australia Pty Ltd
2022-05-13 | HBS3944 | Growatt ARK 7.6XH-A1 w/ Growatt MIN 6000TL-XA inverter, SDM-630MCT 'smart controller' | 6.75 |  |  | Growatt | ARK 7.6XH-A1 | 1 | Growatt | Growatt MIN 6000TL-XA | Growatt | Yes | Yes | 2024-07-08 | 2024-07-08 |  | Yes | Yes | Growatt New Energy Australia Pty Ltd
2022-05-13 | HBS3945 | Growatt ARK 10.2XH-A1 w/ Growatt MIN 6000TL-XA inverter, SDM-630MCT 'smart controller' | 9 |  |  | Growatt | ARK 10.2XH-A1 | 1 | Growatt | Growatt MIN 6000TL-XA | Growatt | Yes | Yes | 2024-07-08 | 2024-07-08 |  | Yes | Yes | Growatt New Energy Australia Pty Ltd
2022-05-13 | HBS3946 | Growatt ARK 12.8XH-A1 w/ Growatt MIN 6000TL-XA inverter, SDM-630MCT 'smart controller' | 11.25 |  |  | Growatt | ARK 12.8XH-A1 | 1 | Growatt | Growatt MIN 6000TL-XA | Growatt | Yes | Yes | 2024-07-08 | 2024-07-08 |  | Yes | Yes | Growatt New Energy Australia Pty Ltd
2022-05-13 | HBS3947 | Growatt ARK 15.3XH-A1 w/ Growatt MIN 6000TL-XA inverter, SDM-630MCT 'smart controller' | 13.5 |  |  | Growatt | ARK 15.3XH-A1 | 1 | Growatt | Growatt MIN 6000TL-XA | Growatt | Yes | Yes | 2024-07-08 | 2024-07-08 |  | Yes | Yes | Growatt New Energy Australia Pty Ltd
2022-05-13 | HBS3948 | Growatt ARK 17.9XH-A1 w/ Growatt MIN 6000TL-XA inverter, SDM-630MCT 'smart controller' | 16.13 |  |  | Growatt | ARK 17.9XH-A1 | 1 | Growatt | Growatt MIN 6000TL-XA | Growatt | Yes | Yes | 2024-07-08 | 2024-07-08 |  | Yes | Yes | Growatt New Energy Australia Pty Ltd
2022-05-27 | HBS3949 | LG Energy Solution RESU 12 w/ Selectronic SPMC481-AU inverter | 11.7 |  |  | LG Energy Solution | RESU 12 | 1 | Selectronic | SPMC481-AU | LG Energy Solution | Yes | Yes | 2025-04-08 | 2025-04-08 |  | No | Yes | Selectronic Australia Pty Ltd
2022-05-27 | HBS3950 | LG Energy Solution RESU 12 w/ Selectronic SPMC482-AU inverter | 11.7 |  |  | LG Energy Solution | RESU 12 | 1 | Selectronic | SPMC482-AU | LG Energy Solution | Yes | Yes | 2025-04-08 | 2025-04-08 |  | No | Yes | Selectronic Australia Pty Ltd
2022-05-27 | HBS3951 | Sungrow SBR128 w/ Sungrow SG5.0RS-ADA inverter | 12.8 |  |  | Sungrow | SBR128 | 1 | Sungrow | SG5.0RS-ADA | Sungrow | Yes | Yes | 2025-04-12 | 2025-04-12 |  | Yes | Yes | Sungrow Australia Group Pty Ltd
2022-05-27 | HBS3952 | Redback SB9600 Smart Battery | 8.64 | Redback Operations Pty Ltd | SB9600 |  |  | 1 |  |  | Redback | Yes | Yes | 2025-05-10 | 2025-05-10 |  | Yes | N/A | Redback Operations Pty Ltd
2022-05-27 | HBS3953 | Redback SB14200 Smart Battery | 12.78 | Redback Operations Pty Ltd | SB14200 |  |  | 1 |  |  | Redback | Yes | Yes | 2025-05-10 | 2025-05-10 |  | Yes | N/A | Redback Operations Pty Ltd
2022-06-03 | HBS3954 | LG Energy Solution RESU 12 w/ GW5000S-BP inverter, GM-3000 'smart controller' | 11.7 |  |  | LG Energy Solution | RESU 12 | 1 | GoodWe | GW5000S-BP | LG Energy Solution | Yes | Yes | 2025-03-02 | 2025-03-02 |  | No | Yes | GoodWe Australia Pty Ltd
2022-06-17 | HBS3955 | LG Energy Solution RESU 10H Prime w/ GEH5.0-1U-10 inverter, GM-1000 'smart controller' | 9.6 |  |  | LG Energy Solution | RESU 10H Prime | 1 | GoodWe | GEH5.0-1U-10 | LG Energy Solution | Yes | Yes | 2025-05-04 | 2025-05-04 |  | No | Yes | GoodWe Australia Pty Ltd
2022-06-17 | HBS3956 | LG Energy Solution RESU 10H Prime w/ GEH8.6-1U-10 inverter, GM-1000 'smart controller' | 9.6 |  |  | LG Energy Solution | RESU 10H Prime | 1 | GoodWe | GEH8.6-1U-10 | LG Energy Solution | Yes | Yes | 2025-05-04 | 2025-05-04 |  | No | Yes | GoodWe Australia Pty Ltd
2022-06-17 | HBS3957 | LG Energy Solution RESU 10H Prime w/ GEH10-1U-10 inverter, GM-1000 'smart controller' | 9.6 |  |  | LG Energy Solution | RESU 10H Prime | 1 | GoodWe | GEH10-1U-10 | LG Energy Solution | Yes | Yes | 2025-05-04 | 2025-05-04 |  | No | Yes | GoodWe Australia Pty Ltd
2022-06-17 | HBS3958 | LG Energy Solution RESU 16H Prime w/ GEH5.0-1U-10 inverter, GM-1000 'smart controller' | 16 |  |  | LG Energy Solution | RESU 16H Prime | 1 | GoodWe | GEH5.0-1U-10 | LG Energy Solution | Yes | Yes | 2025-05-04 | 2025-05-04 |  | No | Yes | GoodWe Australia Pty Ltd
2022-06-17 | HBS3959 | LG Energy Solution RESU 16H Prime w/ GEH8.6-1U-10 inverter, GM-1000 'smart controller' | 16 |  |  | LG Energy Solution | RESU 16H Prime | 1 | GoodWe | GEH8.6-1U-10 | LG Energy Solution | Yes | Yes | 2025-05-04 | 2025-05-04 |  | No | Yes | GoodWe Australia Pty Ltd
2022-06-17 | HBS3960 | LG Energy Solution RESU 16H Prime w/ GEH10-1U-10 inverter, GM-1000 'smart controller' | 16 |  |  | LG Energy Solution | RESU 16H Prime | 1 | GoodWe | GEH10-1U-10 | LG Energy Solution | Yes | Yes | 2025-05-04 | 2025-05-04 |  | No | Yes | GoodWe Australia Pty Ltd
2022-06-17 | HBS3961 | LG Energy Solution RESU 10H Prime w/ GEH5.0-1U-10 inverter, GM-3000 'smart controller' | 19.2 |  |  | LG Energy Solution | RESU 10H Prime | 2 | GoodWe | GEH5.0-1U-10 | LG Energy Solution | Yes | Yes | 2025-05-04 | 2025-05-04 |  | No | Yes | GoodWe Australia Pty Ltd
2022-06-17 | HBS3962 | LG Energy Solution RESU 10H Prime w/ GEH8.6-1U-10 inverter, GM-3000 'smart controller' | 19.2 |  |  | LG Energy Solution | RESU 10H Prime | 2 | GoodWe | GEH8.6-1U-10 | LG Energy Solution | Yes | Yes | 2025-05-04 | 2025-05-04 |  | No | Yes | GoodWe Australia Pty Ltd
2022-06-17 | HBS3963 | LG Energy Solution RESU 10H Prime w/ GEH10-1U-10 inverter, GM-3000 'smart controller' | 19.2 |  |  | LG Energy Solution | RESU 10H Prime | 2 | GoodWe | GEH10-1U-10 | LG Energy Solution | Yes | Yes | 2025-05-04 | 2025-05-04 |  | No | Yes | GoodWe Australia Pty Ltd
2022-06-17 | HBS3964 | LG Energy Solution RESU 16H Prime w/ GEH5.0-1U-10 inverter, GM-3000 'smart controller' | 32 |  |  | LG Energy Solution | RESU 16H Prime | 2 | GoodWe | GEH5.0-1U-10 | LG Energy Solution | Yes | Yes | 2025-05-04 | 2025-05-04 |  | No | Yes | GoodWe Australia Pty Ltd
2022-06-17 | HBS3965 | LG Energy Solution RESU 16H Prime w/ GEH8.6-1U-10 inverter, GM-3000 'smart controller' | 32 |  |  | LG Energy Solution | RESU 16H Prime | 2 | GoodWe | GEH8.6-1U-10 | LG Energy Solution | Yes | Yes | 2025-05-04 | 2025-05-04 |  | No | Yes | GoodWe Australia Pty Ltd
2022-06-17 | HBS3966 | LG Energy Solution RESU 16H Prime w/ GEH10-1U-10 inverter, GM-3000 'smart controller' | 32 |  |  | LG Energy Solution | RESU 16H Prime | 2 | GoodWe | GEH10-1U-10 | LG Energy Solution | Yes | Yes | 2025-05-04 | 2025-05-04 |  | No | Yes | GoodWe Australia Pty Ltd
2022-06-17 | HBS3967 | Alpha ESS SMILE-BAT-8.2 PH w/ SMILE-T10-HV-INV inverter | 7.8 |  |  | Alpha ESS | SMILE-BAT-8.2 PH | 1 | Alpha ESS | SMILE-T10-HV-INV | Alpha ESS | Yes | Yes | 2025-03-03 | 2025-03-03 |  | Yes | Yes | ALPHA ESS AUSTRALIA PTY. LTD.
2022-06-17 | HBS3968 | Alpha ESS SMILE-BAT-8.2 PH II w/ SMILE-T10-HV-INV inverter | 15.6 |  |  | Alpha ESS | SMILE-BAT-8.2 PH II | 1 | Alpha ESS | SMILE-T10-HV-INV | Alpha ESS | Yes | Yes | 2025-03-03 | 2025-03-03 |  | Yes | Yes | ALPHA ESS AUSTRALIA PTY. LTD.
2022-06-17 | HBS3969 | Alpha ESS SMILE-BAT-8.2 PH III w/ SMILE-T10-HV-INV inverter | 23.4 |  |  | Alpha ESS | SMILE-BAT-8.2 PH III | 1 | Alpha ESS | SMILE-T10-HV-INV | Alpha ESS | Yes | Yes | 2025-03-03 | 2025-03-03 |  | Yes | Yes | ALPHA ESS AUSTRALIA PTY. LTD.
2022-06-17 | HBS3970 | Alpha ESS SMILE-BAT-8.2 PH IV w/ SMILE-T10-HV-INV inverter | 31.2 |  |  | Alpha ESS | SMILE-BAT-8.2 PH IV | 1 | Alpha ESS | SMILE-T10-HV-INV | Alpha ESS | Yes | Yes | 2025-03-03 | 2025-03-03 |  | Yes | Yes | ALPHA ESS AUSTRALIA PTY. LTD.
2022-06-17 | HBS3971 | Alpha ESS SMILE-BAT-8.2 PH V w/ SMILE-T10-HV-INV inverter | 39 |  |  | Alpha ESS | SMILE-BAT-8.2 PH V | 1 | Alpha ESS | SMILE-T10-HV-INV | Alpha ESS | Yes | Yes | 2025-03-03 | 2025-03-03 |  | Yes | Yes | ALPHA ESS AUSTRALIA PTY. LTD.
2022-06-17 | HBS3972 | Alpha ESS SMILE-BAT-8.2 PH VI w/ SMILE-T10-HV-INV inverter | 46.7 |  |  | Alpha ESS | SMILE-BAT-8.2 PH VI | 1 | Alpha ESS | SMILE-T10-HV-INV | Alpha ESS | Yes | Yes | 2025-03-03 | 2025-03-03 |  | No | Yes | ALPHA ESS AUSTRALIA PTY. LTD.
2022-06-17 | HBS3973 | LG Energy Solution RESU 10H Prime (x1) w/ SolarEdge SE8250H-AUS3MBX14 inverter, SolarEdge 'SE Meter', | 9.6 |  |  | LG Energy Solution | RESU 10H Prime | 1 | SolarEdge | SE8250H-AUS3MBX14 | LG Energy Solution | Yes | Yes | 2024-12-10 | 2024-12-10 |  | No | Yes | SolarEdge Technologies (Australia) Pty Ltd
2022-06-17 | HBS3974 | LG Energy Solution RESU 10H Prime (x1) w/ SolarEdge SE10000H-AUS3MBX14 inverter, SolarEdge 'SE Meter', | 9.6 |  |  | LG Energy Solution | RESU 10H Prime | 1 | SolarEdge | SE10000H-AUS3MBX14 | LG Energy Solution | Yes | Yes | 2024-12-10 | 2024-12-10 |  | No | Yes | SolarEdge Technologies (Australia) Pty Ltd
2022-06-17 | HBS3975 | LG Energy Solution RESU 10H Prime (x2) w/ SolarEdge SE8250H-AUS3MBX14 inverter, SolarEdge 'SE Meter', | 18.6 |  |  | LG Energy Solution | RESU 10H Prime | 2 | SolarEdge | SE8250H-AUS3MBX14 | LG Energy Solution | Yes | Yes | 2024-12-10 | 2024-12-10 |  | No | Yes | SolarEdge Technologies (Australia) Pty Ltd
2022-06-17 | HBS3976 | LG Energy Solution RESU 10H Prime (x2) w/ SolarEdge SE10000H-AUS3MBX14 inverter, SolarEdge 'SE Meter', | 18.6 |  |  | LG Energy Solution | RESU 10H Prime | 2 | SolarEdge | SE10000H-AUS3MBX14 | LG Energy Solution | Yes | Yes | 2024-12-10 | 2024-12-10 |  | No | Yes | SolarEdge Technologies (Australia) Pty Ltd
2022-06-17 | HBS3977 | LG Energy Solution RESU 16H Prime (x1) w/ SolarEdge SE8250H-AUS3MBX14 inverter, SolarEdge 'SE Meter', | 16 |  |  | LG Energy Solution | RESU 16H Prime | 1 | SolarEdge | SE8250H-AUS3MBX14 | LG Energy Solution | Yes | Yes | 2024-12-10 | 2024-12-10 |  | No | Yes | SolarEdge Technologies (Australia) Pty Ltd
2022-06-17 | HBS3978 | LG Energy Solution RESU 16H Prime (x1) w/ SolarEdge SE10000H-AUS3MBX14 inverter, SolarEdge 'SE Meter', | 16 |  |  | LG Energy Solution | RESU 16H Prime | 1 | SolarEdge | SE10000H-AUS3MBX14 | LG Energy Solution | Yes | Yes | 2024-12-10 | 2024-12-10 |  | No | Yes | SolarEdge Technologies (Australia) Pty Ltd
2022-06-17 | HBS3979 | LG Energy Solution RESU 16H Prime (x2) w/ SolarEdge SE8250H-AUS3MBX14 inverter, SolarEdge 'SE Meter', | 32 |  |  | LG Energy Solution | RESU 16H Prime | 2 | SolarEdge | SE8250H-AUS3MBX14 | LG Energy Solution | Yes | Yes | 2024-12-10 | 2024-12-10 |  | No | Yes | SolarEdge Technologies (Australia) Pty Ltd
2022-06-17 | HBS3980 | LG Energy Solution RESU 16H Prime (x2) w/ SolarEdge SE10000H-AUS3MBX14 inverter, SolarEdge 'SE Meter', | 32 |  |  | LG Energy Solution | RESU 16H Prime | 2 | SolarEdge | SE10000H-AUS3MBX14 | LG Energy Solution | Yes | Yes | 2024-12-10 | 2024-12-10 |  | No | Yes | SolarEdge Technologies (Australia) Pty Ltd
2022-06-17 | HBS3981 | LG Energy Solution RESU 16H Prime (x2) w/ SolarEdge SE5000H-AUS3MBX14 inverter, SolarEdge 'SE Meter', | 32 |  |  | LG Energy Solution | RESU 16H Prime | 2 | SolarEdge | SE5000H-AUS3MBX14 | LG Energy Solution | Yes | Yes | 2024-12-10 | 2024-12-10 |  | No | Yes | SolarEdge Technologies (Australia) Pty Ltd
2022-06-17 | HBS3982 | LG Energy Solution RESU 16H Prime (x2) w/ SolarEdge SE5000H-AUS3MBX14 inverter, SolarEdge 'SE Meter', | 32 |  |  | LG Energy Solution | RESU 16H Prime | 2 | SolarEdge | SE5000H-AUS3MBX14 | LG Energy Solution | Yes | Yes | 2024-12-10 | 2024-12-10 |  | No | Yes | SolarEdge Technologies (Australia) Pty Ltd
2022-06-17 | HBS3985 | Jinko JKS-B51150-BI w/ JKS-3HLVS-ABI inverter, SDM-120 CT-MV 'smart controller' | 6.9 |  |  | Jinko | JKS-B51150-BI | 1 | Jinko | JKS-3HLVS-ABI | Jinko | Yes | Yes | 2025-06-03 | 2025-06-03 |  | No | Yes | JINKO SOLAR AUSTRALIA HOLDINGS CO. PTY LTD
2022-06-17 | HBS3986 | Jinko JKS-B51200-BI w/ JKS-3HLVS-ABI inverter, SDM-120 CT-MV 'smart controller' | 9.2 |  |  | Jinko | JKS-B51200-BI | 1 | Jinko | JKS-3HLVS-ABI | Jinko | Yes | Yes | 2025-06-03 | 2025-06-03 |  | No | Yes | JINKO SOLAR AUSTRALIA HOLDINGS CO. PTY LTD
2022-06-17 | HBS3987 | Jinko JKS-B51250-BI w/ JKS-3HLVS-ABI inverter, SDM-120 CT-MV 'smart controller' | 11.5 |  |  | Jinko | JKS-B51250-BI | 1 | Jinko | JKS-3HLVS-ABI | Jinko | Yes | Yes | 2025-06-03 | 2025-06-03 |  | No | Yes | JINKO SOLAR AUSTRALIA HOLDINGS CO. PTY LTD
2022-06-17 | HBS3988 | Jinko JKS-B51300-BI w/ JKS-3HLVS-ABI inverter, SDM-120 CT-MV 'smart controller' | 13.8 |  |  | Jinko | JKS-B51300-BI | 1 | Jinko | JKS-3HLVS-ABI | Jinko | Yes | Yes | 2025-06-03 | 2025-06-03 |  | No | Yes | JINKO SOLAR AUSTRALIA HOLDINGS CO. PTY LTD
2022-06-17 | HBS3989 | Jinko JKS-B51350-BI w/ JKS-3HLVS-ABI inverter, SDM-120 CT-MV 'smart controller' | 16.1 |  |  | Jinko | JKS-B51350-BI | 1 | Jinko | JKS-3HLVS-ABI | Jinko | Yes | Yes | 2025-06-03 | 2025-06-03 |  | No | Yes | JINKO SOLAR AUSTRALIA HOLDINGS CO. PTY LTD
2022-06-17 | HBS3990 | Jinko JKS-B51400-BI w/ JKS-3HLVS-ABI inverter, SDM-120 CT-MV 'smart controller' | 18.4 |  |  | Jinko | JKS-B51400-BI | 1 | Jinko | JKS-3HLVS-ABI | Jinko | Yes | Yes | 2025-06-03 | 2025-06-03 |  | No | Yes | JINKO SOLAR AUSTRALIA HOLDINGS CO. PTY LTD
2022-06-17 | HBS3991 | Jinko JKS-B51450-BI w/ JKS-3HLVS-ABI inverter, SDM-120 CT-MV 'smart controller' | 20.7 |  |  | Jinko | JKS-B51450-BI | 1 | Jinko | JKS-3HLVS-ABI | Jinko | Yes | Yes | 2025-06-03 | 2025-06-03 |  | No | Yes | JINKO SOLAR AUSTRALIA HOLDINGS CO. PTY LTD
2022-06-17 | HBS3992 | Jinko JKS-B51500-BI w/ JKS-3HLVS-ABI inverter, SDM-120 CT-MV 'smart controller' | 23 |  |  | Jinko | JKS-B51500-BI | 1 | Jinko | JKS-3HLVS-ABI | Jinko | Yes | Yes | 2025-06-03 | 2025-06-03 |  | No | Yes | JINKO SOLAR AUSTRALIA HOLDINGS CO. PTY LTD
2022-06-17 | HBS3995 | Jinko JKS-B51150-BI w/ JKS-3.6HLVS-ABI inverter, SDM-120 CT-MV 'smart controller' | 6.9 |  |  | Jinko | JKS-B51150-BI | 1 | Jinko | JKS-3.6HLVS-ABI | Jinko | Yes | Yes | 2025-06-03 | 2025-06-03 |  | No | Yes | JINKO SOLAR AUSTRALIA HOLDINGS CO. PTY LTD
2022-06-17 | HBS3996 | Jinko JKS-B51200-BI w/ JKS-3.6HLVS-ABI inverter, SDM-120 CT-MV 'smart controller' | 9.2 |  |  | Jinko | JKS-B51200-BI | 1 | Jinko | JKS-3.6HLVS-ABI | Jinko | Yes | Yes | 2025-06-03 | 2025-06-03 |  | No | Yes | JINKO SOLAR AUSTRALIA HOLDINGS CO. PTY LTD
2022-06-17 | HBS3997 | Jinko JKS-B51250-BI w/ JKS-3.6HLVS-ABI inverter, SDM-120 CT-MV 'smart controller' | 11.5 |  |  | Jinko | JKS-B51250-BI | 1 | Jinko | JKS-3.6HLVS-ABI | Jinko | Yes | Yes | 2025-06-03 | 2025-06-03 |  | No | Yes | JINKO SOLAR AUSTRALIA HOLDINGS CO. PTY LTD
2022-06-17 | HBS3998 | Jinko JKS-B51300-BI w/ JKS-3.6HLVS-ABI inverter, SDM-120 CT-MV 'smart controller' | 13.8 |  |  | Jinko | JKS-B51300-BI | 1 | Jinko | JKS-3.6HLVS-ABI | Jinko | Yes | Yes | 2025-06-03 | 2025-06-03 |  | No | Yes | JINKO SOLAR AUSTRALIA HOLDINGS CO. PTY LTD
2022-06-17 | HBS3999 | Jinko JKS-B51350-BI w/ JKS-3.6HLVS-ABI inverter, SDM-120 CT-MV 'smart controller' | 16.1 |  |  | Jinko | JKS-B51350-BI | 1 | Jinko | JKS-3.6HLVS-ABI | Jinko | Yes | Yes | 2025-06-03 | 2025-06-03 |  | No | Yes | JINKO SOLAR AUSTRALIA HOLDINGS CO. PTY LTD
2022-06-17 | HBS4000 | Jinko JKS-B51400-BI w/ JKS-3.6HLVS-ABI inverter, SDM-120 CT-MV 'smart controller' | 18.4 |  |  | Jinko | JKS-B51400-BI | 1 | Jinko | JKS-3.6HLVS-ABI | Jinko | Yes | Yes | 2025-06-03 | 2025-06-03 |  | No | Yes | JINKO SOLAR AUSTRALIA HOLDINGS CO. PTY LTD
2022-06-17 | HBS4001 | Jinko JKS-B51450-BI w/ JKS-3.6HLVS-ABI inverter, SDM-120 CT-MV 'smart controller' | 20.7 |  |  | Jinko | JKS-B51450-BI | 1 | Jinko | JKS-3.6HLVS-ABI | Jinko | Yes | Yes | 2025-06-03 | 2025-06-03 |  | No | Yes | JINKO SOLAR AUSTRALIA HOLDINGS CO. PTY LTD
2022-06-17 | HBS4002 | Jinko JKS-B51500-BI w/ JKS-3.6HLVS-ABI inverter, SDM-120 CT-MV 'smart controller' | 23 |  |  | Jinko | JKS-B51500-BI | 1 | Jinko | JKS-3.6HLVS-ABI | Jinko | Yes | Yes | 2025-06-03 | 2025-06-03 |  | No | Yes | JINKO SOLAR AUSTRALIA HOLDINGS CO. PTY LTD
2022-06-17 | HBS4005 | Jinko JKS-B51150-BI w/ JKS-4HLVS-ABI inverter, SDM-120 CT-MV 'smart controller' | 6.9 |  |  | Jinko | JKS-B51150-BI | 1 | Jinko | JKS-4HLVS-ABI | Jinko | Yes | Yes | 2025-06-03 | 2025-06-03 |  | No | Yes | JINKO SOLAR AUSTRALIA HOLDINGS CO. PTY LTD
2022-06-17 | HBS4006 | Jinko JKS-B51200-BI w/ JKS-4HLVS-ABI inverter, SDM-120 CT-MV 'smart controller' | 9.2 |  |  | Jinko | JKS-B51200-BI | 1 | Jinko | JKS-4HLVS-ABI | Jinko | Yes | Yes | 2025-06-03 | 2025-06-03 |  | No | Yes | JINKO SOLAR AUSTRALIA HOLDINGS CO. PTY LTD
2022-06-17 | HBS4007 | Jinko JKS-B51250-BI w/ JKS-4HLVS-ABI inverter, SDM-120 CT-MV 'smart controller' | 11.5 |  |  | Jinko | JKS-B51250-BI | 1 | Jinko | JKS-4HLVS-ABI | Jinko | Yes | Yes | 2025-06-03 | 2025-06-03 |  | No | Yes | JINKO SOLAR AUSTRALIA HOLDINGS CO. PTY LTD
2022-06-17 | HBS4008 | Jinko JKS-B51300-BI w/ JKS-4HLVS-ABI inverter, SDM-120 CT-MV 'smart controller' | 13.8 |  |  | Jinko | JKS-B51300-BI | 1 | Jinko | JKS-4HLVS-ABI | Jinko | Yes | Yes | 2025-06-03 | 2025-06-03 |  | No | Yes | JINKO SOLAR AUSTRALIA HOLDINGS CO. PTY LTD
2022-06-17 | HBS4009 | Jinko JKS-B51350-BI w/ JKS-4HLVS-ABI inverter, SDM-120 CT-MV 'smart controller' | 16.1 |  |  | Jinko | JKS-B51350-BI | 1 | Jinko | JKS-4HLVS-ABI | Jinko | Yes | Yes | 2025-06-03 | 2025-06-03 |  | No | Yes | JINKO SOLAR AUSTRALIA HOLDINGS CO. PTY LTD
2022-06-17 | HBS4010 | Jinko JKS-B51400-BI w/ JKS-4HLVS-ABI inverter, SDM-120 CT-MV 'smart controller' | 18.4 |  |  | Jinko | JKS-B51400-BI | 1 | Jinko | JKS-4HLVS-ABI | Jinko | Yes | Yes | 2025-06-03 | 2025-06-03 |  | No | Yes | JINKO SOLAR AUSTRALIA HOLDINGS CO. PTY LTD
2022-06-17 | HBS4011 | Jinko JKS-B51450-BI w/ JKS-4HLVS-ABI inverter, SDM-120 CT-MV 'smart controller' | 20.7 |  |  | Jinko | JKS-B51450-BI | 1 | Jinko | JKS-4HLVS-ABI | Jinko | Yes | Yes | 2025-06-03 | 2025-06-03 |  | No | Yes | JINKO SOLAR AUSTRALIA HOLDINGS CO. PTY LTD
2022-06-17 | HBS4012 | Jinko JKS-B51500-BI w/ JKS-4HLVS-ABI inverter, SDM-120 CT-MV 'smart controller' | 23 |  |  | Jinko | JKS-B51500-BI | 1 | Jinko | JKS-4HLVS-ABI | Jinko | Yes | Yes | 2025-06-03 | 2025-06-03 |  | No | Yes | JINKO SOLAR AUSTRALIA HOLDINGS CO. PTY LTD
2022-06-17 | HBS4015 | Jinko JKS-B51150-BI w/ JKS-4.6HLVS-ABI inverter, SDM-120 CT-MV 'smart controller' | 6.9 |  |  | Jinko | JKS-B51150-BI | 1 | Jinko | JKS-4.6HLVS-ABI | Jinko | Yes | Yes | 2025-06-03 | 2025-06-03 |  | No | Yes | JINKO SOLAR AUSTRALIA HOLDINGS CO. PTY LTD
2022-06-17 | HBS4016 | Jinko JKS-B51200-BI w/ JKS-4.6HLVS-ABI inverter, SDM-120 CT-MV 'smart controller' | 9.2 |  |  | Jinko | JKS-B51200-BI | 1 | Jinko | JKS-4.6HLVS-ABI | Jinko | Yes | Yes | 2025-06-03 | 2025-06-03 |  | No | Yes | JINKO SOLAR AUSTRALIA HOLDINGS CO. PTY LTD
2022-06-17 | HBS4017 | Jinko JKS-B51250-BI w/ JKS-4.6HLVS-ABI inverter, SDM-120 CT-MV 'smart controller' | 11.5 |  |  | Jinko | JKS-B51250-BI | 1 | Jinko | JKS-4.6HLVS-ABI | Jinko | Yes | Yes | 2025-06-03 | 2025-06-03 |  | No | Yes | JINKO SOLAR AUSTRALIA HOLDINGS CO. PTY LTD
2022-06-17 | HBS4018 | Jinko JKS-B51300-BI w/ JKS-4.6HLVS-ABI inverter, SDM-120 CT-MV 'smart controller' | 13.8 |  |  | Jinko | JKS-B51300-BI | 1 | Jinko | JKS-4.6HLVS-ABI | Jinko | Yes | Yes | 2025-06-03 | 2025-06-03 |  | No | Yes | JINKO SOLAR AUSTRALIA HOLDINGS CO. PTY LTD
2022-06-17 | HBS4019 | Jinko JKS-B51350-BI w/ JKS-4.6HLVS-ABI inverter, SDM-120 CT-MV 'smart controller' | 16.1 |  |  | Jinko | JKS-B51350-BI | 1 | Jinko | JKS-4.6HLVS-ABI | Jinko | Yes | Yes | 2025-06-03 | 2025-06-03 |  | No | Yes | JINKO SOLAR AUSTRALIA HOLDINGS CO. PTY LTD
2022-06-17 | HBS4020 | Jinko JKS-B51400-BI w/ JKS-4.6HLVS-ABI inverter, SDM-120 CT-MV 'smart controller' | 18.4 |  |  | Jinko | JKS-B51400-BI | 1 | Jinko | JKS-4.6HLVS-ABI | Jinko | Yes | Yes | 2025-06-03 | 2025-06-03 |  | No | Yes | JINKO SOLAR AUSTRALIA HOLDINGS CO. PTY LTD
2022-06-17 | HBS4021 | Jinko JKS-B51450-BI w/ JKS-4.6HLVS-ABI inverter, SDM-120 CT-MV 'smart controller' | 20.7 |  |  | Jinko | JKS-B51450-BI | 1 | Jinko | JKS-4.6HLVS-ABI | Jinko | Yes | Yes | 2025-06-03 | 2025-06-03 |  | No | Yes | JINKO SOLAR AUSTRALIA HOLDINGS CO. PTY LTD
2022-06-17 | HBS4022 | Jinko JKS-B51500-BI w/ JKS-4.6HLVS-ABI inverter, SDM-120 CT-MV 'smart controller' | 23 |  |  | Jinko | JKS-B51500-BI | 1 | Jinko | JKS-4.6HLVS-ABI | Jinko | Yes | Yes | 2025-06-03 | 2025-06-03 |  | No | Yes | JINKO SOLAR AUSTRALIA HOLDINGS CO. PTY LTD
2022-06-17 | HBS4025 | Jinko JKS-B51150-BI w/ JKS-5HLVS-ABI inverter, SDM-120 CT-MV 'smart controller' | 6.9 |  |  | Jinko | JKS-B51150-BI | 1 | Jinko | JKS-5HLVS-ABI | Jinko | Yes | Yes | 2025-06-03 | 2025-06-03 |  | No | Yes | JINKO SOLAR AUSTRALIA HOLDINGS CO. PTY LTD
2022-06-17 | HBS4026 | Jinko JKS-B51200-BI w/ JKS-5HLVS-ABI inverter, SDM-120 CT-MV 'smart controller' | 9.2 |  |  | Jinko | JKS-B51200-BI | 1 | Jinko | JKS-5HLVS-ABI | Jinko | Yes | Yes | 2025-06-03 | 2025-06-03 |  | No | Yes | JINKO SOLAR AUSTRALIA HOLDINGS CO. PTY LTD
2022-06-17 | HBS4027 | Jinko JKS-B51250-BI w/ JKS-5HLVS-ABI inverter, SDM-120 CT-MV 'smart controller' | 11.5 |  |  | Jinko | JKS-B51250-BI | 1 | Jinko | JKS-5HLVS-ABI | Jinko | Yes | Yes | 2025-06-03 | 2025-06-03 |  | No | Yes | JINKO SOLAR AUSTRALIA HOLDINGS CO. PTY LTD
2022-06-17 | HBS4028 | Jinko JKS-B51300-BI w/ JKS-5HLVS-ABI inverter, SDM-120 CT-MV 'smart controller' | 13.8 |  |  | Jinko | JKS-B51300-BI | 1 | Jinko | JKS-5HLVS-ABI | Jinko | Yes | Yes | 2025-06-03 | 2025-06-03 |  | No | Yes | JINKO SOLAR AUSTRALIA HOLDINGS CO. PTY LTD
2022-06-17 | HBS4029 | Jinko JKS-B51350-BI w/ JKS-5HLVS-ABI inverter, SDM-120 CT-MV 'smart controller' | 16.1 |  |  | Jinko | JKS-B51350-BI | 1 | Jinko | JKS-5HLVS-ABI | Jinko | Yes | Yes | 2025-06-03 | 2025-06-03 |  | No | Yes | JINKO SOLAR AUSTRALIA HOLDINGS CO. PTY LTD
2022-06-17 | HBS4030 | Jinko JKS-B51400-BI w/ JKS-5HLVS-ABI inverter, SDM-120 CT-MV 'smart controller' | 18.4 |  |  | Jinko | JKS-B51400-BI | 1 | Jinko | JKS-5HLVS-ABI | Jinko | Yes | Yes | 2025-06-03 | 2025-06-03 |  | No | Yes | JINKO SOLAR AUSTRALIA HOLDINGS CO. PTY LTD
2022-06-17 | HBS4031 | Jinko JKS-B51450-BI w/ JKS-5HLVS-ABI inverter, SDM-120 CT-MV 'smart controller' | 20.7 |  |  | Jinko | JKS-B51450-BI | 1 | Jinko | JKS-5HLVS-ABI | Jinko | Yes | Yes | 2025-06-03 | 2025-06-03 |  | No | Yes | JINKO SOLAR AUSTRALIA HOLDINGS CO. PTY LTD
2022-06-17 | HBS4032 | Jinko JKS-B51500-BI w/ JKS-5HLVS-ABI inverter, SDM-120 CT-MV 'smart controller' | 23 |  |  | Jinko | JKS-B51500-BI | 1 | Jinko | JKS-5HLVS-ABI | Jinko | Yes | Yes | 2025-06-03 | 2025-06-03 |  | No | Yes | JINKO SOLAR AUSTRALIA HOLDINGS CO. PTY LTD
2022-06-17 | HBS4035 | Jinko JKS-B51150-BI w/ JKS-6HLVS-ABI inverter, SDM-120 CT-MV 'smart controller' | 6.9 |  |  | Jinko | JKS-B51150-BI | 1 | Jinko | JKS-6HLVS-ABI | Jinko | Yes | Yes | 2025-06-03 | 2025-06-03 |  | No | Yes | JINKO SOLAR AUSTRALIA HOLDINGS CO. PTY LTD
2022-06-17 | HBS4036 | Jinko JKS-B51200-BI w/ JKS-6HLVS-ABI inverter, SDM-120 CT-MV 'smart controller' | 9.2 |  |  | Jinko | JKS-B51200-BI | 1 | Jinko | JKS-6HLVS-ABI | Jinko | Yes | Yes | 2025-06-03 | 2025-06-03 |  | No | Yes | JINKO SOLAR AUSTRALIA HOLDINGS CO. PTY LTD
2022-06-17 | HBS4037 | Jinko JKS-B51250-BI w/ JKS-6HLVS-ABI inverter, SDM-120 CT-MV 'smart controller' | 11.5 |  |  | Jinko | JKS-B51250-BI | 1 | Jinko | JKS-6HLVS-ABI | Jinko | Yes | Yes | 2025-06-03 | 2025-06-03 |  | No | Yes | JINKO SOLAR AUSTRALIA HOLDINGS CO. PTY LTD
2022-06-17 | HBS4038 | Jinko JKS-B51300-BI w/ JKS-6HLVS-ABI inverter, SDM-120 CT-MV 'smart controller' | 13.8 |  |  | Jinko | JKS-B51300-BI | 1 | Jinko | JKS-6HLVS-ABI | Jinko | Yes | Yes | 2025-06-03 | 2025-06-03 |  | No | Yes | JINKO SOLAR AUSTRALIA HOLDINGS CO. PTY LTD
2022-06-17 | HBS4039 | Jinko JKS-B51350-BI w/ JKS-6HLVS-ABI inverter, SDM-120 CT-MV 'smart controller' | 16.1 |  |  | Jinko | JKS-B51350-BI | 1 | Jinko | JKS-6HLVS-ABI | Jinko | Yes | Yes | 2025-06-03 | 2025-06-03 |  | No | Yes | JINKO SOLAR AUSTRALIA HOLDINGS CO. PTY LTD
2022-06-17 | HBS4040 | Jinko JKS-B51400-BI w/ JKS-6HLVS-ABI inverter, SDM-120 CT-MV 'smart controller' | 18.4 |  |  | Jinko | JKS-B51400-BI | 1 | Jinko | JKS-6HLVS-ABI | Jinko | Yes | Yes | 2025-06-03 | 2025-06-03 |  | No | Yes | JINKO SOLAR AUSTRALIA HOLDINGS CO. PTY LTD
2022-06-17 | HBS4041 | Jinko JKS-B51450-BI w/ JKS-6HLVS-ABI inverter, SDM-120 CT-MV 'smart controller' | 20.7 |  |  | Jinko | JKS-B51450-BI | 1 | Jinko | JKS-6HLVS-ABI | Jinko | Yes | Yes | 2025-06-03 | 2025-06-03 |  | No | Yes | JINKO SOLAR AUSTRALIA HOLDINGS CO. PTY LTD
2022-06-17 | HBS4042 | Jinko JKS-B51500-BI w/ JKS-6HLVS-ABI inverter, SDM-120 CT-MV 'smart controller' | 23 |  |  | Jinko | JKS-B51500-BI | 1 | Jinko | JKS-6HLVS-ABI | Jinko | Yes | Yes | 2025-06-03 | 2025-06-03 |  | No | Yes | JINKO SOLAR AUSTRALIA HOLDINGS CO. PTY LTD
2022-06-24 | HBS4043 | Pylontech US3000C (x4) w/ Selectronic SPMC481-AU inverter, Selectronic 'SE Meter', | 13.48 |  |  | Pylontech | US3000C | 4 | Selectronic | SPMC481-AU | Pylontech | Yes | Yes | 2025-04-08 | 2025-04-08 |  | No | Yes | Selectronic Australia Pty Ltd
2022-07-01 | HBS4044 | SonnenBatterie Evo | 10 | Sonnen Australia Pty Ltd | sonnenBatterie Evo | [5 empty] | Sonnen | Yes | Yes | 2025-06-27 | 2025-06-27 |  | No | Yes | LG Energy Solution Australia Pty Ltd
2022-07-01 | HBS4045 | LG Energy Solution RESU6.5 (x2) w/ LEGS-5048 inverter, GM-1000 'smart controller' | 11.8 |  |  | LG Energy Solution | RESU6.5 | 2 | LG Energy Solution | LEGS-5048 | LG Energy Solution | Yes | Yes | 2025-06-17 | 2025-06-17 |  | No | Yes | LG Energy Solution Australia Pty Ltd
2022-07-01 | HBS4046 | LG Energy Solution RESU10 (x2) w/ LEGS-5048 inverter, GM-1000 'smart controller' | 17.6 |  |  | LG Energy Solution | RESU10 | 2 | LG Energy Solution | LEGS-5048 | LG Energy Solution | Yes | Yes | 2025-06-17 | 2025-06-17 |  | No | Yes | LG Energy Solution Australia Pty Ltd
2022-07-01 | HBS4047 | LG Energy Solution RESU12 (x2) w/ LEGS-5048 inverter, GM-1000 'smart controller' | 23.4 |  |  | LG Energy Solution | RESU12 | 2 | LG Energy Solution | LEGS-5048 | LG Energy Solution | Yes | Yes | 2025-06-17 | 2025-06-17 |  | No | Yes | LG Energy Solution Australia Pty Ltd
2022-07-01 | HBS4049 | LG Energy Solution RESU10 (x1) w/ LEGS-5048-NS inverter, GM-1000 'smart controller' | 8.8 |  |  | LG Energy Solution | RESU10 | 1 | LG Energy Solution | LEGS-5048-NS | LG Energy Solution | Yes | Yes | 2025-06-17 | 2025-06-17 |  | No | Yes | LG Energy Solution Australia Pty Ltd
2022-07-01 | HBS4050 | LG Energy Solution RESU12 (x1) w/ LEGS-5048-NS inverter, GM-1000 'smart controller' | 11.7 |  |  | LG Energy Solution | RESU12 | 1 | LG Energy Solution | LEGS-5048-NS | LG Energy Solution | Yes | Yes | 2025-06-17 | 2025-06-17 |  | No | Yes | LG Energy Solution Australia Pty Ltd
2022-07-01 | HBS4052 | LG Energy Solution RESU10 (x1) w/ LEGS-5048-NS inverter, GM-3000 'smart controller' | 8.8 |  |  | LG Energy Solution | RESU10 | 1 | LG Energy Solution | LEGS-5048-NS | LG Energy Solution | Yes | Yes | 2025-06-17 | 2025-06-17 |  | No | Yes | LG Energy Solution Australia Pty Ltd
2022-07-01 | HBS4053 | LG Energy Solution RESU12 (x1) w/ LEGS-5048-NS inverter, GM-3000 'smart controller' | 11.7 |  |  | LG Energy Solution | RESU12 | 1 | LG Energy Solution | LEGS-5048-NS | LG Energy Solution | Yes | Yes | 2025-06-17 | 2025-06-17 |  | No | Yes | LG Energy Solution Australia Pty Ltd
2022-07-01 | HBS4055 | LG Energy Solution RESU10 (x1) w/ LEGS-5048-NS inverter, GM-1000D 'smart controller' | 8.8 |  |  | LG Energy Solution | RESU10 | 1 | LG Energy Solution | LEGS-5048-NS | LG Energy Solution | Yes | Yes | 2025-06-17 | 2025-06-17 |  | No | Yes | LG Energy Solution Australia Pty Ltd
2022-07-01 | HBS4056 | LG Energy Solution RESU12 (x1) w/ LEGS-5048-NS inverter, GM-1000D 'smart controller' | 11.7 |  |  | LG Energy Solution | RESU12 | 1 | LG Energy Solution | LEGS-5048-NS | LG Energy Solution | Yes | Yes | 2025-06-17 | 2025-06-17 |  | No | Yes | LG Energy Solution Australia Pty Ltd
2022-07-01 | HBS4057 | LG Energy Solution RESU6.5 (x2) w/ LEGS-5048-NS inverter, GM-1000 'smart controller' | 11.8 |  |  | LG Energy Solution | RESU6.5 | 2 | LG Energy Solution | LEGS-5048-NS | LG Energy Solution | Yes | Yes | 2025-06-17 | 2025-06-17 |  | No | Yes | LG Energy Solution Australia Pty Ltd
2022-07-01 | HBS4058 | LG Energy Solution RESU10 (x2) w/ LEGS-5048-NS inverter, GM-1000 'smart controller' | 17.6 |  |  | LG Energy Solution | RESU10 | 2 | LG Energy Solution | LEGS-5048-NS | LG Energy Solution | Yes | Yes | 2025-06-17 | 2025-06-17 |  | No | Yes | LG Energy Solution Australia Pty Ltd
2022-07-01 | HBS4059 | LG Energy Solution RESU12 (x2) w/ LEGS-5048-NS inverter, GM-1000 'smart controller' | 23.4 |  |  | LG Energy Solution | RESU12 | 2 | LG Energy Solution | LEGS-5048-NS | LG Energy Solution | Yes | Yes | 2025-06-17 | 2025-06-17 |  | No | Yes | LG Energy Solution Australia Pty Ltd
2022-07-01 | HBS4060 | LG Energy Solution RESU6.5 (x2) w/ LEGS-5048-NS inverter, GM-3000 'smart controller' | 11.8 |  |  | LG Energy Solution | RESU6.5 | 2 | LG Energy Solution | LEGS-5048-NS | LG Energy Solution | Yes | Yes | 2025-06-17 | 2025-06-17 |  | No | Yes | LG Energy Solution Australia Pty Ltd
2022-07-01 | HBS4061 | LG Energy Solution RESU10 (x2) w/ LEGS-5048-NS inverter, GM-3000 'smart controller' | 17.6 |  |  | LG Energy Solution | RESU10 | 2 | LG Energy Solution | LEGS-5048-NS | LG Energy Solution | Yes | Yes | 2025-06-17 | 2025-06-17 |  | No | Yes | LG Energy Solution Australia Pty Ltd
2022-07-01 | HBS4062 | LG Energy Solution RESU12 (x2) w/ LEGS-5048-NS inverter, GM-3000 'smart controller' | 23.4 |  |  | LG Energy Solution | RESU12 | 2 | LG Energy Solution | LEGS-5048-NS | LG Energy Solution | Yes | Yes | 2025-06-17 | 2025-06-17 |  | No | Yes | LG Energy Solution Australia Pty Ltd
2022-07-01 | HBS4063 | LG Energy Solution RESU6.5 (x2) w/ LEGS-5048-NS inverter, GM-1000D 'smart controller' | 11.8 |  |  | LG Energy Solution | RESU6.5 | 2 | LG Energy Solution | LEGS-5048-NS | LG Energy Solution | Yes | Yes | 2025-06-17 | 2025-06-17 |  | No | Yes | LG Energy Solution Australia Pty Ltd
2022-07-01 | HBS4064 | LG Energy Solution RESU10 (x2) w/ LEGS-5048-NS inverter, GM-1000D 'smart controller' | 17.6 |  |  | LG Energy Solution | RESU10 | 2 | LG Energy Solution | LEGS-5048-NS | LG Energy Solution | Yes | Yes | 2025-06-17 | 2025-06-17 |  | No | Yes | LG Energy Solution Australia Pty Ltd
2022-07-01 | HBS4065 | LG Energy Solution RESU12 (x2) w/ LEGS-5048-NS inverter, GM-1000D 'smart controller' | 23.4 |  |  | LG Energy Solution | RESU12 | 2 | LG Energy Solution | LEGS-5048-NS | LG Energy Solution | Yes | Yes | 2025-06-17 | 2025-06-17 |  | No | Yes | LG Energy Solution Australia Pty Ltd
2022-07-01 | HBS4066 | LG Energy Solution RESU6.5 (x2) w/ GW5000S-BP inverter, GM-1000 'smart controller' | 11.8 |  |  | LG Energy Solution | RESU6.5 | 2 | GoodWe | GW5000S-BP | LG Energy Solution | Yes | Yes | 2025-03-02 | 2025-03-02 |  | No | Yes | GoodWe Australia Pty Ltd
2022-07-01 | HBS4067 | LG Energy Solution RESU10 (x2) w/ GW5000S-BP inverter, GM-1000 'smart controller' | 17.6 |  |  | LG Energy Solution | RESU10 | 2 | GoodWe | GW5000S-BP | LG Energy Solution | Yes | Yes | 2025-03-02 | 2025-03-02 |  | No | Yes | GoodWe Australia Pty Ltd
2022-07-01 | HBS4068 | LG Energy Solution RESU12 (x2) w/ GW5000S-BP inverter, GM-1000 'smart controller' | 23.4 |  |  | LG Energy Solution | RESU12 | 2 | GoodWe | GW5000S-BP | LG Energy Solution | Yes | Yes | 2025-03-02 | 2025-03-02 |  | No | Yes | GoodWe Australia Pty Ltd
2022-07-01 | HBS4069 | LG Energy Solution RESU6.5 (x2) w/ GW5000S-BP inverter, GM-3000 'smart controller' | 11.8 |  |  | LG Energy Solution | RESU6.5 | 2 | GoodWe | GW5000S-BP | LG Energy Solution | Yes | Yes | 2025-03-02 | 2025-03-02 |  | No | Yes | GoodWe Australia Pty Ltd
2022-07-01 | HBS4070 | LG Energy Solution RESU10 (x2) w/ GW5000S-BP inverter, GM-3000 'smart controller' | 17.6 |  |  | LG Energy Solution | RESU10 | 2 | GoodWe | GW5000S-BP | LG Energy Solution | Yes | Yes | 2025-03-02 | 2025-03-02 |  | No | Yes | GoodWe Australia Pty Ltd
2022-07-01 | HBS4071 | LG Energy Solution RESU12 (x2) w/ GW5000S-BP inverter, GM-3000 'smart controller' | 23.4 |  |  | LG Energy Solution | RESU12 | 2 | GoodWe | GW5000S-BP | LG Energy Solution | Yes | Yes | 2025-03-02 | 2025-03-02 |  | No | Yes | GoodWe Australia Pty Ltd
2022-07-01 | HBS4072 | LG Energy Solution RESU6.5 (x2) w/ GW5000S-BP inverter, GM-1000D 'smart controller' | 11.8 |  |  | LG Energy Solution | RESU6.5 | 2 | GoodWe | GW5000S-BP | LG Energy Solution | Yes | Yes | 2025-03-02 | 2025-03-02 |  | No | Yes | GoodWe Australia Pty Ltd
2022-07-01 | HBS4073 | LG Energy Solution RESU10 (x2) w/ GW5000S-BP inverter, GM-1000D 'smart controller' | 17.6 |  |  | LG Energy Solution | RESU10 | 2 | GoodWe | GW5000S-BP | LG Energy Solution | Yes | Yes | 2025-03-02 | 2025-03-02 |  | No | Yes | GoodWe Australia Pty Ltd
2022-07-01 | HBS4074 | LG Energy Solution RESU12 (x2) w/ GW5000S-BP inverter, GM-1000D 'smart controller' | 23.4 |  |  | LG Energy Solution | RESU12 | 2 | GoodWe | GW5000S-BP | LG Energy Solution | Yes | Yes | 2025-03-02 | 2025-03-02 |  | No | Yes | GoodWe Australia Pty Ltd
2022-07-14 | HBS4076 | SonnenBatterie Evo (x2) | 20 | Sonnen Australia Pty Ltd | sonnenBatterie Evo |  |  | 2 |  |  | Sonnen | Yes | Yes | 2025-06-27 | 2025-06-27 |  | Yes | Yes | Selectronic Australia Pty Ltd
2022-07-29 | HBS4077 | Jiawei Group - Green Solutions Home E10 w/ RHI-3K-48ES-5G inverter | 9.7 |  |  | Jiawei Group - Green Solutions | Home E10 | 1 | Solis | RHI-3K-48ES-5G | Jiawei Group - Green Solutions | Yes | Yes | 2024-12-17 | 2024-12-17 |  | No | Yes | SOLIS AUSTRALASIA PTY LTD
2022-07-29 | HBS4078 | Jiawei Group - Green Solutions Home E10 w/ RHI-3.6K-48ES-5G inverter | 9.7 |  |  | Jiawei Group - Green Solutions | Home E10 | 1 | Solis | RHI-3.6K-48ES-5G | Jiawei Group - Green Solutions | Yes | Yes | 2024-12-17 | 2024-12-17 |  | No | Yes | SOLIS AUSTRALASIA PTY LTD
2022-07-29 | HBS4079 | Jiawei Group - Green Solutions Home E10 w/ RHI-4.6K-48ES-5G inverter | 9.7 |  |  | Jiawei Group - Green Solutions | Home E10 | 1 | Solis | RHI-4.6K-48ES-5G | Jiawei Group - Green Solutions | Yes | Yes | 2024-12-17 | 2024-12-17 |  | No | Yes | SOLIS AUSTRALASIA PTY LTD
2022-07-29 | HBS4080 | Jiawei Group - Green Solutions Home E10 w/ RHI-5K-48ES-5G inverter | 9.7 |  |  | Jiawei Group - Green Solutions | Home E10 | 1 | Solis | RHI-5K-48ES-5G | Jiawei Group - Green Solutions | Yes | Yes | 2024-12-17 | 2024-12-17 |  | No | Yes | SOLIS AUSTRALASIA PTY LTD
2022-07-29 | HBS4081 | Jiawei Group - Green Solutions Home E10 w/ RHI-6K-48ES-5G inverter | 9.7 |  |  | Jiawei Group - Green Solutions | Home E10 | 1 | Solis | RHI-6K-48ES-5G | Jiawei Group - Green Solutions | Yes | Yes | 2024-12-17 | 2024-12-17 |  | No | Yes | SOLIS AUSTRALASIA PTY LTD
2022-09-09 | HBS4089 | Sofar Solar GTX5000 (x2) w/ HYD 3000-EP inverter | 9.2 |  |  | Sofar Solar | GTX5000 | 2 | Sofar Solar | HYD 3000-EP | Sofar Solar | Yes | Yes | 2025-07-18 | 2025-07-18 |  | Yes | Yes | SOFARSOLAR AUSCO PTY LTD
2022-09-09 | HBS4090 | Sofar Solar GTX5000 (x2) w/ HYD 3680-EP inverter | 9.2 |  |  | Sofar Solar | GTX5000 | 2 | Sofar Solar | HYD 3680-EP | Sofar Solar | Yes | Yes | 2025-07-18 | 2025-07-18 |  | Yes | Yes | SOFARSOLAR AUSCO PTY LTD
2022-09-09 | HBS4091 | Sofar Solar GTX5000 (x2) w/ HYD 4000-EP inverter | 9.2 |  |  | Sofar Solar | GTX5000 | 2 | Sofar Solar | HYD 4000-EP | Sofar Solar | Yes | Yes | 2025-07-18 | 2025-07-18 |  | Yes | Yes | SOFARSOLAR AUSCO PTY LTD
2022-09-09 | HBS4092 | Sofar Solar GTX5000 (x2) w/ HYD 4680-EP inverter | 9.2 |  |  | Sofar Solar | GTX5000 | 2 | Sofar Solar | HYD 4680-EP | Sofar Solar | Yes | Yes | 2025-07-18 | 2025-07-18 |  | Yes | No | SOFARSOLAR AUSCO PTY LTD
2022-09-09 | HBS4093 | Sofar Solar GTX5000 (x2) w/ HYD 5000-EP inverter | 9.2 |  |  | Sofar Solar | GTX5000 | 2 | Sofar Solar | HYD 5000-EP | Sofar Solar | Yes | Yes | 2025-07-18 | 2025-07-18 |  | Yes | Yes | SOFARSOLAR AUSCO PTY LTD
2022-09-09 | HBS4094 | Sofar Solar GTX5000 (x2) w/ HYD 5500-EP inverter | 9.2 |  |  | Sofar Solar | GTX5000 | 2 | Sofar Solar | HYD 5500-EP | Sofar Solar | Yes | Yes | 2025-07-18 | 2025-07-18 |  | Yes | Yes | SOFARSOLAR AUSCO PTY LTD
2022-09-09 | HBS4095 | Sofar Solar GTX5000 (x2) w/ HYD 6000-EP inverter | 9.2 |  |  | Sofar Solar | GTX5000 | 2 | Sofar Solar | HYD 6000-EP | Sofar Solar | Yes | Yes | 2025-07-18 | 2025-07-18 |  | Yes | Yes | SOFARSOLAR AUSCO PTY LTD
2022-09-09 | HBS4096 | Sofar Solar GTX5000 (x3) w/ HYD 3000-EP inverter | 13.8 |  |  | Sofar Solar | GTX5000 | 3 | Sofar Solar | HYD 3000-EP | Sofar Solar | Yes | Yes | 2025-07-18 | 2025-07-18 |  | Yes | Yes | SOFARSOLAR AUSCO PTY LTD
2022-09-09 | HBS4097 | Sofar Solar GTX5000 (x3) w/ HYD 3680-EP inverter | 13.8 |  |  | Sofar Solar | GTX5000 | 3 | Sofar Solar | HYD 3680-EP | Sofar Solar | Yes | Yes | 2025-07-18 | 2025-07-18 |  | Yes | Yes | SOFARSOLAR AUSCO PTY LTD
2022-09-09 | HBS4098 | Sofar Solar GTX5000 (x3) w/ HYD 4000-EP inverter | 13.8 |  |  | Sofar Solar | GTX5000 | 3 | Sofar Solar | HYD 4000-EP | Sofar Solar | Yes | Yes | 2025-07-18 | 2025-07-18 |  | Yes | Yes | SOFARSOLAR AUSCO PTY LTD
2022-09-09 | HBS4099 | Sofar Solar GTX5000 (x3) w/ HYD 4680-EP inverter | 13.8 |  |  | Sofar Solar | GTX5000 | 3 | Sofar Solar | HYD 4680-EP | Sofar Solar | Yes | Yes | 2025-07-18 | 2025-07-18 |  | Yes | No | SOFARSOLAR AUSCO PTY LTD
2022-09-09 | HBS4100 | Sofar Solar GTX5000 (x3) w/ HYD 5000-EP inverter | 13.8 |  |  | Sofar Solar | GTX5000 | 3 | Sofar Solar | HYD 5000-EP | Sofar Solar | Yes | Yes | 2025-07-18 | 2025-07-18 |  | Yes | Yes | SOFARSOLAR AUSCO PTY LTD
2022-09-09 | HBS4101 | Sofar Solar GTX5000 (x3) w/ HYD 5500-EP inverter | 13.8 |  |  | Sofar Solar | GTX5000 | 3 | Sofar Solar | HYD 5500-EP | Sofar Solar | Yes | Yes | 2025-07-18 | 2025-07-18 |  | Yes | Yes | SOFARSOLAR AUSCO PTY LTD
2022-09-09 | HBS4102 | Sofar Solar GTX5000 (x3) w/ HYD 6000-EP inverter | 13.8 |  |  | Sofar Solar | GTX5000 | 3 | Sofar Solar | HYD 6000-EP | Sofar Solar | Yes | Yes | 2025-07-18 | 2025-07-18 |  | Yes | Yes | SOFARSOLAR AUSCO PTY LTD
2022-09-09 | HBS4103 | Sofar Solar GTX5000 (x4) w/ HYD 3000-EP inverter | 18.4 |  |  | Sofar Solar | GTX5000 | 4 | Sofar Solar | HYD 3000-EP | Sofar Solar | Yes | Yes | 2025-07-18 | 2025-07-18 |  | Yes | Yes | SOFARSOLAR AUSCO PTY LTD
2022-09-09 | HBS4104 | Sofar Solar GTX5000 (x4) w/ HYD 3680-EP inverter | 18.4 |  |  | Sofar Solar | GTX5000 | 4 | Sofar Solar | HYD 3680-EP | Sofar Solar | Yes | Yes | 2025-07-18 | 2025-07-18 |  | Yes | Yes | SOFARSOLAR AUSCO PTY LTD
2022-09-09 | HBS4105 | Sofar Solar GTX5000 (x4) w/ HYD 4000-EP inverter | 18.4 |  |  | Sofar Solar | GTX5000 | 4 | Sofar Solar | HYD 4000-EP | Sofar Solar | Yes | Yes | 2025-07-18 | 2025-07-18 |  | Yes | Yes | SOFARSOLAR AUSCO PTY LTD
2022-09-09 | HBS4106 | Sofar Solar GTX5000 (x4) w/ HYD 4680-EP inverter | 18.4 |  |  | Sofar Solar | GTX5000 | 4 | Sofar Solar | HYD 4680-EP | Sofar Solar | Yes | Yes | 2025-07-18 | 2025-07-18 |  | Yes | No | SOFARSOLAR AUSCO PTY LTD
2022-09-09 | HBS4107 | Sofar Solar GTX5000 (x4) w/ HYD 5000-EP inverter | 18.4 |  |  | Sofar Solar | GTX5000 | 4 | Sofar Solar | HYD 5000-EP | Sofar Solar | Yes | Yes | 2025-07-18 | 2025-07-18 |  | Yes | Yes | SOFARSOLAR AUSCO PTY LTD
2022-09-09 | HBS4108 | Sofar Solar GTX5000 (x4) w/ HYD 5500-EP inverter | 18.4 |  |  | Sofar Solar | GTX5000 | 4 | Sofar Solar | HYD 5500-EP | Sofar Solar | Yes | Yes | 2025-07-18 | 2025-07-18 |  | Yes | Yes | SOFARSOLAR AUSCO PTY LTD
2022-09-09 | HBS4109 | Sofar Solar GTX5000 (x4) w/ HYD 6000-EP inverter | 18.4 |  |  | Sofar Solar | GTX5000 | 4 | Sofar Solar | HYD 6000-EP | Sofar Solar | Yes | Yes | 2025-07-18 | 2025-07-18 |  | Yes | Yes | SOFARSOLAR AUSCO PTY LTD
2022-09-09 | HBS4116 | Sofar Solar GTX5000 (x2) w/ HYD 3000-ES inverter | 9.2 |  |  | Sofar Solar | GTX5000 | 2 | Sofar Solar | HYD 3000-ES | Sofar Solar | Yes | Yes | 2025-06-23 | 2025-06-23 |  | Yes | Yes | SOFARSOLAR AUSCO PTY LTD
2022-09-09 | HBS4117 | Sofar Solar GTX5000 (x2) w/ HYD 3600-ES inverter | 9.2 |  |  | Sofar Solar | GTX5000 | 2 | Sofar Solar | HYD 3600-ES | Sofar Solar | Yes | Yes | 2025-06-23 | 2025-06-23 |  | Yes | Yes | SOFARSOLAR AUSCO PTY LTD
2022-09-09 | HBS4118 | Sofar Solar GTX5000 (x2) w/ HYD 4000-ES inverter | 9.2 |  |  | Sofar Solar | GTX5000 | 2 | Sofar Solar | HYD 4000-ES | Sofar Solar | Yes | Yes | 2025-06-23 | 2025-06-23 |  | Yes | Yes | SOFARSOLAR AUSCO PTY LTD
2022-09-09 | HBS4119 | Sofar Solar GTX5000 (x2) w/ HYD 4600-ES inverter | 9.2 |  |  | Sofar Solar | GTX5000 | 2 | Sofar Solar | HYD 4600-ES | Sofar Solar | Yes | Yes | 2025-06-23 | 2025-06-23 |  | Yes | Yes | SOFARSOLAR AUSCO PTY LTD
2022-09-09 | HBS4120 | Sofar Solar GTX5000 (x2) w/ HYD 5000-ES inverter | 9.2 |  |  | Sofar Solar | GTX5000 | 2 | Sofar Solar | HYD 5000-ES | Sofar Solar | Yes | Yes | 2025-06-23 | 2025-06-23 |  | Yes | Yes | SOFARSOLAR AUSCO PTY LTD
2022-09-09 | HBS4121 | Sofar Solar GTX5000 (x2) w/ HYD 6000-ES inverter | 9.2 |  |  | Sofar Solar | GTX5000 | 2 | Sofar Solar | HYD 6000-ES | Sofar Solar | Yes | Yes | 2025-06-23 | 2025-06-23 |  | Yes | Yes | SOFARSOLAR AUSCO PTY LTD
2022-09-09 | HBS4122 | Sofar Solar GTX5000 (x3) w/ HYD 3000-ES inverter | 13.8 |  |  | Sofar Solar | GTX5000 | 3 | Sofar Solar | HYD 3000-ES | Sofar Solar | Yes | Yes | 2025-06-23 | 2025-06-23 |  | Yes | Yes | SOFARSOLAR AUSCO PTY LTD
2022-09-09 | HBS4123 | Sofar Solar GTX5000 (x3) w/ HYD 3600-ES inverter | 13.8 |  |  | Sofar Solar | GTX5000 | 3 | Sofar Solar | HYD 3600-ES | Sofar Solar | Yes | Yes | 2025-06-23 | 2025-06-23 |  | Yes | Yes | SOFARSOLAR AUSCO PTY LTD
2022-09-09 | HBS4124 | Sofar Solar GTX5000 (x3) w/ HYD 4000-ES inverter | 13.8 |  |  | Sofar Solar | GTX5000 | 3 | Sofar Solar | HYD 4000-ES | Sofar Solar | Yes | Yes | 2025-06-23 | 2025-06-23 |  | Yes | Yes | SOFARSOLAR AUSCO PTY LTD
2022-09-09 | HBS4125 | Sofar Solar GTX5000 (x3) w/ HYD 4600-ES inverter | 13.8 |  |  | Sofar Solar | GTX5000 | 3 | Sofar Solar | HYD 4600-ES | Sofar Solar | Yes | Yes | 2025-06-23 | 2025-06-23 |  | Yes | Yes | SOFARSOLAR AUSCO PTY LTD
2022-09-09 | HBS4126 | Sofar Solar GTX5000 (x3) w/ HYD 5000-ES inverter | 13.8 |  |  | Sofar Solar | GTX5000 | 3 | Sofar Solar | HYD 5000-ES | Sofar Solar | Yes | Yes | 2025-06-23 | 2025-06-23 |  | Yes | Yes | SOFARSOLAR AUSCO PTY LTD
2022-09-09 | HBS4127 | Sofar Solar GTX5000 (x3) w/ HYD 6000-ES inverter | 13.8 |  |  | Sofar Solar | GTX5000 | 3 | Sofar Solar | HYD 6000-ES | Sofar Solar | Yes | Yes | 2025-06-23 | 2025-06-23 |  | Yes | Yes | SOFARSOLAR AUSCO PTY LTD
2022-09-09 | HBS4128 | Sofar Solar GTX5000 (x4) w/ HYD 3000-ES inverter | 18.4 |  |  | Sofar Solar | GTX5000 | 4 | Sofar Solar | HYD 3000-ES | Sofar Solar | Yes | Yes | 2025-06-23 | 2025-06-23 |  | Yes | Yes | SOFARSOLAR AUSCO PTY LTD
2022-09-09 | HBS4129 | Sofar Solar GTX5000 (x4) w/ HYD 3600-ES inverter | 18.4 |  |  | Sofar Solar | GTX5000 | 4 | Sofar Solar | HYD 3600-ES | Sofar Solar | Yes | Yes | 2025-06-23 | 2025-06-23 |  | Yes | Yes | SOFARSOLAR AUSCO PTY LTD
2022-09-09 | HBS4130 | Sofar Solar GTX5000 (x4) w/ HYD 4000-ES inverter | 18.4 |  |  | Sofar Solar | GTX5000 | 4 | Sofar Solar | HYD 4000-ES | Sofar Solar | Yes | Yes | 2025-06-23 | 2025-06-23 |  | Yes | Yes | SOFARSOLAR AUSCO PTY LTD
2022-09-09 | HBS4131 | Sofar Solar GTX5000 (x4) w/ HYD 4600-ES inverter | 18.4 |  |  | Sofar Solar | GTX5000 | 4 | Sofar Solar | HYD 4600-ES | Sofar Solar | Yes | Yes | 2025-06-23 | 2025-06-23 |  | Yes | Yes | SOFARSOLAR AUSCO PTY LTD
2022-09-09 | HBS4132 | Sofar Solar GTX5000 (x4) w/ HYD 5000-ES inverter | 18.4 |  |  | Sofar Solar | GTX5000 | 4 | Sofar Solar | HYD 5000-ES | Sofar Solar | Yes | Yes | 2025-06-23 | 2025-06-23 |  | Yes | Yes | SOFARSOLAR AUSCO PTY LTD
2022-09-09 | HBS4133 | Sofar Solar GTX5000 (x4) w/ HYD 6000-ES inverter | 18.4 |  |  | Sofar Solar | GTX5000 | 4 | Sofar Solar | HYD 6000-ES | Sofar Solar | Yes | Yes | 2025-06-23 | 2025-06-23 |  | Yes | Yes | SOFARSOLAR AUSCO PTY LTD
2022-09-09 | HBS4135 | Sofar Solar GTX5000 (x2) w/ ME 3000SP inverter | 9.2 |  |  | Sofar Solar | GTX5000 | 2 | Sofar Solar | ME 3000SP | Sofar Solar | Yes | Yes | 2025-06-29 | 2025-06-29 |  | Yes | Yes | SOFARSOLAR AUSCO PTY LTD
2022-09-09 | HBS4136 | Sofar Solar GTX5000 (x3) w/ ME 3000SP inverter | 13.8 |  |  | Sofar Solar | GTX5000 | 3 | Sofar Solar | ME 3000SP | Sofar Solar | Yes | Yes | 2025-06-29 | 2025-06-29 |  | Yes | Yes | SOFARSOLAR AUSCO PTY LTD
2022-09-09 | HBS4137 | Sofar Solar GTX5000 (x4) w/ ME 3000SP inverter | 18.4 |  |  | Sofar Solar | GTX5000 | 4 | Sofar Solar | ME 3000SP | Sofar Solar | Yes | Yes | 2025-06-29 | 2025-06-29 |  | Yes | Yes | SOFARSOLAR AUSCO PTY LTD
2022-09-09 | HBS4145 | Sofar Solar GTX5000-Pro (x2) w/ HYD 3000-EP inverter | 9.2 |  |  | Sofar Solar | GTX5000-Pro | 2 | Sofar Solar | HYD 3000-EP | Sofar Solar | Yes | Yes | 2025-07-18 | 2025-07-18 |  | Yes | Yes | SOFARSOLAR AUSCO PTY LTD
2022-09-09 | HBS4146 | Sofar Solar GTX5000-Pro (x2) w/ HYD 3680-EP inverter | 9.2 |  |  | Sofar Solar | GTX5000-Pro | 2 | Sofar Solar | HYD 3680-EP | Sofar Solar | Yes | Yes | 2025-07-18 | 2025-07-18 |  | Yes | Yes | SOFARSOLAR AUSCO PTY LTD
2022-09-09 | HBS4147 | Sofar Solar GTX5000-Pro (x2) w/ HYD 4000-EP inverter | 9.2 |  |  | Sofar Solar | GTX5000-Pro | 2 | Sofar Solar | HYD 4000-EP | Sofar Solar | Yes | Yes | 2025-07-18 | 2025-07-18 |  | Yes | Yes | SOFARSOLAR AUSCO PTY LTD
2022-09-09 | HBS4148 | Sofar Solar GTX5000-Pro (x2) w/ HYD 4680-EP inverter | 9.2 |  |  | Sofar Solar | GTX5000-Pro | 2 | Sofar Solar | HYD 4680-EP | Sofar Solar | Yes | Yes | 2025-07-18 | 2025-07-18 |  | Yes | No | SOFARSOLAR AUSCO PTY LTD
2022-09-09 | HBS4149 | Sofar Solar GTX5000-Pro (x2) w/ HYD 5000-EP inverter | 9.2 |  |  | Sofar Solar | GTX5000-Pro | 2 | Sofar Solar | HYD 5000-EP | Sofar Solar | Yes | Yes | 2025-07-18 | 2025-07-18 |  | Yes | Yes | SOFARSOLAR AUSCO PTY LTD
2022-09-09 | HBS4150 | Sofar Solar GTX5000-Pro (x2) w/ HYD 5500-EP inverter | 9.2 |  |  | Sofar Solar | GTX5000-Pro | 2 | Sofar Solar | HYD 5500-EP | Sofar Solar | Yes | Yes | 2025-07-18 | 2025-07-18 |  | Yes | Yes | SOFARSOLAR AUSCO PTY LTD
2022-09-09 | HBS4151 | Sofar Solar GTX5000-Pro (x2) w/ HYD 6000-EP inverter | 9.2 |  |  | Sofar Solar | GTX5000-Pro | 2 | Sofar Solar | HYD 6000-EP | Sofar Solar | Yes | Yes | 2025-07-18 | 2025-07-18 |  | Yes | Yes | SOFARSOLAR AUSCO PTY LTD
2022-09-09 | HBS4152 | Sofar Solar GTX5000-Pro (x3) w/ HYD 3000-EP inverter | 13.8 |  |  | Sofar Solar | GTX5000-Pro | 3 | Sofar Solar | HYD 3000-EP | Sofar Solar | Yes | Yes | 2025-07-18 | 2025-07-18 |  | Yes | Yes | SOFARSOLAR AUSCO PTY LTD
2022-09-09 | HBS4153 | Sofar Solar GTX5000-Pro (x3) w/ HYD 3680-EP inverter | 13.8 |  |  | Sofar Solar | GTX5000-Pro | 3 | Sofar Solar | HYD 3680-EP | Sofar Solar | Yes | Yes | 2025-07-18 | 2025-07-18 |  | Yes | Yes | SOFARSOLAR AUSCO PTY LTD
2022-09-09 | HBS4154 | Sofar Solar GTX5000-Pro (x3) w/ HYD 4000-EP inverter | 13.8 |  |  | Sofar Solar | GTX5000-Pro | 3 | Sofar Solar | HYD 4000-EP | Sofar Solar | Yes | Yes | 2025-07-18 | 2025-07-18 |  | Yes | Yes | SOFARSOLAR AUSCO PTY LTD
2022-09-09 | HBS4155 | Sofar Solar GTX5000-Pro (x3) w/ HYD 4680-EP inverter | 13.8 |  |  | Sofar Solar | GTX5000-Pro | 3 | Sofar Solar | HYD 4680-EP | Sofar Solar | Yes | Yes | 2025-07-18 | 2025-07-18 |  | Yes | No | SOFARSOLAR AUSCO PTY LTD
2022-09-09 | HBS4156 | Sofar Solar GTX5000-Pro (x3) w/ HYD 5000-EP inverter | 13.8 |  |  | Sofar Solar | GTX5000-Pro | 3 | Sofar Solar | HYD 5000-EP | Sofar Solar | Yes | Yes | 2025-07-18 | 2025-07-18 |  | Yes | Yes | SOFARSOLAR AUSCO PTY LTD
2022-09-09 | HBS4157 | Sofar Solar GTX5000-Pro (x3) w/ HYD 5500-EP inverter | 13.8 |  |  | Sofar Solar | GTX5000-Pro | 3 | Sofar Solar | HYD 5500-EP | Sofar Solar | Yes | Yes | 2025-07-18 | 2025-07-18 |  | Yes | Yes | SOFARSOLAR AUSCO PTY LTD
2022-09-09 | HBS4158 | Sofar Solar GTX5000-Pro (x3) w/ HYD 6000-EP inverter | 13.8 |  |  | Sofar Solar | GTX5000-Pro | 3 | Sofar Solar | HYD 6000-EP | Sofar Solar | Yes | Yes | 2025-07-18 | 2025-07-18 |  | Yes | Yes | SOFARSOLAR AUSCO PTY LTD
2022-09-09 | HBS4159 | Sofar Solar GTX5000-Pro (x4) w/ HYD 3000-EP inverter | 18.4 |  |  | Sofar Solar | GTX5000-Pro | 4 | Sofar Solar | HYD 3000-EP | Sofar Solar | Yes | Yes | 2025-07-18 | 2025-07-18 |  | Yes | Yes | SOFARSOLAR AUSCO PTY LTD
2022-09-09 | HBS4160 | Sofar Solar GTX5000-Pro (x4) w/ HYD 3680-EP inverter | 18.4 |  |  | Sofar Solar | GTX5000-Pro | 4 | Sofar Solar | HYD 3680-EP | Sofar Solar | Yes | Yes | 2025-07-18 | 2025-07-18 |  | Yes | Yes | SOFARSOLAR AUSCO PTY LTD
2022-09-09 | HBS4161 | Sofar Solar GTX5000-Pro (x4) w/ HYD 4000-EP inverter | 18.4 |  |  | Sofar Solar | GTX5000-Pro | 4 | Sofar Solar | HYD 4000-EP | Sofar Solar | Yes | Yes | 2025-07-18 | 2025-07-18 |  | Yes | Yes | SOFARSOLAR AUSCO PTY LTD
2022-09-09 | HBS4162 | Sofar Solar GTX5000-Pro (x4) w/ HYD 4680-EP inverter | 18.4 |  |  | Sofar Solar | GTX5000-Pro | 4 | Sofar Solar | HYD 4680-EP | Sofar Solar | Yes | Yes | 2025-07-18 | 2025-07-18 |  | Yes | No | SOFARSOLAR AUSCO PTY LTD
2022-09-09 | HBS4163 | Sofar Solar GTX5000-Pro (x4) w/ HYD 5000-EP inverter | 18.4 |  |  | Sofar Solar | GTX5000-Pro | 4 | Sofar Solar | HYD 5000-EP | Sofar Solar | Yes | Yes | 2025-07-18 | 2025-07-18 |  | Yes | Yes | SOFARSOLAR AUSCO PTY LTD
2022-09-09 | HBS4164 | Sofar Solar GTX5000-Pro (x4) w/ HYD 5500-EP inverter | 18.4 |  |  | Sofar Solar | GTX5000-Pro | 4 | Sofar Solar | HYD 5500-EP | Sofar Solar | Yes | Yes | 2025-07-18 | 2025-07-18 |  | Yes | Yes | SOFARSOLAR AUSCO PTY LTD
2022-09-09 | HBS4165 | Sofar Solar GTX5000-Pro (x4) w/ HYD 6000-EP inverter | 18.4 |  |  | Sofar Solar | GTX5000-Pro | 4 | Sofar Solar | HYD 6000-EP | Sofar Solar | Yes | Yes | 2025-07-18 | 2025-07-18 |  | Yes | Yes | SOFARSOLAR AUSCO PTY LTD
2022-09-09 | HBS4172 | Sofar Solar GTX5000-Pro (x2) w/ HYD 3000-ES inverter | 9.2 |  |  | Sofar Solar | GTX5000-Pro | 2 | Sofar Solar | HYD 3000-ES | Sofar Solar | Yes | Yes | 2025-06-23 | 2025-06-23 |  | Yes | Yes | SOFARSOLAR AUSCO PTY LTD
2022-09-09 | HBS4173 | Sofar Solar GTX5000-Pro (x2) w/ HYD 3600-ES inverter | 9.2 |  |  | Sofar Solar | GTX5000-Pro | 2 | Sofar Solar | HYD 3600-ES | Sofar Solar | Yes | Yes | 2025-06-23 | 2025-06-23 |  | Yes | Yes | SOFARSOLAR AUSCO PTY LTD
2022-09-09 | HBS4174 | Sofar Solar GTX5000-Pro (x2) w/ HYD 4000-ES inverter | 9.2 |  |  | Sofar Solar | GTX5000-Pro | 2 | Sofar Solar | HYD 4000-ES | Sofar Solar | Yes | Yes | 2025-06-23 | 2025-06-23 |  | Yes | Yes | SOFARSOLAR AUSCO PTY LTD
2022-09-09 | HBS4175 | Sofar Solar GTX5000-Pro (x2) w/ HYD 4600-ES inverter | 9.2 |  |  | Sofar Solar | GTX5000-Pro | 2 | Sofar Solar | HYD 4600-ES | Sofar Solar | Yes | Yes | 2025-06-23 | 2025-06-23 |  | Yes | Yes | SOFARSOLAR AUSCO PTY LTD
2022-09-09 | HBS4176 | Sofar Solar GTX5000-Pro (x2) w/ HYD 5000-ES inverter | 9.2 |  |  | Sofar Solar | GTX5000-Pro | 2 | Sofar Solar | HYD 5000-ES | Sofar Solar | Yes | Yes | 2025-06-23 | 2025-06-23 |  | Yes | Yes | SOFARSOLAR AUSCO PTY LTD
2022-09-09 | HBS4177 | Sofar Solar GTX5000-Pro (x2) w/ HYD 6000-ES inverter | 9.2 |  |  | Sofar Solar | GTX5000-Pro | 2 | Sofar Solar | HYD 6000-ES | Sofar Solar | Yes | Yes | 2025-06-23 | 2025-06-23 |  | Yes | Yes | SOFARSOLAR AUSCO PTY LTD
2022-09-09 | HBS4178 | Sofar Solar GTX5000-Pro (x3) w/ HYD 3000-ES inverter | 13.8 |  |  | Sofar Solar | GTX5000-Pro | 3 | Sofar Solar | HYD 3000-ES | Sofar Solar | Yes | Yes | 2025-06-23 | 2025-06-23 |  | Yes | Yes | SOFARSOLAR AUSCO PTY LTD
2022-09-09 | HBS4179 | Sofar Solar GTX5000-Pro (x3) w/ HYD 3600-ES inverter | 13.8 |  |  | Sofar Solar | GTX5000-Pro | 3 | Sofar Solar | HYD 3600-ES | Sofar Solar | Yes | Yes | 2025-06-23 | 2025-06-23 |  | Yes | Yes | SOFARSOLAR AUSCO PTY LTD
2022-09-09 | HBS4180 | Sofar Solar GTX5000-Pro (x3) w/ HYD 4000-ES inverter | 13.8 |  |  | Sofar Solar | GTX5000-Pro | 3 | Sofar Solar | HYD 4000-ES | Sofar Solar | Yes | Yes | 2025-06-23 | 2025-06-23 |  | Yes | Yes | SOFARSOLAR AUSCO PTY LTD
2022-09-09 | HBS4181 | Sofar Solar GTX5000-Pro (x3) w/ HYD 4600-ES inverter | 13.8 |  |  | Sofar Solar | GTX5000-Pro | 3 | Sofar Solar | HYD 4600-ES | Sofar Solar | Yes | Yes | 2025-06-23 | 2025-06-23 |  | Yes | Yes | SOFARSOLAR AUSCO PTY LTD
2022-09-09 | HBS4182 | Sofar Solar GTX5000-Pro (x3) w/ HYD 5000-ES inverter | 13.8 |  |  | Sofar Solar | GTX5000-Pro | 3 | Sofar Solar | HYD 5000-ES | Sofar Solar | Yes | Yes | 2025-06-23 | 2025-06-23 |  | Yes | Yes | SOFARSOLAR AUSCO PTY LTD
2022-09-09 | HBS4183 | Sofar Solar GTX5000-Pro (x3) w/ HYD 6000-ES inverter | 13.8 |  |  | Sofar Solar | GTX5000-Pro | 3 | Sofar Solar | HYD 6000-ES | Sofar Solar | Yes | Yes | 2025-06-23 | 2025-06-23 |  | Yes | Yes | SOFARSOLAR AUSCO PTY LTD
2022-09-09 | HBS4184 | Sofar Solar GTX5000-Pro (x4) w/ HYD 3000-ES inverter | 18.4 |  |  | Sofar Solar | GTX5000-Pro | 4 | Sofar Solar | HYD 3000-ES | Sofar Solar | Yes | Yes | 2025-06-23 | 2025-06-23 |  | Yes | Yes | SOFARSOLAR AUSCO PTY LTD
2022-09-09 | HBS4185 | Sofar Solar GTX5000-Pro (x4) w/ HYD 3600-ES inverter | 18.4 |  |  | Sofar Solar | GTX5000-Pro | 4 | Sofar Solar | HYD 3600-ES | Sofar Solar | Yes | Yes | 2025-06-23 | 2025-06-23 |  | Yes | Yes | SOFARSOLAR AUSCO PTY LTD
2022-09-09 | HBS4186 | Sofar Solar GTX5000-Pro (x4) w/ HYD 4000-ES inverter | 18.4 |  |  | Sofar Solar | GTX5000-Pro | 4 | Sofar Solar | HYD 4000-ES | Sofar Solar | Yes | Yes | 2025-06-23 | 2025-06-23 |  | Yes | Yes | SOFARSOLAR AUSCO PTY LTD
2022-09-09 | HBS4187 | Sofar Solar GTX5000-Pro (x4) w/ HYD 4600-ES inverter | 18.4 |  |  | Sofar Solar | GTX5000-Pro | 4 | Sofar Solar | HYD 4600-ES | Sofar Solar | Yes | Yes | 2025-06-23 | 2025-06-23 |  | Yes | Yes | SOFARSOLAR AUSCO PTY LTD
2022-09-09 | HBS4188 | Sofar Solar GTX5000-Pro (x4) w/ HYD 5000-ES inverter | 18.4 |  |  | Sofar Solar | GTX5000-Pro | 4 | Sofar Solar | HYD 5000-ES | Sofar Solar | Yes | Yes | 2025-06-23 | 2025-06-23 |  | Yes | Yes | SOFARSOLAR AUSCO PTY LTD
2022-09-09 | HBS4189 | Sofar Solar GTX5000-Pro (x4) w/ HYD 6000-ES inverter | 18.4 |  |  | Sofar Solar | GTX5000-Pro | 4 | Sofar Solar | HYD 6000-ES | Sofar Solar | Yes | Yes | 2025-06-23 | 2025-06-23 |  | Yes | Yes | SOFARSOLAR AUSCO PTY LTD
2022-09-09 | HBS4191 | Sofar Solar GTX5000-Pro (x2) w/ ME 3000SP inverter | 9.2 |  |  | Sofar Solar | GTX5000-Pro | 2 | Sofar Solar | ME 3000SP | Sofar Solar | Yes | Yes | 2025-06-29 | 2025-06-29 |  | Yes | Yes | SOFARSOLAR AUSCO PTY LTD
2022-09-09 | HBS4192 | Sofar Solar GTX5000-Pro (x3) w/ ME 3000SP inverter | 13.8 |  |  | Sofar Solar | GTX5000-Pro | 3 | Sofar Solar | ME 3000SP | Sofar Solar | Yes | Yes | 2025-06-29 | 2025-06-29 |  | Yes | Yes | SOFARSOLAR AUSCO PTY LTD
2022-09-09 | HBS4193 | Sofar Solar GTX5000-Pro (x4) w/ ME 3000SP inverter | 18.4 |  |  | Sofar Solar | GTX5000-Pro | 4 | Sofar Solar | ME 3000SP | Sofar Solar | Yes | Yes | 2025-06-29 | 2025-06-29 |  | Yes | Yes | SOFARSOLAR AUSCO PTY LTD
2022-09-09 | HBS4194 | Sofar Solar GTX3000-H4 (x1) w/ HYD 5KTL-3PH inverter | 9 |  |  | Sofar Solar | GTX3000-H4 | 1 | Sofar Solar | HYD 5KTL-3PH | Sofar Solar | Yes | Yes | 2025-06-24 | 2025-06-24 |  | Yes | Yes | SOFARSOLAR AUSCO PTY LTD
2022-09-09 | HBS4195 | Sofar Solar GTX3000-H5 (x1) w/ HYD 5KTL-3PH inverter | 11.25 |  |  | Sofar Solar | GTX3000-H5 | 1 | Sofar Solar | HYD 5KTL-3PH | Sofar Solar | Yes | Yes | 2025-06-24 | 2025-06-24 |  | Yes | Yes | SOFARSOLAR AUSCO PTY LTD
2022-09-09 | HBS4196 | Sofar Solar GTX3000-H6 (x1) w/ HYD 5KTL-3PH inverter | 13.5 |  |  | Sofar Solar | GTX3000-H6 | 1 | Sofar Solar | HYD 5KTL-3PH | Sofar Solar | Yes | Yes | 2025-06-24 | 2025-06-24 |  | Yes | Yes | SOFARSOLAR AUSCO PTY LTD
2022-09-09 | HBS4197 | Sofar Solar GTX3000-H7 (x1) w/ HYD 5KTL-3PH inverter | 15.75 |  |  | Sofar Solar | GTX3000-H7 | 1 | Sofar Solar | HYD 5KTL-3PH | Sofar Solar | Yes | Yes | 2025-06-24 | 2025-06-24 |  | Yes | Yes | SOFARSOLAR AUSCO PTY LTD
2022-09-09 | HBS4198 | Sofar Solar GTX3000-H8 (x1) w/ HYD 5KTL-3PH inverter | 18 |  |  | Sofar Solar | GTX3000-H8 | 1 | Sofar Solar | HYD 5KTL-3PH | Sofar Solar | Yes | Yes | 2025-06-24 | 2025-06-24 |  | Yes | Yes | SOFARSOLAR AUSCO PTY LTD
2022-09-09 | HBS4199 | Sofar Solar GTX3000-H9 (x1) w/ HYD 5KTL-3PH inverter | 20.25 |  |  | Sofar Solar | GTX3000-H9 | 1 | Sofar Solar | HYD 5KTL-3PH | Sofar Solar | Yes | Yes | 2025-06-24 | 2025-06-24 |  | Yes | Yes | SOFARSOLAR AUSCO PTY LTD
2022-09-09 | HBS4200 | Sofar Solar GTX3000-H10 (x1) w/ HYD 5KTL-3PH inverter | 22.5 |  |  | Sofar Solar | GTX3000-H10 | 1 | Sofar Solar | HYD 5KTL-3PH | Sofar Solar | Yes | Yes | 2025-06-24 | 2025-06-24 |  | Yes | Yes | SOFARSOLAR AUSCO PTY LTD
2022-09-09 | HBS4201 | Sofar Solar GTX3000-H4 (x1) w/ HYD 6KTL-3PH inverter | 9 |  |  | Sofar Solar | GTX3000-H4 | 1 | Sofar Solar | HYD 6KTL-3PH | Sofar Solar | Yes | Yes | 2025-06-24 | 2025-06-24 |  | Yes | Yes | SOFARSOLAR AUSCO PTY LTD
2022-09-09 | HBS4202 | Sofar Solar GTX3000-H5 (x1) w/ HYD 6KTL-3PH inverter | 11.25 |  |  | Sofar Solar | GTX3000-H5 | 1 | Sofar Solar | HYD 6KTL-3PH | Sofar Solar | Yes | Yes | 2025-06-24 | 2025-06-24 |  | Yes | Yes | SOFARSOLAR AUSCO PTY LTD
2022-09-09 | HBS4203 | Sofar Solar GTX3000-H6 (x1) w/ HYD 6KTL-3PH inverter | 13.5 |  |  | Sofar Solar | GTX3000-H6 | 1 | Sofar Solar | HYD 6KTL-3PH | Sofar Solar | Yes | Yes | 2025-06-24 | 2025-06-24 |  | Yes | Yes | SOFARSOLAR AUSCO PTY LTD
2022-09-09 | HBS4204 | Sofar Solar GTX3000-H7 (x1) w/ HYD 6KTL-3PH inverter | 15.75 |  |  | Sofar Solar | GTX3000-H7 | 1 | Sofar Solar | HYD 6KTL-3PH | Sofar Solar | Yes | Yes | 2025-06-24 | 2025-06-24 |  | Yes | Yes | SOFARSOLAR AUSCO PTY LTD
2022-09-09 | HBS4205 | Sofar Solar GTX3000-H8 (x1) w/ HYD 6KTL-3PH inverter | 18 |  |  | Sofar Solar | GTX3000-H8 | 1 | Sofar Solar | HYD 6KTL-3PH | Sofar Solar | Yes | Yes | 2025-06-24 | 2025-06-24 |  | Yes | Yes | SOFARSOLAR AUSCO PTY LTD
2022-09-09 | HBS4206 | Sofar Solar GTX3000-H9 (x1) w/ HYD 6KTL-3PH inverter | 20.25 |  |  | Sofar Solar | GTX3000-H9 | 1 | Sofar Solar | HYD 6KTL-3PH | Sofar Solar | Yes | Yes | 2025-06-24 | 2025-06-24 |  | Yes | Yes | SOFARSOLAR AUSCO PTY LTD
2022-09-09 | HBS4207 | Sofar Solar GTX3000-H10 (x1) w/ HYD 6KTL-3PH inverter | 22.5 |  |  | Sofar Solar | GTX3000-H10 | 1 | Sofar Solar | HYD 6KTL-3PH | Sofar Solar | Yes | Yes | 2025-06-24 | 2025-06-24 |  | Yes | Yes | SOFARSOLAR AUSCO PTY LTD
2022-09-09 | HBS4208 | Sofar Solar GTX3000-H4 (x1) w/ HYD 8KTL-3PH inverter | 9 |  |  | Sofar Solar | GTX3000-H4 | 1 | Sofar Solar | HYD 8KTL-3PH | Sofar Solar | Yes | Yes | 2025-06-24 | 2025-06-24 |  | Yes | Yes | SOFARSOLAR AUSCO PTY LTD
2022-09-09 | HBS4209 | Sofar Solar GTX3000-H5 (x1) w/ HYD 8KTL-3PH inverter | 11.25 |  |  | Sofar Solar | GTX3000-H5 | 1 | Sofar Solar | HYD 8KTL-3PH | Sofar Solar | Yes | Yes | 2025-06-24 | 2025-06-24 |  | Yes | Yes | SOFARSOLAR AUSCO PTY LTD
2022-09-09 | HBS4210 | Sofar Solar GTX3000-H6 (x1) w/ HYD 8KTL-3PH inverter | 13.5 |  |  | Sofar Solar | GTX3000-H6 | 1 | Sofar Solar | HYD 8KTL-3PH | Sofar Solar | Yes | Yes | 2025-06-24 | 2025-06-24 |  | Yes | Yes | SOFARSOLAR AUSCO PTY LTD
2022-09-09 | HBS4211 | Sofar Solar GTX3000-H7 (x1) w/ HYD 8KTL-3PH inverter | 15.75 |  |  | Sofar Solar | GTX3000-H7 | 1 | Sofar Solar | HYD 8KTL-3PH | Sofar Solar | Yes | Yes | 2025-06-24 | 2025-06-24 |  | Yes | Yes | SOFARSOLAR AUSCO PTY LTD
2022-09-09 | HBS4212 | Sofar Solar GTX3000-H8 (x1) w/ HYD 8KTL-3PH inverter | 18 |  |  | Sofar Solar | GTX3000-H8 | 1 | Sofar Solar | HYD 8KTL-3PH | Sofar Solar | Yes | Yes | 2025-06-24 | 2025-06-24 |  | Yes | Yes | SOFARSOLAR AUSCO PTY LTD
2022-09-09 | HBS4213 | Sofar Solar GTX3000-H9 (x1) w/ HYD 8KTL-3PH inverter | 20.25 |  |  | Sofar Solar | GTX3000-H9 | 1 | Sofar Solar | HYD 8KTL-3PH | Sofar Solar | Yes | Yes | 2025-06-24 | 2025-06-24 |  | Yes | Yes | SOFARSOLAR AUSCO PTY LTD
2022-09-09 | HBS4214 | Sofar Solar GTX3000-H10 (x1) w/ HYD 8KTL-3PH inverter | 22.5 |  |  | Sofar Solar | GTX3000-H10 | 1 | Sofar Solar | HYD 8KTL-3PH | Sofar Solar | Yes | Yes | 2025-06-24 | 2025-06-24 |  | Yes | Yes | SOFARSOLAR AUSCO PTY LTD
2022-09-09 | HBS4215 | Sofar Solar GTX3000-H4 (x1) w/ HYD 10KTL-3PH inverter | 9 |  |  | Sofar Solar | GTX3000-H4 | 1 | Sofar Solar | HYD 10KTL-3PH | Sofar Solar | Yes | Yes | 2025-06-24 | 2025-06-24 |  | Yes | Yes | SOFARSOLAR AUSCO PTY LTD
2022-09-09 | HBS4216 | Sofar Solar GTX3000-H5 (x1) w/ HYD 10KTL-3PH inverter | 11.25 |  |  | Sofar Solar | GTX3000-H5 | 1 | Sofar Solar | HYD 10KTL-3PH | Sofar Solar | Yes | Yes | 2025-06-24 | 2025-06-24 |  | Yes | Yes | SOFARSOLAR AUSCO PTY LTD
2022-09-09 | HBS4217 | Sofar Solar GTX3000-H6 (x1) w/ HYD 10KTL-3PH inverter | 13.5 |  |  | Sofar Solar | GTX3000-H6 | 1 | Sofar Solar | HYD 10KTL-3PH | Sofar Solar | Yes | Yes | 2025-06-24 | 2025-06-24 |  | Yes | Yes | SOFARSOLAR AUSCO PTY LTD
2022-09-09 | HBS4218 | Sofar Solar GTX3000-H7 (x1) w/ HYD 10KTL-3PH inverter | 15.75 |  |  | Sofar Solar | GTX3000-H7 | 1 | Sofar Solar | HYD 10KTL-3PH | Sofar Solar | Yes | Yes | 2025-06-24 | 2025-06-24 |  | Yes | Yes | SOFARSOLAR AUSCO PTY LTD
2022-09-09 | HBS4219 | Sofar Solar GTX3000-H8 (x1) w/ HYD 10KTL-3PH inverter | 18 |  |  | Sofar Solar | GTX3000-H8 | 1 | Sofar Solar | HYD 10KTL-3PH | Sofar Solar | Yes | Yes | 2025-06-24 | 2025-06-24 |  | Yes | Yes | SOFARSOLAR AUSCO PTY LTD
2022-09-09 | HBS4220 | Sofar Solar GTX3000-H9 (x1) w/ HYD 10KTL-3PH inverter | 20.25 |  |  | Sofar Solar | GTX3000-H9 | 1 | Sofar Solar | HYD 10KTL-3PH | Sofar Solar | Yes | Yes | 2025-06-24 | 2025-06-24 |  | Yes | Yes | SOFARSOLAR AUSCO PTY LTD
2022-09-09 | HBS4221 | Sofar Solar GTX3000-H10 (x1) w/ HYD 10KTL-3PH inverter | 22.5 |  |  | Sofar Solar | GTX3000-H10 | 1 | Sofar Solar | HYD 10KTL-3PH | Sofar Solar | Yes | Yes | 2025-06-24 | 2025-06-24 |  | Yes | Yes | SOFARSOLAR AUSCO PTY LTD
2022-09-09 | HBS4222 | Sofar Solar GTX3000-H4 (x1) w/ HYD 15KTL-3PH inverter | 9 |  |  | Sofar Solar | GTX3000-H4 | 1 | Sofar Solar | HYD 15KTL-3PH | Sofar Solar | Yes | Yes | 2025-06-24 | 2025-06-24 |  | Yes | Yes | SOFARSOLAR AUSCO PTY LTD
2022-09-09 | HBS4223 | Sofar Solar GTX3000-H5 (x1) w/ HYD 15KTL-3PH inverter | 11.25 |  |  | Sofar Solar | GTX3000-H5 | 1 | Sofar Solar | HYD 15KTL-3PH | Sofar Solar | Yes | Yes | 2025-06-24 | 2025-06-24 |  | Yes | Yes | SOFARSOLAR AUSCO PTY LTD
2022-09-09 | HBS4224 | Sofar Solar GTX3000-H6 (x1) w/ HYD 15KTL-3PH inverter | 13.5 |  |  | Sofar Solar | GTX3000-H6 | 1 | Sofar Solar | HYD 15KTL-3PH | Sofar Solar | Yes | Yes | 2025-06-24 | 2025-06-24 |  | Yes | Yes | SOFARSOLAR AUSCO PTY LTD
2022-09-09 | HBS4225 | Sofar Solar GTX3000-H7 (x1) w/ HYD 15KTL-3PH inverter | 15.75 |  |  | Sofar Solar | GTX3000-H7 | 1 | Sofar Solar | HYD 15KTL-3PH | Sofar Solar | Yes | Yes | 2025-06-24 | 2025-06-24 |  | Yes | Yes | SOFARSOLAR AUSCO PTY LTD
2022-09-09 | HBS4226 | Sofar Solar GTX3000-H8 (x1) w/ HYD 15KTL-3PH inverter | 18 |  |  | Sofar Solar | GTX3000-H8 | 1 | Sofar Solar | HYD 15KTL-3PH | Sofar Solar | Yes | Yes | 2025-06-24 | 2025-06-24 |  | Yes | Yes | SOFARSOLAR AUSCO PTY LTD
2022-09-09 | HBS4227 | Sofar Solar GTX3000-H9 (x1) w/ HYD 15KTL-3PH inverter | 20.25 |  |  | Sofar Solar | GTX3000-H9 | 1 | Sofar Solar | HYD 15KTL-3PH | Sofar Solar | Yes | Yes | 2025-06-24 | 2025-06-24 |  | Yes | Yes | SOFARSOLAR AUSCO PTY LTD
2022-09-09 | HBS4228 | Sofar Solar GTX3000-H10 (x1) w/ HYD 15KTL-3PH inverter | 22.5 |  |  | Sofar Solar | GTX3000-H10 | 1 | Sofar Solar | HYD 15KTL-3PH | Sofar Solar | Yes | Yes | 2025-06-24 | 2025-06-24 |  | Yes | Yes | SOFARSOLAR AUSCO PTY LTD
2022-09-09 | HBS4229 | Sofar Solar GTX3000-H4 (x1) w/ HYD 20KTL-3PH inverter | 9 |  |  | Sofar Solar | GTX3000-H4 | 1 | Sofar Solar | HYD 20KTL-3PH | Sofar Solar | Yes | Yes | 2025-06-24 | 2025-06-24 |  | Yes | Yes | SOFARSOLAR AUSCO PTY LTD
2022-09-09 | HBS4230 | Sofar Solar GTX3000-H5 (x1) w/ HYD 20KTL-3PH inverter | 11.25 |  |  | Sofar Solar | GTX3000-H5 | 1 | Sofar Solar | HYD 20KTL-3PH | Sofar Solar | Yes | Yes | 2025-06-24 | 2025-06-24 |  | Yes | Yes | SOFARSOLAR AUSCO PTY LTD
2022-09-09 | HBS4231 | Sofar Solar GTX3000-H6 (x1) w/ HYD 20KTL-3PH inverter | 13.5 |  |  | Sofar Solar | GTX3000-H6 | 1 | Sofar Solar | HYD 20KTL-3PH | Sofar Solar | Yes | Yes | 2025-06-24 | 2025-06-24 |  | Yes | Yes | SOFARSOLAR AUSCO PTY LTD
2022-09-09 | HBS4232 | Sofar Solar GTX3000-H7 (x1) w/ HYD 20KTL-3PH inverter | 15.75 |  |  | Sofar Solar | GTX3000-H7 | 1 | Sofar Solar | HYD 20KTL-3PH | Sofar Solar | Yes | Yes | 2025-06-24 | 2025-06-24 |  | Yes | Yes | SOFARSOLAR AUSCO PTY LTD
2022-09-09 | HBS4233 | Sofar Solar GTX3000-H8 (x1) w/ HYD 20KTL-3PH inverter | 18 |  |  | Sofar Solar | GTX3000-H8 | 1 | Sofar Solar | HYD 20KTL-3PH | Sofar Solar | Yes | Yes | 2025-06-24 | 2025-06-24 |  | Yes | Yes | SOFARSOLAR AUSCO PTY LTD
2022-09-09 | HBS4234 | Sofar Solar GTX3000-H9 (x1) w/ HYD 20KTL-3PH inverter | 20.25 |  |  | Sofar Solar | GTX3000-H9 | 1 | Sofar Solar | HYD 20KTL-3PH | Sofar Solar | Yes | Yes | 2025-06-24 | 2025-06-24 |  | Yes | Yes | SOFARSOLAR AUSCO PTY LTD
2022-09-09 | HBS4235 | Sofar Solar GTX3000-H10 (x1) w/ HYD 20KTL-3PH inverter | 22.5 |  |  | Sofar Solar | GTX3000-H10 | 1 | Sofar Solar | HYD 20KTL-3PH | Sofar Solar | Yes | Yes | 2025-06-24 | 2025-06-24 |  | Yes | Yes | SOFARSOLAR AUSCO PTY LTD
2022-09-09 | HBS4236 | Sofar Solar GTX3000-H4 (x2) w/ HYD 5KTL-3PH inverter | 18 |  |  | Sofar Solar | GTX3000-H4 | 2 | Sofar Solar | HYD 5KTL-3PH | Sofar Solar | Yes | Yes | 2025-06-24 | 2025-06-24 |  | Yes | Yes | SOFARSOLAR AUSCO PTY LTD
2022-09-09 | HBS4237 | Sofar Solar GTX3000-H5 (x2) w/ HYD 5KTL-3PH inverter | 22.5 |  |  | Sofar Solar | GTX3000-H5 | 2 | Sofar Solar | HYD 5KTL-3PH | Sofar Solar | Yes | Yes | 2025-06-24 | 2025-06-24 |  | Yes | Yes | SOFARSOLAR AUSCO PTY LTD
2022-09-09 | HBS4238 | Sofar Solar GTX3000-H6 (x2) w/ HYD 5KTL-3PH inverter | 27 |  |  | Sofar Solar | GTX3000-H6 | 2 | Sofar Solar | HYD 5KTL-3PH | Sofar Solar | Yes | Yes | 2025-06-24 | 2025-06-24 |  | Yes | Yes | SOFARSOLAR AUSCO PTY LTD
2022-09-09 | HBS4239 | Sofar Solar GTX3000-H7 (x2) w/ HYD 5KTL-3PH inverter | 31.5 |  |  | Sofar Solar | GTX3000-H7 | 2 | Sofar Solar | HYD 5KTL-3PH | Sofar Solar | Yes | Yes | 2025-06-24 | 2025-06-24 |  | Yes | Yes | SOFARSOLAR AUSCO PTY LTD
2022-09-09 | HBS4240 | Sofar Solar GTX3000-H8 (x2) w/ HYD 5KTL-3PH inverter | 36 |  |  | Sofar Solar | GTX3000-H8 | 2 | Sofar Solar | HYD 5KTL-3PH | Sofar Solar | Yes | Yes | 2025-06-24 | 2025-06-24 |  | Yes | Yes | SOFARSOLAR AUSCO PTY LTD
2022-09-09 | HBS4241 | Sofar Solar GTX3000-H9 (x2) w/ HYD 5KTL-3PH inverter | 40.5 |  |  | Sofar Solar | GTX3000-H9 | 2 | Sofar Solar | HYD 5KTL-3PH | Sofar Solar | Yes | Yes | 2025-06-24 | 2025-06-24 |  | Yes | Yes | SOFARSOLAR AUSCO PTY LTD
2022-09-09 | HBS4242 | Sofar Solar GTX3000-H10 (x2) w/ HYD 5KTL-3PH inverter | 45 |  |  | Sofar Solar | GTX3000-H10 | 2 | Sofar Solar | HYD 5KTL-3PH | Sofar Solar | Yes | Yes | 2025-06-24 | 2025-06-24 |  | Yes | Yes | SOFARSOLAR AUSCO PTY LTD
2022-09-09 | HBS4243 | Sofar Solar GTX3000-H4 (x2) w/ HYD 6KTL-3PH inverter | 18 |  |  | Sofar Solar | GTX3000-H4 | 2 | Sofar Solar | HYD 6KTL-3PH | Sofar Solar | Yes | Yes | 2025-06-24 | 2025-06-24 |  | Yes | Yes | SOFARSOLAR AUSCO PTY LTD
2022-09-09 | HBS4244 | Sofar Solar GTX3000-H5 (x2) w/ HYD 6KTL-3PH inverter | 22.5 |  |  | Sofar Solar | GTX3000-H5 | 2 | Sofar Solar | HYD 6KTL-3PH | Sofar Solar | Yes | Yes | 2025-06-24 | 2025-06-24 |  | Yes | Yes | SOFARSOLAR AUSCO PTY LTD
2022-09-09 | HBS4245 | Sofar Solar GTX3000-H6 (x2) w/ HYD 6KTL-3PH inverter | 27 |  |  | Sofar Solar | GTX3000-H6 | 2 | Sofar Solar | HYD 6KTL-3PH | Sofar Solar | Yes | Yes | 2025-06-24 | 2025-06-24 |  | Yes | Yes | SOFARSOLAR AUSCO PTY LTD
2022-09-09 | HBS4246 | Sofar Solar GTX3000-H7 (x2) w/ HYD 6KTL-3PH inverter | 31.5 |  |  | Sofar Solar | GTX3000-H7 | 2 | Sofar Solar | HYD 6KTL-3PH | Sofar Solar | Yes | Yes | 2025-06-24 | 2025-06-24 |  | Yes | Yes | SOFARSOLAR AUSCO PTY LTD
2022-09-09 | HBS4247 | Sofar Solar GTX3000-H8 (x2) w/ HYD 6KTL-3PH inverter | 36 |  |  | Sofar Solar | GTX3000-H8 | 2 | Sofar Solar | HYD 6KTL-3PH | Sofar Solar | Yes | Yes | 2025-06-24 | 2025-06-24 |  | Yes | Yes | SOFARSOLAR AUSCO PTY LTD
2022-09-09 | HBS4248 | Sofar Solar GTX3000-H9 (x2) w/ HYD 6KTL-3PH inverter | 40.5 |  |  | Sofar Solar | GTX3000-H9 | 2 | Sofar Solar | HYD 6KTL-3PH | Sofar Solar | Yes | Yes | 2025-06-24 | 2025-06-24 |  | Yes | Yes | SOFARSOLAR AUSCO PTY LTD
2022-09-09 | HBS4249 | Sofar Solar GTX3000-H10 (x2) w/ HYD 6KTL-3PH inverter | 45 |  |  | Sofar Solar | GTX3000-H10 | 2 | Sofar Solar | HYD 6KTL-3PH | Sofar Solar | Yes | Yes | 2025-06-24 | 2025-06-24 |  | Yes | Yes | SOFARSOLAR AUSCO PTY LTD
2022-09-09 | HBS4250 | Sofar Solar GTX3000-H4 (x2) w/ HYD 8KTL-3PH inverter | 18 |  |  | Sofar Solar | GTX3000-H4 | 2 | Sofar Solar | HYD 8KTL-3PH | Sofar Solar | Yes | Yes | 2025-06-24 | 2025-06-24 |  | Yes | Yes | SOFARSOLAR AUSCO PTY LTD
2022-09-09 | HBS4251 | Sofar Solar GTX3000-H5 (x2) w/ HYD 8KTL-3PH inverter | 22.5 |  |  | Sofar Solar | GTX3000-H5 | 2 | Sofar Solar | HYD 8KTL-3PH | Sofar Solar | Yes | Yes | 2025-06-24 | 2025-06-24 |  | Yes | Yes | SOFARSOLAR AUSCO PTY LTD
2022-09-09 | HBS4252 | Sofar Solar GTX3000-H6 (x2) w/ HYD 8KTL-3PH inverter | 27 |  |  | Sofar Solar | GTX3000-H6 | 2 | Sofar Solar | HYD 8KTL-3PH | Sofar Solar | Yes | Yes | 2025-06-24 | 2025-06-24 |  | Yes | Yes | SOFARSOLAR AUSCO PTY LTD
2022-09-09 | HBS4253 | Sofar Solar GTX3000-H7 (x2) w/ HYD 8KTL-3PH inverter | 31.5 |  |  | Sofar Solar | GTX3000-H7 | 2 | Sofar Solar | HYD 8KTL-3PH | Sofar Solar | Yes | Yes | 2025-06-24 | 2025-06-24 |  | Yes | Yes | SOFARSOLAR AUSCO PTY LTD
2022-09-09 | HBS4254 | Sofar Solar GTX3000-H8 (x2) w/ HYD 8KTL-3PH inverter | 36 |  |  | Sofar Solar | GTX3000-H8 | 2 | Sofar Solar | HYD 8KTL-3PH | Sofar Solar | Yes | Yes | 2025-06-24 | 2025-06-24 |  | Yes | Yes | SOFARSOLAR AUSCO PTY LTD
2022-09-09 | HBS4255 | Sofar Solar GTX3000-H9 (x2) w/ HYD 8KTL-3PH inverter | 40.5 |  |  | Sofar Solar | GTX3000-H9 | 2 | Sofar Solar | HYD 8KTL-3PH | Sofar Solar | Yes | Yes | 2025-06-24 | 2025-06-24 |  | Yes | Yes | SOFARSOLAR AUSCO PTY LTD
2022-09-09 | HBS4256 | Sofar Solar GTX3000-H10 (x2) w/ HYD 8KTL-3PH inverter | 45 |  |  | Sofar Solar | GTX3000-H10 | 2 | Sofar Solar | HYD 8KTL-3PH | Sofar Solar | Yes | Yes | 2025-06-24 | 2025-06-24 |  | Yes | Yes | SOFARSOLAR AUSCO PTY LTD
2022-09-09 | HBS4257 | Sofar Solar GTX3000-H4 (x2) w/ HYD 10KTL-3PH inverter | 18 |  |  | Sofar Solar | GTX3000-H4 | 2 | Sofar Solar | HYD 10KTL-3PH | Sofar Solar | Yes | Yes | 2025-06-24 | 2025-06-24 |  | Yes | Yes | SOFARSOLAR AUSCO PTY LTD
2022-09-09 | HBS4258 | Sofar Solar GTX3000-H5 (x2) w/ HYD 10KTL-3PH inverter | 22.5 |  |  | Sofar Solar | GTX3000-H5 | 2 | Sofar Solar | HYD 10KTL-3PH | Sofar Solar | Yes | Yes | 2025-06-24 | 2025-06-24 |  | Yes | Yes | SOFARSOLAR AUSCO PTY LTD
2022-09-09 | HBS4259 | Sofar Solar GTX3000-H6 (x2) w/ HYD 10KTL-3PH inverter | 27 |  |  | Sofar Solar | GTX3000-H6 | 2 | Sofar Solar | HYD 10KTL-3PH | Sofar Solar | Yes | Yes | 2025-06-24 | 2025-06-24 |  | Yes | Yes | SOFARSOLAR AUSCO PTY LTD
2022-09-09 | HBS4260 | Sofar Solar GTX3000-H7 (x2) w/ HYD 10KTL-3PH inverter | 31.5 |  |  | Sofar Solar | GTX3000-H7 | 2 | Sofar Solar | HYD 10KTL-3PH | Sofar Solar | Yes | Yes | 2025-06-24 | 2025-06-24 |  | Yes | Yes | SOFARSOLAR AUSCO PTY LTD
2022-09-09 | HBS4261 | Sofar Solar GTX3000-H8 (x2) w/ HYD 10KTL-3PH inverter | 36 |  |  | Sofar Solar | GTX3000-H8 | 2 | Sofar Solar | HYD 10KTL-3PH | Sofar Solar | Yes | Yes | 2025-06-24 | 2025-06-24 |  | Yes | Yes | SOFARSOLAR AUSCO PTY LTD
2022-09-09 | HBS4262 | Sofar Solar GTX3000-H9 (x2) w/ HYD 10KTL-3PH inverter | 40.5 |  |  | Sofar Solar | GTX3000-H9 | 2 | Sofar Solar | HYD 10KTL-3PH | Sofar Solar | Yes | Yes | 2025-06-24 | 2025-06-24 |  | Yes | Yes | SOFARSOLAR AUSCO PTY LTD
2022-09-09 | HBS4263 | Sofar Solar GTX3000-H10 (x2) w/ HYD 10KTL-3PH inverter | 45 |  |  | Sofar Solar | GTX3000-H10 | 2 | Sofar Solar | HYD 10KTL-3PH | Sofar Solar | Yes | Yes | 2025-06-24 | 2025-06-24 |  | Yes | Yes | SOFARSOLAR AUSCO PTY LTD
2022-09-09 | HBS4264 | Sofar Solar GTX3000-H4 (x2) w/ HYD 15KTL-3PH inverter | 18 |  |  | Sofar Solar | GTX3000-H4 | 2 | Sofar Solar | HYD 15KTL-3PH | Sofar Solar | Yes | Yes | 2025-06-24 | 2025-06-24 |  | Yes | Yes | SOFARSOLAR AUSCO PTY LTD
2022-09-09 | HBS4265 | Sofar Solar GTX3000-H5 (x2) w/ HYD 15KTL-3PH inverter | 22.5 |  |  | Sofar Solar | GTX3000-H5 | 2 | Sofar Solar | HYD 15KTL-3PH | Sofar Solar | Yes | Yes | 2025-06-24 | 2025-06-24 |  | Yes | Yes | SOFARSOLAR AUSCO PTY LTD
2022-09-09 | HBS4266 | Sofar Solar GTX3000-H6 (x2) w/ HYD 15KTL-3PH inverter | 27 |  |  | Sofar Solar | GTX3000-H6 | 2 | Sofar Solar | HYD 15KTL-3PH | Sofar Solar | Yes | Yes | 2025-06-24 | 2025-06-24 |  | Yes | Yes | SOFARSOLAR AUSCO PTY LTD
2022-09-09 | HBS4267 | Sofar Solar GTX3000-H7 (x2) w/ HYD 15KTL-3PH inverter | 31.5 |  |  | Sofar Solar | GTX3000-H7 | 2 | Sofar Solar | HYD 15KTL-3PH | Sofar Solar | Yes | Yes | 2025-06-24 | 2025-06-24 |  | Yes | Yes | SOFARSOLAR AUSCO PTY LTD
2022-09-09 | HBS4268 | Sofar Solar GTX3000-H8 (x2) w/ HYD 15KTL-3PH inverter | 36 |  |  | Sofar Solar | GTX3000-H8 | 2 | Sofar Solar | HYD 15KTL-3PH | Sofar Solar | Yes | Yes | 2025-06-24 | 2025-06-24 |  | Yes | Yes | SOFARSOLAR AUSCO PTY LTD
2022-09-09 | HBS4269 | Sofar Solar GTX3000-H9 (x2) w/ HYD 15KTL-3PH inverter | 40.5 |  |  | Sofar Solar | GTX3000-H9 | 2 | Sofar Solar | HYD 15KTL-3PH | Sofar Solar | Yes | Yes | 2025-06-24 | 2025-06-24 |  | Yes | Yes | SOFARSOLAR AUSCO PTY LTD
2022-09-09 | HBS4270 | Sofar Solar GTX3000-H10 (x2) w/ HYD 15KTL-3PH inverter | 45 |  |  | Sofar Solar | GTX3000-H10 | 2 | Sofar Solar | HYD 15KTL-3PH | Sofar Solar | Yes | Yes | 2025-06-24 | 2025-06-24 |  | Yes | Yes | SOFARSOLAR AUSCO PTY LTD
2022-09-09 | HBS4271 | Sofar Solar GTX3000-H4 (x2) w/ HYD 20KTL-3PH inverter | 18 |  |  | Sofar Solar | GTX3000-H4 | 2 | Sofar Solar | HYD 20KTL-3PH | Sofar Solar | Yes | Yes | 2025-06-24 | 2025-06-24 |  | Yes | Yes | SOFARSOLAR AUSCO PTY LTD
2022-09-09 | HBS4272 | Sofar Solar GTX3000-H5 (x2) w/ HYD 20KTL-3PH inverter | 22.5 |  |  | Sofar Solar | GTX3000-H5 | 2 | Sofar Solar | HYD 20KTL-3PH | Sofar Solar | Yes | Yes | 2025-06-24 | 2025-06-24 |  | Yes | Yes | SOFARSOLAR AUSCO PTY LTD
2022-09-09 | HBS4273 | Sofar Solar GTX3000-H6 (x2) w/ HYD 20KTL-3PH inverter | 27 |  |  | Sofar Solar | GTX3000-H6 | 2 | Sofar Solar | HYD 20KTL-3PH | Sofar Solar | Yes | Yes | 2025-06-24 | 2025-06-24 |  | Yes | Yes | SOFARSOLAR AUSCO PTY LTD
2022-09-09 | HBS4274 | Sofar Solar GTX3000-H7 (x2) w/ HYD 20KTL-3PH inverter | 31.5 |  |  | Sofar Solar | GTX3000-H7 | 2 | Sofar Solar | HYD 20KTL-3PH | Sofar Solar | Yes | Yes | 2025-06-24 | 2025-06-24 |  | Yes | Yes | SOFARSOLAR AUSCO PTY LTD
2022-09-09 | HBS4275 | Sofar Solar GTX3000-H8 (x2) w/ HYD 20KTL-3PH inverter | 36 |  |  | Sofar Solar | GTX3000-H8 | 2 | Sofar Solar | HYD 20KTL-3PH | Sofar Solar | Yes | Yes | 2025-06-24 | 2025-06-24 |  | Yes | Yes | SOFARSOLAR AUSCO PTY LTD
2022-09-09 | HBS4276 | Sofar Solar GTX3000-H9 (x2) w/ HYD 20KTL-3PH inverter | 40.5 |  |  | Sofar Solar | GTX3000-H9 | 2 | Sofar Solar | HYD 20KTL-3PH | Sofar Solar | Yes | Yes | 2025-06-24 | 2025-06-24 |  | Yes | Yes | SOFARSOLAR AUSCO PTY LTD
2022-09-09 | HBS4277 | Sofar Solar GTX3000-H10 (x2) w/ HYD 20KTL-3PH inverter | 45 |  |  | Sofar Solar | GTX3000-H10 | 2 | Sofar Solar | HYD 20KTL-3PH | Sofar Solar | Yes | Yes | 2025-06-24 | 2025-06-24 |  | Yes | Yes | SOFARSOLAR AUSCO PTY LTD
2022-09-09 | HBS4278 | Sofar Solar GTX3000-H4 (x3) w/ HYD 5KTL-3PH inverter | 27 |  |  | Sofar Solar | GTX3000-H4 | 3 | Sofar Solar | HYD 5KTL-3PH | Sofar Solar | Yes | Yes | 2025-06-24 | 2025-06-24 |  | Yes | Yes | SOFARSOLAR AUSCO PTY LTD
2022-09-09 | HBS4279 | Sofar Solar GTX3000-H5 (x3) w/ HYD 5KTL-3PH inverter | 33.75 |  |  | Sofar Solar | GTX3000-H5 | 3 | Sofar Solar | HYD 5KTL-3PH | Sofar Solar | Yes | Yes | 2025-06-24 | 2025-06-24 |  | Yes | Yes | SOFARSOLAR AUSCO PTY LTD
2022-09-09 | HBS4280 | Sofar Solar GTX3000-H6 (x3) w/ HYD 5KTL-3PH inverter | 40.5 |  |  | Sofar Solar | GTX3000-H6 | 3 | Sofar Solar | HYD 5KTL-3PH | Sofar Solar | Yes | Yes | 2025-06-24 | 2025-06-24 |  | Yes | Yes | SOFARSOLAR AUSCO PTY LTD
2022-09-09 | HBS4281 | Sofar Solar GTX3000-H7 (x3) w/ HYD 5KTL-3PH inverter | 47.25 |  |  | Sofar Solar | GTX3000-H7 | 3 | Sofar Solar | HYD 5KTL-3PH | Sofar Solar | Yes | Yes | 2025-06-24 | 2025-06-24 |  | Yes | Yes | SOFARSOLAR AUSCO PTY LTD
2022-09-09 | HBS4282 | Sofar Solar GTX3000-H8 (x3) w/ HYD 5KTL-3PH inverter | 54 |  |  | Sofar Solar | GTX3000-H8 | 3 | Sofar Solar | HYD 5KTL-3PH | Sofar Solar | Yes | Yes | 2025-06-24 | 2025-06-24 |  | Yes | Yes | SOFARSOLAR AUSCO PTY LTD
2022-09-09 | HBS4283 | Sofar Solar GTX3000-H9 (x3) w/ HYD 5KTL-3PH inverter | 60.75 |  |  | Sofar Solar | GTX3000-H9 | 3 | Sofar Solar | HYD 5KTL-3PH | Sofar Solar | Yes | Yes | 2025-06-24 | 2025-06-24 |  | Yes | Yes | SOFARSOLAR AUSCO PTY LTD
2022-09-09 | HBS4284 | Sofar Solar GTX3000-H10 (x3) w/ HYD 5KTL-3PH inverter | 67.5 |  |  | Sofar Solar | GTX3000-H10 | 3 | Sofar Solar | HYD 5KTL-3PH | Sofar Solar | Yes | Yes | 2025-06-24 | 2025-06-24 |  | Yes | Yes | SOFARSOLAR AUSCO PTY LTD
2022-09-09 | HBS4285 | Sofar Solar GTX3000-H4 (x3) w/ HYD 6KTL-3PH inverter | 27 |  |  | Sofar Solar | GTX3000-H4 | 3 | Sofar Solar | HYD 6KTL-3PH | Sofar Solar | Yes | Yes | 2025-06-24 | 2025-06-24 |  | Yes | Yes | SOFARSOLAR AUSCO PTY LTD
2022-09-09 | HBS4286 | Sofar Solar GTX3000-H5 (x3) w/ HYD 6KTL-3PH inverter | 33.75 |  |  | Sofar Solar | GTX3000-H5 | 3 | Sofar Solar | HYD 6KTL-3PH | Sofar Solar | Yes | Yes | 2025-06-24 | 2025-06-24 |  | Yes | Yes | SOFARSOLAR AUSCO PTY LTD
2022-09-09 | HBS4287 | Sofar Solar GTX3000-H6 (x3) w/ HYD 6KTL-3PH inverter | 40.5 |  |  | Sofar Solar | GTX3000-H6 | 3 | Sofar Solar | HYD 6KTL-3PH | Sofar Solar | Yes | Yes | 2025-06-24 | 2025-06-24 |  | Yes | Yes | SOFARSOLAR AUSCO PTY LTD
2022-09-09 | HBS4288 | Sofar Solar GTX3000-H7 (x3) w/ HYD 6KTL-3PH inverter | 47.25 |  |  | Sofar Solar | GTX3000-H7 | 3 | Sofar Solar | HYD 6KTL-3PH | Sofar Solar | Yes | Yes | 2025-06-24 | 2025-06-24 |  | Yes | Yes | SOFARSOLAR AUSCO PTY LTD
2022-09-09 | HBS4289 | Sofar Solar GTX3000-H8 (x3) w/ HYD 6KTL-3PH inverter | 54 |  |  | Sofar Solar | GTX3000-H8 | 3 | Sofar Solar | HYD 6KTL-3PH | Sofar Solar | Yes | Yes | 2025-06-24 | 2025-06-24 |  | Yes | Yes | SOFARSOLAR AUSCO PTY LTD
2022-09-09 | HBS4290 | Sofar Solar GTX3000-H9 (x3) w/ HYD 6KTL-3PH inverter | 60.75 |  |  | Sofar Solar | GTX3000-H9 | 3 | Sofar Solar | HYD 6KTL-3PH | Sofar Solar | Yes | Yes | 2025-06-24 | 2025-06-24 |  | Yes | Yes | SOFARSOLAR AUSCO PTY LTD
2022-09-09 | HBS4291 | Sofar Solar GTX3000-H10 (x3) w/ HYD 6KTL-3PH inverter | 67.5 |  |  | Sofar Solar | GTX3000-H10 | 3 | Sofar Solar | HYD 6KTL-3PH | Sofar Solar | Yes | Yes | 2025-06-24 | 2025-06-24 |  | Yes | Yes | SOFARSOLAR AUSCO PTY LTD
2022-09-09 | HBS4292 | Sofar Solar GTX3000-H4 (x3) w/ HYD 8KTL-3PH inverter | 27 |  |  | Sofar Solar | GTX3000-H4 | 3 | Sofar Solar | HYD 8KTL-3PH | Sofar Solar | Yes | Yes | 2025-06-24 | 2025-06-24 |  | Yes | Yes | SOFARSOLAR AUSCO PTY LTD
2022-09-09 | HBS4293 | Sofar Solar GTX3000-H5 (x3) w/ HYD 8KTL-3PH inverter | 33.75 |  |  | Sofar Solar | GTX3000-H5 | 3 | Sofar Solar | HYD 8KTL-3PH | Sofar Solar | Yes | Yes | 2025-06-24 | 2025-06-24 |  | Yes | Yes | SOFARSOLAR AUSCO PTY LTD
2022-09-09 | HBS4294 | Sofar Solar GTX3000-H6 (x3) w/ HYD 8KTL-3PH inverter | 40.5 |  |  | Sofar Solar | GTX3000-H6 | 3 | Sofar Solar | HYD 8KTL-3PH | Sofar Solar | Yes | Yes | 2025-06-24 | 2025-06-24 |  | Yes | Yes | SOFARSOLAR AUSCO PTY LTD
2022-09-09 | HBS4295 | Sofar Solar GTX3000-H7 (x3) w/ HYD 8KTL-3PH inverter | 47.25 |  |  | Sofar Solar | GTX3000-H7 | 3 | Sofar Solar | HYD 8KTL-3PH | Sofar Solar | Yes | Yes | 2025-06-24 | 2025-06-24 |  | Yes | Yes | SOFARSOLAR AUSCO PTY LTD
2022-09-09 | HBS4296 | Sofar Solar GTX3000-H8 (x3) w/ HYD 8KTL-3PH inverter | 54 |  |  | Sofar Solar | GTX3000-H8 | 3 | Sofar Solar | HYD 8KTL-3PH | Sofar Solar | Yes | Yes | 2025-06-24 | 2025-06-24 |  | Yes | Yes | SOFARSOLAR AUSCO PTY LTD
2022-09-09 | HBS4297 | Sofar Solar GTX3000-H9 (x3) w/ HYD 8KTL-3PH inverter | 60.75 |  |  | Sofar Solar | GTX3000-H9 | 3 | Sofar Solar | HYD 8KTL-3PH | Sofar Solar | Yes | Yes | 2025-06-24 | 2025-06-24 |  | Yes | Yes | SOFARSOLAR AUSCO PTY LTD
2022-09-09 | HBS4298 | Sofar Solar GTX3000-H10 (x3) w/ HYD 8KTL-3PH inverter | 67.5 |  |  | Sofar Solar | GTX3000-H10 | 3 | Sofar Solar | HYD 8KTL-3PH | Sofar Solar | Yes | Yes | 2025-06-24 | 2025-06-24 |  | Yes | Yes | SOFARSOLAR AUSCO PTY LTD
2022-09-09 | HBS4299 | Sofar Solar GTX3000-H4 (x3) w/ HYD 10KTL-3PH inverter | 27 |  |  | Sofar Solar | GTX3000-H4 | 3 | Sofar Solar | HYD 10KTL-3PH | Sofar Solar | Yes | Yes | 2025-06-24 | 2025-06-24 |  | Yes | Yes | SOFARSOLAR AUSCO PTY LTD
2022-09-09 | HBS4300 | Sofar Solar GTX3000-H5 (x3) w/ HYD 10KTL-3PH inverter | 33.75 |  |  | Sofar Solar | GTX3000-H5 | 3 | Sofar Solar | HYD 10KTL-3PH | Sofar Solar | Yes | Yes | 2025-06-24 | 2025-06-24 |  | Yes | Yes | SOFARSOLAR AUSCO PTY LTD
2022-09-09 | HBS4301 | Sofar Solar GTX3000-H6 (x3) w/ HYD 10KTL-3PH inverter | 40.5 |  |  | Sofar Solar | GTX3000-H6 | 3 | Sofar Solar | HYD 10KTL-3PH | Sofar Solar | Yes | Yes | 2025-06-24 | 2025-06-24 |  | Yes | Yes | SOFARSOLAR AUSCO PTY LTD
2022-09-09 | HBS4302 | Sofar Solar GTX3000-H7 (x3) w/ HYD 10KTL-3PH inverter | 47.25 |  |  | Sofar Solar | GTX3000-H7 | 3 | Sofar Solar | HYD 10KTL-3PH | Sofar Solar | Yes | Yes | 2025-06-24 | 2025-06-24 |  | Yes | Yes | SOFARSOLAR AUSCO PTY LTD
2022-09-09 | HBS4303 | Sofar Solar GTX3000-H8 (x3) w/ HYD 10KTL-3PH inverter | 54 |  |  | Sofar Solar | GTX3000-H8 | 3 | Sofar Solar | HYD 10KTL-3PH | Sofar Solar | Yes | Yes | 2025-06-24 | 2025-06-24 |  | Yes | Yes | SOFARSOLAR AUSCO PTY LTD
2022-09-09 | HBS4304 | Sofar Solar GTX3000-H9 (x3) w/ HYD 10KTL-3PH inverter | 60.75 |  |  | Sofar Solar | GTX3000-H9 | 3 | Sofar Solar | HYD 10KTL-3PH | Sofar Solar | Yes | Yes | 2025-06-24 | 2025-06-24 |  | Yes | Yes | SOFARSOLAR AUSCO PTY LTD
2022-09-09 | HBS4305 | Sofar Solar GTX3000-H10 (x3) w/ HYD 10KTL-3PH inverter | 67.5 |  |  | Sofar Solar | GTX3000-H10 | 3 | Sofar Solar | HYD 10KTL-3PH | Sofar Solar | Yes | Yes | 2025-06-24 | 2025-06-24 |  | Yes | Yes | SOFARSOLAR AUSCO PTY LTD
2022-09-09 | HBS4306 | Sofar Solar GTX3000-H4 (x3) w/ HYD 15KTL-3PH inverter | 27 |  |  | Sofar Solar | GTX3000-H4 | 3 | Sofar Solar | HYD 15KTL-3PH | Sofar Solar | Yes | Yes | 2025-06-24 | 2025-06-24 |  | Yes | Yes | SOFARSOLAR AUSCO PTY LTD
2022-09-09 | HBS4307 | Sofar Solar GTX3000-H5 (x3) w/ HYD 15KTL-3PH inverter | 33.75 |  |  | Sofar Solar | GTX3000-H5 | 3 | Sofar Solar | HYD 15KTL-3PH | Sofar Solar | Yes | Yes | 2025-06-24 | 2025-06-24 |  | Yes | Yes | SOFARSOLAR AUSCO PTY LTD
2022-09-09 | HBS4308 | Sofar Solar GTX3000-H6 (x3) w/ HYD 15KTL-3PH inverter | 40.5 |  |  | Sofar Solar | GTX3000-H6 | 3 | Sofar Solar | HYD 15KTL-3PH | Sofar Solar | Yes | Yes | 2025-06-24 | 2025-06-24 |  | Yes | Yes | SOFARSOLAR AUSCO PTY LTD
2022-09-09 | HBS4309 | Sofar Solar GTX3000-H7 (x3) w/ HYD 15KTL-3PH inverter | 47.25 |  |  | Sofar Solar | GTX3000-H7 | 3 | Sofar Solar | HYD 15KTL-3PH | Sofar Solar | Yes | Yes | 2025-06-24 | 2025-06-24 |  | Yes | Yes | SOFARSOLAR AUSCO PTY LTD
2022-09-09 | HBS4310 | Sofar Solar GTX3000-H8 (x3) w/ HYD 15KTL-3PH inverter | 54 |  |  | Sofar Solar | GTX3000-H8 | 3 | Sofar Solar | HYD 15KTL-3PH | Sofar Solar | Yes | Yes | 2025-06-24 | 2025-06-24 |  | Yes | Yes | SOFARSOLAR AUSCO PTY LTD
2022-09-09 | HBS4311 | Sofar Solar GTX3000-H9 (x3) w/ HYD 15KTL-3PH inverter | 60.75 |  |  | Sofar Solar | GTX3000-H9 | 3 | Sofar Solar | HYD 15KTL-3PH | Sofar Solar | Yes | Yes | 2025-06-24 | 2025-06-24 |  | Yes | Yes | SOFARSOLAR AUSCO PTY LTD
2022-09-09 | HBS4312 | Sofar Solar GTX3000-H10 (x3) w/ HYD 15KTL-3PH inverter | 67.5 |  |  | Sofar Solar | GTX3000-H10 | 3 | Sofar Solar | HYD 15KTL-3PH | Sofar Solar | Yes | Yes | 2025-06-24 | 2025-06-24 |  | Yes | Yes | SOFARSOLAR AUSCO PTY LTD
2022-09-09 | HBS4313 | Sofar Solar GTX3000-H4 (x3) w/ HYD 20KTL-3PH inverter | 27 |  |  | Sofar Solar | GTX3000-H4 | 3 | Sofar Solar | HYD 20KTL-3PH | Sofar Solar | Yes | Yes | 2025-06-24 | 2025-06-24 |  | Yes | Yes | SOFARSOLAR AUSCO PTY LTD
2022-09-09 | HBS4314 | Sofar Solar GTX3000-H5 (x3) w/ HYD 20KTL-3PH inverter | 33.75 |  |  | Sofar Solar | GTX3000-H5 | 3 | Sofar Solar | HYD 20KTL-3PH | Sofar Solar | Yes | Yes | 2025-06-24 | 2025-06-24 |  | Yes | Yes | SOFARSOLAR AUSCO PTY LTD
2022-09-09 | HBS4315 | Sofar Solar GTX3000-H6 (x3) w/ HYD 20KTL-3PH inverter | 40.5 |  |  | Sofar Solar | GTX3000-H6 | 3 | Sofar Solar | HYD 20KTL-3PH | Sofar Solar | Yes | Yes | 2025-06-24 | 2025-06-24 |  | Yes | Yes | SOFARSOLAR AUSCO PTY LTD
2022-09-09 | HBS4316 | Sofar Solar GTX3000-H7 (x3) w/ HYD 20KTL-3PH inverter | 47.25 |  |  | Sofar Solar | GTX3000-H7 | 3 | Sofar Solar | HYD 20KTL-3PH | Sofar Solar | Yes | Yes | 2025-06-24 | 2025-06-24 |  | Yes | Yes | SOFARSOLAR AUSCO PTY LTD
2022-09-09 | HBS4317 | Sofar Solar GTX3000-H8 (x3) w/ HYD 20KTL-3PH inverter | 54 |  |  | Sofar Solar | GTX3000-H8 | 3 | Sofar Solar | HYD 20KTL-3PH | Sofar Solar | Yes | Yes | 2025-06-24 | 2025-06-24 |  | Yes | Yes | SOFARSOLAR AUSCO PTY LTD
2022-09-09 | HBS4318 | Sofar Solar GTX3000-H9 (x3) w/ HYD 20KTL-3PH inverter | 60.75 |  |  | Sofar Solar | GTX3000-H9 | 3 | Sofar Solar | HYD 20KTL-3PH | Sofar Solar | Yes | Yes | 2025-06-24 | 2025-06-24 |  | Yes | Yes | SOFARSOLAR AUSCO PTY LTD
2022-09-09 | HBS4319 | Sofar Solar GTX3000-H10 (x3) w/ HYD 20KTL-3PH inverter | 67.5 |  |  | Sofar Solar | GTX3000-H10 | 3 | Sofar Solar | HYD 20KTL-3PH | Sofar Solar | Yes | Yes | 2025-06-24 | 2025-06-24 |  | Yes | Yes | SOFARSOLAR AUSCO PTY LTD
2022-09-09 | HBS4320 | Sofar Solar GTX3000-H4 (x4) w/ HYD 5KTL-3PH inverter | 36 |  |  | Sofar Solar | GTX3000-H4 | 4 | Sofar Solar | HYD 5KTL-3PH | Sofar Solar | Yes | Yes | 2025-06-24 | 2025-06-24 |  | Yes | Yes | SOFARSOLAR AUSCO PTY LTD
2022-09-09 | HBS4321 | Sofar Solar GTX3000-H5 (x4) w/ HYD 5KTL-3PH inverter | 45 |  |  | Sofar Solar | GTX3000-H5 | 4 | Sofar Solar | HYD 5KTL-3PH | Sofar Solar | Yes | Yes | 2025-06-24 | 2025-06-24 |  | Yes | Yes | SOFARSOLAR AUSCO PTY LTD
2022-09-09 | HBS4322 | Sofar Solar GTX3000-H6 (x4) w/ HYD 5KTL-3PH inverter | 54 |  |  | Sofar Solar | GTX3000-H6 | 4 | Sofar Solar | HYD 5KTL-3PH | Sofar Solar | Yes | Yes | 2025-06-24 | 2025-06-24 |  | Yes | Yes | SOFARSOLAR AUSCO PTY LTD
2022-09-09 | HBS4323 | Sofar Solar GTX3000-H7 (x4) w/ HYD 5KTL-3PH inverter | 63 |  |  | Sofar Solar | GTX3000-H7 | 4 | Sofar Solar | HYD 5KTL-3PH | Sofar Solar | Yes | Yes | 2025-06-24 | 2025-06-24 |  | Yes | Yes | SOFARSOLAR AUSCO PTY LTD
2022-09-09 | HBS4324 | Sofar Solar GTX3000-H8 (x4) w/ HYD 5KTL-3PH inverter | 72 |  |  | Sofar Solar | GTX3000-H8 | 4 | Sofar Solar | HYD 5KTL-3PH | Sofar Solar | Yes | Yes | 2025-06-24 | 2025-06-24 |  | Yes | Yes | SOFARSOLAR AUSCO PTY LTD
2022-09-09 | HBS4325 | Sofar Solar GTX3000-H9 (x4) w/ HYD 5KTL-3PH inverter | 81 |  |  | Sofar Solar | GTX3000-H9 | 4 | Sofar Solar | HYD 5KTL-3PH | Sofar Solar | Yes | Yes | 2025-06-24 | 2025-06-24 |  | Yes | Yes | SOFARSOLAR AUSCO PTY LTD
2022-09-09 | HBS4326 | Sofar Solar GTX3000-H10 (x4) w/ HYD 5KTL-3PH inverter | 90 |  |  | Sofar Solar | GTX3000-H10 | 4 | Sofar Solar | HYD 5KTL-3PH | Sofar Solar | Yes | Yes | 2025-06-24 | 2025-06-24 |  | Yes | Yes | SOFARSOLAR AUSCO PTY LTD
2022-09-09 | HBS4327 | Sofar Solar GTX3000-H4 (x4) w/ HYD 6KTL-3PH inverter | 36 |  |  | Sofar Solar | GTX3000-H4 | 4 | Sofar Solar | HYD 6KTL-3PH | Sofar Solar | Yes | Yes | 2025-06-24 | 2025-06-24 |  | Yes | Yes | SOFARSOLAR AUSCO PTY LTD
2022-09-09 | HBS4328 | Sofar Solar GTX3000-H5 (x4) w/ HYD 6KTL-3PH inverter | 45 |  |  | Sofar Solar | GTX3000-H5 | 4 | Sofar Solar | HYD 6KTL-3PH | Sofar Solar | Yes | Yes | 2025-06-24 | 2025-06-24 |  | Yes | Yes | SOFARSOLAR AUSCO PTY LTD
2022-09-09 | HBS4329 | Sofar Solar GTX3000-H6 (x4) w/ HYD 6KTL-3PH inverter | 54 |  |  | Sofar Solar | GTX3000-H6 | 4 | Sofar Solar | HYD 6KTL-3PH | Sofar Solar | Yes | Yes | 2025-06-24 | 2025-06-24 |  | Yes | Yes | SOFARSOLAR AUSCO PTY LTD
2022-09-09 | HBS4330 | Sofar Solar GTX3000-H7 (x4) w/ HYD 6KTL-3PH inverter | 63 |  |  | Sofar Solar | GTX3000-H7 | 4 | Sofar Solar | HYD 6KTL-3PH | Sofar Solar | Yes | Yes | 2025-06-24 | 2025-06-24 |  | Yes | Yes | SOFARSOLAR AUSCO PTY LTD
2022-09-09 | HBS4331 | Sofar Solar GTX3000-H8 (x4) w/ HYD 6KTL-3PH inverter | 72 |  |  | Sofar Solar | GTX3000-H8 | 4 | Sofar Solar | HYD 6KTL-3PH | Sofar Solar | Yes | Yes | 2025-06-24 | 2025-06-24 |  | Yes | Yes | SOFARSOLAR AUSCO PTY LTD
2022-09-09 | HBS4332 | Sofar Solar GTX3000-H9 (x4) w/ HYD 6KTL-3PH inverter | 81 |  |  | Sofar Solar | GTX3000-H9 | 4 | Sofar Solar | HYD 6KTL-3PH | Sofar Solar | Yes | Yes | 2025-06-24 | 2025-06-24 |  | Yes | Yes | SOFARSOLAR AUSCO PTY LTD
2022-09-09 | HBS4333 | Sofar Solar GTX3000-H10 (x4) w/ HYD 6KTL-3PH inverter | 90 |  |  | Sofar Solar | GTX3000-H10 | 4 | Sofar Solar | HYD 6KTL-3PH | Sofar Solar | Yes | Yes | 2025-06-24 | 2025-06-24 |  | Yes | Yes | SOFARSOLAR AUSCO PTY LTD
2022-09-09 | HBS4334 | Sofar Solar GTX3000-H4 (x4) w/ HYD 8KTL-3PH inverter | 36 |  |  | Sofar Solar | GTX3000-H4 | 4 | Sofar Solar | HYD 8KTL-3PH | Sofar Solar | Yes | Yes | 2025-06-24 | 2025-06-24 |  | Yes | Yes | SOFARSOLAR AUSCO PTY LTD
2022-09-09 | HBS4335 | Sofar Solar GTX3000-H5 (x4) w/ HYD 8KTL-3PH inverter | 45 |  |  | Sofar Solar | GTX3000-H5 | 4 | Sofar Solar | HYD 8KTL-3PH | Sofar Solar | Yes | Yes | 2025-06-24 | 2025-06-24 |  | Yes | Yes | SOFARSOLAR AUSCO PTY LTD
2022-09-09 | HBS4336 | Sofar Solar GTX3000-H6 (x4) w/ HYD 8KTL-3PH inverter | 54 |  |  | Sofar Solar | GTX3000-H6 | 4 | Sofar Solar | HYD 8KTL-3PH | Sofar Solar | Yes | Yes | 2025-06-24 | 2025-06-24 |  | Yes | Yes | SOFARSOLAR AUSCO PTY LTD
2022-09-09 | HBS4337 | Sofar Solar GTX3000-H7 (x4) w/ HYD 8KTL-3PH inverter | 63 |  |  | Sofar Solar | GTX3000-H7 | 4 | Sofar Solar | HYD 8KTL-3PH | Sofar Solar | Yes | Yes | 2025-06-24 | 2025-06-24 |  | Yes | Yes | SOFARSOLAR AUSCO PTY LTD
2022-09-09 | HBS4338 | Sofar Solar GTX3000-H8 (x4) w/ HYD 8KTL-3PH inverter | 72 |  |  | Sofar Solar | GTX3000-H8 | 4 | Sofar Solar | HYD 8KTL-3PH | Sofar Solar | Yes | Yes | 2025-06-24 | 2025-06-24 |  | Yes | Yes | SOFARSOLAR AUSCO PTY LTD
2022-09-09 | HBS4339 | Sofar Solar GTX3000-H9 (x4) w/ HYD 8KTL-3PH inverter | 81 |  |  | Sofar Solar | GTX3000-H9 | 4 | Sofar Solar | HYD 8KTL-3PH | Sofar Solar | Yes | Yes | 2025-06-24 | 2025-06-24 |  | Yes | Yes | SOFARSOLAR AUSCO PTY LTD
2022-09-09 | HBS4340 | Sofar Solar GTX3000-H10 (x4) w/ HYD 8KTL-3PH inverter | 90 |  |  | Sofar Solar | GTX3000-H10 | 4 | Sofar Solar | HYD 8KTL-3PH | Sofar Solar | Yes | Yes | 2025-06-24 | 2025-06-24 |  | Yes | Yes | SOFARSOLAR AUSCO PTY LTD
2022-09-09 | HBS4341 | Sofar Solar GTX3000-H4 (x4) w/ HYD 10KTL-3PH inverter | 36 |  |  | Sofar Solar | GTX3000-H4 | 4 | Sofar Solar | HYD 10KTL-3PH | Sofar Solar | Yes | Yes | 2025-06-24 | 2025-06-24 |  | Yes | Yes | SOFARSOLAR AUSCO PTY LTD
2022-09-09 | HBS4342 | Sofar Solar GTX3000-H5 (x4) w/ HYD 10KTL-3PH inverter | 45 |  |  | Sofar Solar | GTX3000-H5 | 4 | Sofar Solar | HYD 10KTL-3PH | Sofar Solar | Yes | Yes | 2025-06-24 | 2025-06-24 |  | Yes | Yes | SOFARSOLAR AUSCO PTY LTD
2022-09-09 | HBS4343 | Sofar Solar GTX3000-H6 (x4) w/ HYD 10KTL-3PH inverter | 54 |  |  | Sofar Solar | GTX3000-H6 | 4 | Sofar Solar | HYD 10KTL-3PH | Sofar Solar | Yes | Yes | 2025-06-24 | 2025-06-24 |  | Yes | Yes | SOFARSOLAR AUSCO PTY LTD
2022-09-09 | HBS4344 | Sofar Solar GTX3000-H7 (x4) w/ HYD 10KTL-3PH inverter | 63 |  |  | Sofar Solar | GTX3000-H7 | 4 | Sofar Solar | HYD 10KTL-3PH | Sofar Solar | Yes | Yes | 2025-06-24 | 2025-06-24 |  | Yes | Yes | SOFARSOLAR AUSCO PTY LTD
2022-09-09 | HBS4345 | Sofar Solar GTX3000-H8 (x4) w/ HYD 10KTL-3PH inverter | 72 |  |  | Sofar Solar | GTX3000-H8 | 4 | Sofar Solar | HYD 10KTL-3PH | Sofar Solar | Yes | Yes | 2025-06-24 | 2025-06-24 |  | Yes | Yes | SOFARSOLAR AUSCO PTY LTD
2022-09-09 | HBS4346 | Sofar Solar GTX3000-H9 (x4) w/ HYD 10KTL-3PH inverter | 81 |  |  | Sofar Solar | GTX3000-H9 | 4 | Sofar Solar | HYD 10KTL-3PH | Sofar Solar | Yes | Yes | 2025-06-24 | 2025-06-24 |  | Yes | Yes | SOFARSOLAR AUSCO PTY LTD
2022-09-09 | HBS4347 | Sofar Solar GTX3000-H10 (x4) w/ HYD 10KTL-3PH inverter | 90 |  |  | Sofar Solar | GTX3000-H10 | 4 | Sofar Solar | HYD 10KTL-3PH | Sofar Solar | Yes | Yes | 2025-06-24 | 2025-06-24 |  | Yes | Yes | SOFARSOLAR AUSCO PTY LTD
2022-09-09 | HBS4348 | Sofar Solar GTX3000-H4 (x4) w/ HYD 15KTL-3PH inverter | 36 |  |  | Sofar Solar | GTX3000-H4 | 4 | Sofar Solar | HYD 15KTL-3PH | Sofar Solar | Yes | Yes | 2025-06-24 | 2025-06-24 |  | Yes | Yes | SOFARSOLAR AUSCO PTY LTD
2022-09-09 | HBS4349 | Sofar Solar GTX3000-H5 (x4) w/ HYD 15KTL-3PH inverter | 45 |  |  | Sofar Solar | GTX3000-H5 | 4 | Sofar Solar | HYD 15KTL-3PH | Sofar Solar | Yes | Yes | 2025-06-24 | 2025-06-24 |  | Yes | Yes | SOFARSOLAR AUSCO PTY LTD
2022-09-09 | HBS4350 | Sofar Solar GTX3000-H6 (x4) w/ HYD 15KTL-3PH inverter | 54 |  |  | Sofar Solar | GTX3000-H6 | 4 | Sofar Solar | HYD 15KTL-3PH | Sofar Solar | Yes | Yes | 2025-06-24 | 2025-06-24 |  | Yes | Yes | SOFARSOLAR AUSCO PTY LTD
2022-09-09 | HBS4351 | Sofar Solar GTX3000-H7 (x4) w/ HYD 15KTL-3PH inverter | 63 |  |  | Sofar Solar | GTX3000-H7 | 4 | Sofar Solar | HYD 15KTL-3PH | Sofar Solar | Yes | Yes | 2025-06-24 | 2025-06-24 |  | Yes | Yes | SOFARSOLAR AUSCO PTY LTD
2022-09-09 | HBS4352 | Sofar Solar GTX3000-H8 (x4) w/ HYD 15KTL-3PH inverter | 72 |  |  | Sofar Solar | GTX3000-H8 | 4 | Sofar Solar | HYD 15KTL-3PH | Sofar Solar | Yes | Yes | 2025-06-24 | 2025-06-24 |  | Yes | Yes | SOFARSOLAR AUSCO PTY LTD
2022-09-09 | HBS4353 | Sofar Solar GTX3000-H9 (x4) w/ HYD 15KTL-3PH inverter | 81 |  |  | Sofar Solar | GTX3000-H9 | 4 | Sofar Solar | HYD 15KTL-3PH | Sofar Solar | Yes | Yes | 2025-06-24 | 2025-06-24 |  | Yes | Yes | SOFARSOLAR AUSCO PTY LTD
2022-09-09 | HBS4354 | Sofar Solar GTX3000-H10 (x4) w/ HYD 15KTL-3PH inverter | 90 |  |  | Sofar Solar | GTX3000-H10 | 4 | Sofar Solar | HYD 15KTL-3PH | Sofar Solar | Yes | Yes | 2025-06-24 | 2025-06-24 |  | Yes | Yes | SOFARSOLAR AUSCO PTY LTD
2022-09-09 | HBS4355 | Sofar Solar GTX3000-H4 (x4) w/ HYD 20KTL-3PH inverter | 36 |  |  | Sofar Solar | GTX3000-H4 | 4 | Sofar Solar | HYD 20KTL-3PH | Sofar Solar | Yes | Yes | 2025-06-24 | 2025-06-24 |  | Yes | Yes | SOFARSOLAR AUSCO PTY LTD
2022-09-09 | HBS4356 | Sofar Solar GTX3000-H5 (x4) w/ HYD 20KTL-3PH inverter | 45 |  |  | Sofar Solar | GTX3000-H5 | 4 | Sofar Solar | HYD 20KTL-3PH | Sofar Solar | Yes | Yes | 2025-06-24 | 2025-06-24 |  | Yes | Yes | SOFARSOLAR AUSCO PTY LTD
2022-09-09 | HBS4357 | Sofar Solar GTX3000-H6 (x4) w/ HYD 20KTL-3PH inverter | 54 |  |  | Sofar Solar | GTX3000-H6 | 4 | Sofar Solar | HYD 20KTL-3PH | Sofar Solar | Yes | Yes | 2025-06-24 | 2025-06-24 |  | Yes | Yes | SOFARSOLAR AUSCO PTY LTD
2022-09-09 | HBS4358 | Sofar Solar GTX3000-H7 (x4) w/ HYD 20KTL-3PH inverter | 63 |  |  | Sofar Solar | GTX3000-H7 | 4 | Sofar Solar | HYD 20KTL-3PH | Sofar Solar | Yes | Yes | 2025-06-24 | 2025-06-24 |  | Yes | Yes | SOFARSOLAR AUSCO PTY LTD
2022-09-09 | HBS4359 | Sofar Solar GTX3000-H8 (x4) w/ HYD 20KTL-3PH inverter | 72 |  |  | Sofar Solar | GTX3000-H8 | 4 | Sofar Solar | HYD 20KTL-3PH | Sofar Solar | Yes | Yes | 2025-06-24 | 2025-06-24 |  | Yes | Yes | SOFARSOLAR AUSCO PTY LTD
2022-09-09 | HBS4360 | Sofar Solar GTX3000-H9 (x4) w/ HYD 20KTL-3PH inverter | 81 |  |  | Sofar Solar | GTX3000-H9 | 4 | Sofar Solar | HYD 20KTL-3PH | Sofar Solar | Yes | Yes | 2025-06-24 | 2025-06-24 |  | Yes | Yes | SOFARSOLAR AUSCO PTY LTD
2022-09-09 | HBS4361 | Sofar Solar GTX3000-H10 (x4) w/ HYD 20KTL-3PH inverter | 90 |  |  | Sofar Solar | GTX3000-H10 | 4 | Sofar Solar | HYD 20KTL-3PH | Sofar Solar | Yes | Yes | 2025-06-24 | 2025-06-24 |  | Yes | Yes | SOFARSOLAR AUSCO PTY LTD
2022-09-09 | HBS4362 | Sofar Solar GTX3000-H4 (x1) w/ ME 5KTL-3PH inverter | 9 |  |  | Sofar Solar | GTX3000-H4 | 1 | Sofar Solar | ME 5KTL-3PH | Sofar Solar | Yes | Yes | 2025-07-14 | 2025-07-14 |  | Yes | Yes | SOFARSOLAR AUSCO PTY LTD
2022-09-09 | HBS4363 | Sofar Solar GTX3000-H5 (x1) w/ ME 5KTL-3PH inverter | 11.25 |  |  | Sofar Solar | GTX3000-H5 | 1 | Sofar Solar | ME 5KTL-3PH | Sofar Solar | Yes | Yes | 2025-07-14 | 2025-07-14 |  | Yes | Yes | SOFARSOLAR AUSCO PTY LTD
2022-09-09 | HBS4364 | Sofar Solar GTX3000-H6 (x1) w/ ME 5KTL-3PH inverter | 13.5 |  |  | Sofar Solar | GTX3000-H6 | 1 | Sofar Solar | ME 5KTL-3PH | Sofar Solar | Yes | Yes | 2025-07-14 | 2025-07-14 |  | Yes | Yes | SOFARSOLAR AUSCO PTY LTD
2022-09-09 | HBS4365 | Sofar Solar GTX3000-H7 (x1) w/ ME 5KTL-3PH inverter | 15.75 |  |  | Sofar Solar | GTX3000-H7 | 1 | Sofar Solar | ME 5KTL-3PH | Sofar Solar | Yes | Yes | 2025-07-14 | 2025-07-14 |  | Yes | Yes | SOFARSOLAR AUSCO PTY LTD
2022-09-09 | HBS4366 | Sofar Solar GTX3000-H8 (x1) w/ ME 5KTL-3PH inverter | 18 |  |  | Sofar Solar | GTX3000-H8 | 1 | Sofar Solar | ME 5KTL-3PH | Sofar Solar | Yes | Yes | 2025-07-14 | 2025-07-14 |  | Yes | Yes | SOFARSOLAR AUSCO PTY LTD
2022-09-09 | HBS4367 | Sofar Solar GTX3000-H9 (x1) w/ ME 5KTL-3PH inverter | 20.25 |  |  | Sofar Solar | GTX3000-H9 | 1 | Sofar Solar | ME 5KTL-3PH | Sofar Solar | Yes | Yes | 2025-07-14 | 2025-07-14 |  | Yes | Yes | SOFARSOLAR AUSCO PTY LTD
2022-09-09 | HBS4368 | Sofar Solar GTX3000-H10 (x1) w/ ME 5KTL-3PH inverter | 22.5 |  |  | Sofar Solar | GTX3000-H10 | 1 | Sofar Solar | ME 5KTL-3PH | Sofar Solar | Yes | Yes | 2025-07-14 | 2025-07-14 |  | Yes | Yes | SOFARSOLAR AUSCO PTY LTD
2022-09-09 | HBS4369 | Sofar Solar GTX3000-H4 (x1) w/ ME 6KTL-3PH inverter | 9 |  |  | Sofar Solar | GTX3000-H4 | 1 | Sofar Solar | ME 6KTL-3PH | Sofar Solar | Yes | Yes | 2025-07-14 | 2025-07-14 |  | Yes | Yes | SOFARSOLAR AUSCO PTY LTD
2022-09-09 | HBS4370 | Sofar Solar GTX3000-H5 (x1) w/ ME 6KTL-3PH inverter | 11.25 |  |  | Sofar Solar | GTX3000-H5 | 1 | Sofar Solar | ME 6KTL-3PH | Sofar Solar | Yes | Yes | 2025-07-14 | 2025-07-14 |  | Yes | Yes | SOFARSOLAR AUSCO PTY LTD
2022-09-09 | HBS4371 | Sofar Solar GTX3000-H6 (x1) w/ ME 6KTL-3PH inverter | 13.5 |  |  | Sofar Solar | GTX3000-H6 | 1 | Sofar Solar | ME 6KTL-3PH | Sofar Solar | Yes | Yes | 2025-07-14 | 2025-07-14 |  | Yes | Yes | SOFARSOLAR AUSCO PTY LTD
2022-09-09 | HBS4372 | Sofar Solar GTX3000-H7 (x1) w/ ME 6KTL-3PH inverter | 15.75 |  |  | Sofar Solar | GTX3000-H7 | 1 | Sofar Solar | ME 6KTL-3PH | Sofar Solar | Yes | Yes | 2025-07-14 | 2025-07-14 |  | Yes | Yes | SOFARSOLAR AUSCO PTY LTD
2022-09-09 | HBS4373 | Sofar Solar GTX3000-H8 (x1) w/ ME 6KTL-3PH inverter | 18 |  |  | Sofar Solar | GTX3000-H8 | 1 | Sofar Solar | ME 6KTL-3PH | Sofar Solar | Yes | Yes | 2025-07-14 | 2025-07-14 |  | Yes | Yes | SOFARSOLAR AUSCO PTY LTD
2022-09-09 | HBS4374 | Sofar Solar GTX3000-H9 (x1) w/ ME 6KTL-3PH inverter | 20.25 |  |  | Sofar Solar | GTX3000-H9 | 1 | Sofar Solar | ME 6KTL-3PH | Sofar Solar | Yes | Yes | 2025-07-14 | 2025-07-14 |  | Yes | Yes | SOFARSOLAR AUSCO PTY LTD
2022-09-09 | HBS4375 | Sofar Solar GTX3000-H10 (x1) w/ ME 6KTL-3PH inverter | 22.5 |  |  | Sofar Solar | GTX3000-H10 | 1 | Sofar Solar | ME 6KTL-3PH | Sofar Solar | Yes | Yes | 2025-07-14 | 2025-07-14 |  | Yes | Yes | SOFARSOLAR AUSCO PTY LTD
2022-09-09 | HBS4376 | Sofar Solar GTX3000-H4 (x1) w/ ME 8KTL-3PH inverter | 9 |  |  | Sofar Solar | GTX3000-H4 | 1 | Sofar Solar | ME 8KTL-3PH | Sofar Solar | Yes | Yes | 2025-07-14 | 2025-07-14 |  | Yes | Yes | SOFARSOLAR AUSCO PTY LTD
2022-09-09 | HBS4377 | Sofar Solar GTX3000-H5 (x1) w/ ME 8KTL-3PH inverter | 11.25 |  |  | Sofar Solar | GTX3000-H5 | 1 | Sofar Solar | ME 8KTL-3PH | Sofar Solar | Yes | Yes | 2025-07-14 | 2025-07-14 |  | Yes | Yes | SOFARSOLAR AUSCO PTY LTD
2022-09-09 | HBS4378 | Sofar Solar GTX3000-H6 (x1) w/ ME 8KTL-3PH inverter | 13.5 |  |  | Sofar Solar | GTX3000-H6 | 1 | Sofar Solar | ME 8KTL-3PH | Sofar Solar | Yes | Yes | 2025-07-14 | 2025-07-14 |  | Yes | Yes | SOFARSOLAR AUSCO PTY LTD
2022-09-09 | HBS4379 | Sofar Solar GTX3000-H7 (x1) w/ ME 8KTL-3PH inverter | 15.75 |  |  | Sofar Solar | GTX3000-H7 | 1 | Sofar Solar | ME 8KTL-3PH | Sofar Solar | Yes | Yes | 2025-07-14 | 2025-07-14 |  | Yes | Yes | SOFARSOLAR AUSCO PTY LTD
2022-09-09 | HBS4380 | Sofar Solar GTX3000-H8 (x1) w/ ME 8KTL-3PH inverter | 18 |  |  | Sofar Solar | GTX3000-H8 | 1 | Sofar Solar | ME 8KTL-3PH | Sofar Solar | Yes | Yes | 2025-07-14 | 2025-07-14 |  | Yes | Yes | SOFARSOLAR AUSCO PTY LTD
2022-09-09 | HBS4381 | Sofar Solar GTX3000-H9 (x1) w/ ME 8KTL-3PH inverter | 20.25 |  |  | Sofar Solar | GTX3000-H9 | 1 | Sofar Solar | ME 8KTL-3PH | Sofar Solar | Yes | Yes | 2025-07-14 | 2025-07-14 |  | Yes | Yes | SOFARSOLAR AUSCO PTY LTD
2022-09-09 | HBS4382 | Sofar Solar GTX3000-H10 (x1) w/ ME 8KTL-3PH inverter | 22.5 |  |  | Sofar Solar | GTX3000-H10 | 1 | Sofar Solar | ME 8KTL-3PH | Sofar Solar | Yes | Yes | 2025-07-14 | 2025-07-14 |  | Yes | Yes | SOFARSOLAR AUSCO PTY LTD
2022-09-09 | HBS4383 | Sofar Solar GTX3000-H4 (x1) w/ ME 10KTL-3PH inverter | 9 |  |  | Sofar Solar | GTX3000-H4 | 1 | Sofar Solar | ME 10KTL-3PH | Sofar Solar | Yes | Yes | 2025-07-14 | 2025-07-14 |  | Yes | Yes | SOFARSOLAR AUSCO PTY LTD
2022-09-09 | HBS4384 | Sofar Solar GTX3000-H5 (x1) w/ ME 10KTL-3PH inverter | 11.25 |  |  | Sofar Solar | GTX3000-H5 | 1 | Sofar Solar | ME 10KTL-3PH | Sofar Solar | Yes | Yes | 2025-07-14 | 2025-07-14 |  | Yes | Yes | SOFARSOLAR AUSCO PTY LTD
2022-09-09 | HBS4385 | Sofar Solar GTX3000-H6 (x1) w/ ME 10KTL-3PH inverter | 13.5 |  |  | Sofar Solar | GTX3000-H6 | 1 | Sofar Solar | ME 10KTL-3PH | Sofar Solar | Yes | Yes | 2025-07-14 | 2025-07-14 |  | Yes | Yes | SOFARSOLAR AUSCO PTY LTD
2022-09-09 | HBS4386 | Sofar Solar GTX3000-H7 (x1) w/ ME 10KTL-3PH inverter | 15.75 |  |  | Sofar Solar | GTX3000-H7 | 1 | Sofar Solar | ME 10KTL-3PH | Sofar Solar | Yes | Yes | 2025-07-14 | 2025-07-14 |  | Yes | Yes | SOFARSOLAR AUSCO PTY LTD
2022-09-09 | HBS4387 | Sofar Solar GTX3000-H8 (x1) w/ ME 10KTL-3PH inverter | 18 |  |  | Sofar Solar | GTX3000-H8 | 1 | Sofar Solar | ME 10KTL-3PH | Sofar Solar | Yes | Yes | 2025-07-14 | 2025-07-14 |  | Yes | Yes | SOFARSOLAR AUSCO PTY LTD
2022-09-09 | HBS4388 | Sofar Solar GTX3000-H9 (x1) w/ ME 10KTL-3PH inverter | 20.25 |  |  | Sofar Solar | GTX3000-H9 | 1 | Sofar Solar | ME 10KTL-3PH | Sofar Solar | Yes | Yes | 2025-07-14 | 2025-07-14 |  | Yes | Yes | SOFARSOLAR AUSCO PTY LTD
2022-09-09 | HBS4389 | Sofar Solar GTX3000-H10 (x1) w/ ME 10KTL-3PH inverter | 22.5 |  |  | Sofar Solar | GTX3000-H10 | 1 | Sofar Solar | ME 10KTL-3PH | Sofar Solar | Yes | Yes | 2025-07-14 | 2025-07-14 |  | Yes | Yes | SOFARSOLAR AUSCO PTY LTD
2022-09-09 | HBS4390 | Sofar Solar GTX3000-H4 (x1) w/ ME 15KTL-3PH inverter | 9 |  |  | Sofar Solar | GTX3000-H4 | 1 | Sofar Solar | ME 15KTL-3PH | Sofar Solar | Yes | Yes | 2025-07-14 | 2025-07-14 |  | Yes | Yes | SOFARSOLAR AUSCO PTY LTD
2022-09-09 | HBS4391 | Sofar Solar GTX3000-H5 (x1) w/ ME 15KTL-3PH inverter | 11.25 |  |  | Sofar Solar | GTX3000-H5 | 1 | Sofar Solar | ME 15KTL-3PH | Sofar Solar | Yes | Yes | 2025-07-14 | 2025-07-14 |  | Yes | Yes | SOFARSOLAR AUSCO PTY LTD
2022-09-09 | HBS4392 | Sofar Solar GTX3000-H6 (x1) w/ ME 15KTL-3PH inverter | 13.5 |  |  | Sofar Solar | GTX3000-H6 | 1 | Sofar Solar | ME 15KTL-3PH | Sofar Solar | Yes | Yes | 2025-07-14 | 2025-07-14 |  | Yes | Yes | SOFARSOLAR AUSCO PTY LTD
2022-09-09 | HBS4393 | Sofar Solar GTX3000-H7 (x1) w/ ME 15KTL-3PH inverter | 15.75 |  |  | Sofar Solar | GTX3000-H7 | 1 | Sofar Solar | ME 15KTL-3PH | Sofar Solar | Yes | Yes | 2025-07-14 | 2025-07-14 |  | Yes | Yes | SOFARSOLAR AUSCO PTY LTD
2022-09-09 | HBS4394 | Sofar Solar GTX3000-H8 (x1) w/ ME 15KTL-3PH inverter | 18 |  |  | Sofar Solar | GTX3000-H8 | 1 | Sofar Solar | ME 15KTL-3PH | Sofar Solar | Yes | Yes | 2025-07-14 | 2025-07-14 |  | Yes | Yes | SOFARSOLAR AUSCO PTY LTD
2022-09-09 | HBS4395 | Sofar Solar GTX3000-H9 (x1) w/ ME 15KTL-3PH inverter | 20.25 |  |  | Sofar Solar | GTX3000-H9 | 1 | Sofar Solar | ME 15KTL-3PH | Sofar Solar | Yes | Yes | 2025-07-14 | 2025-07-14 |  | Yes | Yes | SOFARSOLAR AUSCO PTY LTD
2022-09-09 | HBS4396 | Sofar Solar GTX3000-H10 (x1) w/ ME 15KTL-3PH inverter | 22.5 |  |  | Sofar Solar | GTX3000-H10 | 1 | Sofar Solar | ME 15KTL-3PH | Sofar Solar | Yes | Yes | 2025-07-14 | 2025-07-14 |  | Yes | Yes | SOFARSOLAR AUSCO PTY LTD
2022-09-09 | HBS4397 | Sofar Solar GTX3000-H4 (x1) w/ ME 20KTL-3PH inverter | 9 |  |  | Sofar Solar | GTX3000-H4 | 1 | Sofar Solar | ME 20KTL-3PH | Sofar Solar | Yes | Yes | 2025-07-14 | 2025-07-14 |  | Yes | Yes | SOFARSOLAR AUSCO PTY LTD
2022-09-09 | HBS4398 | Sofar Solar GTX3000-H5 (x1) w/ ME 20KTL-3PH inverter | 11.25 |  |  | Sofar Solar | GTX3000-H5 | 1 | Sofar Solar | ME 20KTL-3PH | Sofar Solar | Yes | Yes | 2025-07-14 | 2025-07-14 |  | Yes | Yes | SOFARSOLAR AUSCO PTY LTD
2022-09-09 | HBS4399 | Sofar Solar GTX3000-H6 (x1) w/ ME 20KTL-3PH inverter | 13.5 |  |  | Sofar Solar | GTX3000-H6 | 1 | Sofar Solar | ME 20KTL-3PH | Sofar Solar | Yes | Yes | 2025-07-14 | 2025-07-14 |  | Yes | Yes | SOFARSOLAR AUSCO PTY LTD
2022-09-09 | HBS4400 | Sofar Solar GTX3000-H7 (x1) w/ ME 20KTL-3PH inverter | 15.75 |  |  | Sofar Solar | GTX3000-H7 | 1 | Sofar Solar | ME 20KTL-3PH | Sofar Solar | Yes | Yes | 2025-07-14 | 2025-07-14 |  | Yes | Yes | SOFARSOLAR AUSCO PTY LTD
2022-09-09 | HBS4401 | Sofar Solar GTX3000-H8 (x1) w/ ME 20KTL-3PH inverter | 18 |  |  | Sofar Solar | GTX3000-H8 | 1 | Sofar Solar | ME 20KTL-3PH | Sofar Solar | Yes | Yes | 2025-07-14 | 2025-07-14 |  | Yes | Yes | SOFARSOLAR AUSCO PTY LTD
2022-09-09 | HBS4402 | Sofar Solar GTX3000-H9 (x1) w/ ME 20KTL-3PH inverter | 20.25 |  |  | Sofar Solar | GTX3000-H9 | 1 | Sofar Solar | ME 20KTL-3PH | Sofar Solar | Yes | Yes | 2025-07-14 | 2025-07-14 |  | Yes | Yes | SOFARSOLAR AUSCO PTY LTD
2022-09-09 | HBS4403 | Sofar Solar GTX3000-H10 (x1) w/ ME 20KTL-3PH inverter | 22.5 |  |  | Sofar Solar | GTX3000-H10 | 1 | Sofar Solar | ME 20KTL-3PH | Sofar Solar | Yes | Yes | 2025-07-14 | 2025-07-14 |  | Yes | Yes | SOFARSOLAR AUSCO PTY LTD
2022-09-09 | HBS4404 | Sofar Solar GTX3000-H4 (x2) w/ ME 5KTL-3PH inverter | 18 |  |  | Sofar Solar | GTX3000-H4 | 2 | Sofar Solar | ME 5KTL-3PH | Sofar Solar | Yes | Yes | 2025-07-14 | 2025-07-14 |  | Yes | Yes | SOFARSOLAR AUSCO PTY LTD
2022-09-09 | HBS4405 | Sofar Solar GTX3000-H5 (x2) w/ ME 5KTL-3PH inverter | 22.5 |  |  | Sofar Solar | GTX3000-H5 | 2 | Sofar Solar | ME 5KTL-3PH | Sofar Solar | Yes | Yes | 2025-07-14 | 2025-07-14 |  | Yes | Yes | SOFARSOLAR AUSCO PTY LTD
2022-09-09 | HBS4406 | Sofar Solar GTX3000-H6 (x2) w/ ME 5KTL-3PH inverter | 27 |  |  | Sofar Solar | GTX3000-H6 | 2 | Sofar Solar | ME 5KTL-3PH | Sofar Solar | Yes | Yes | 2025-07-14 | 2025-07-14 |  | Yes | Yes | SOFARSOLAR AUSCO PTY LTD
2022-09-09 | HBS4407 | Sofar Solar GTX3000-H7 (x2) w/ ME 5KTL-3PH inverter | 31.5 |  |  | Sofar Solar | GTX3000-H7 | 2 | Sofar Solar | ME 5KTL-3PH | Sofar Solar | Yes | Yes | 2025-07-14 | 2025-07-14 |  | Yes | Yes | SOFARSOLAR AUSCO PTY LTD
2022-09-09 | HBS4408 | Sofar Solar GTX3000-H8 (x2) w/ ME 5KTL-3PH inverter | 36 |  |  | Sofar Solar | GTX3000-H8 | 2 | Sofar Solar | ME 5KTL-3PH | Sofar Solar | Yes | Yes | 2025-07-14 | 2025-07-14 |  | Yes | Yes | SOFARSOLAR AUSCO PTY LTD
2022-09-09 | HBS4409 | Sofar Solar GTX3000-H9 (x2) w/ ME 5KTL-3PH inverter | 40.5 |  |  | Sofar Solar | GTX3000-H9 | 2 | Sofar Solar | ME 5KTL-3PH | Sofar Solar | Yes | Yes | 2025-07-14 | 2025-07-14 |  | Yes | Yes | SOFARSOLAR AUSCO PTY LTD
2022-09-09 | HBS4410 | Sofar Solar GTX3000-H10 (x2) w/ ME 5KTL-3PH inverter | 45 |  |  | Sofar Solar | GTX3000-H10 | 2 | Sofar Solar | ME 5KTL-3PH | Sofar Solar | Yes | Yes | 2025-07-14 | 2025-07-14 |  | Yes | Yes | SOFARSOLAR AUSCO PTY LTD
2022-09-09 | HBS4411 | Sofar Solar GTX3000-H4 (x2) w/ ME 6KTL-3PH inverter | 18 |  |  | Sofar Solar | GTX3000-H4 | 2 | Sofar Solar | ME 6KTL-3PH | Sofar Solar | Yes | Yes | 2025-07-14 | 2025-07-14 |  | Yes | Yes | SOFARSOLAR AUSCO PTY LTD
2022-09-09 | HBS4412 | Sofar Solar GTX3000-H5 (x2) w/ ME 6KTL-3PH inverter | 22.5 |  |  | Sofar Solar | GTX3000-H5 | 2 | Sofar Solar | ME 6KTL-3PH | Sofar Solar | Yes | Yes | 2025-07-14 | 2025-07-14 |  | Yes | Yes | SOFARSOLAR AUSCO PTY LTD
2022-09-09 | HBS4413 | Sofar Solar GTX3000-H6 (x2) w/ ME 6KTL-3PH inverter | 27 |  |  | Sofar Solar | GTX3000-H6 | 2 | Sofar Solar | ME 6KTL-3PH | Sofar Solar | Yes | Yes | 2025-07-14 | 2025-07-14 |  | Yes | Yes | SOFARSOLAR AUSCO PTY LTD
2022-09-09 | HBS4414 | Sofar Solar GTX3000-H7 (x2) w/ ME 6KTL-3PH inverter | 31.5 |  |  | Sofar Solar | GTX3000-H7 | 2 | Sofar Solar | ME 6KTL-3PH | Sofar Solar | Yes | Yes | 2025-07-14 | 2025-07-14 |  | Yes | Yes | SOFARSOLAR AUSCO PTY LTD
2022-09-09 | HBS4415 | Sofar Solar GTX3000-H8 (x2) w/ ME 6KTL-3PH inverter | 36 |  |  | Sofar Solar | GTX3000-H8 | 2 | Sofar Solar | ME 6KTL-3PH | Sofar Solar | Yes | Yes | 2025-07-14 | 2025-07-14 |  | Yes | Yes | SOFARSOLAR AUSCO PTY LTD
2022-09-09 | HBS4416 | Sofar Solar GTX3000-H9 (x2) w/ ME 6KTL-3PH inverter | 40.5 |  |  | Sofar Solar | GTX3000-H9 | 2 | Sofar Solar | ME 6KTL-3PH | Sofar Solar | Yes | Yes | 2025-07-14 | 2025-07-14 |  | Yes | Yes | SOFARSOLAR AUSCO PTY LTD
2022-09-09 | HBS4417 | Sofar Solar GTX3000-H10 (x2) w/ ME 6KTL-3PH inverter | 45 |  |  | Sofar Solar | GTX3000-H10 | 2 | Sofar Solar | ME 6KTL-3PH | Sofar Solar | Yes | Yes | 2025-07-14 | 2025-07-14 |  | Yes | Yes | SOFARSOLAR AUSCO PTY LTD
2022-09-09 | HBS4418 | Sofar Solar GTX3000-H4 (x2) w/ ME 8KTL-3PH inverter | 18 |  |  | Sofar Solar | GTX3000-H4 | 2 | Sofar Solar | ME 8KTL-3PH | Sofar Solar | Yes | Yes | 2025-07-14 | 2025-07-14 |  | Yes | Yes | SOFARSOLAR AUSCO PTY LTD
2022-09-09 | HBS4419 | Sofar Solar GTX3000-H5 (x2) w/ ME 8KTL-3PH inverter | 22.5 |  |  | Sofar Solar | GTX3000-H5 | 2 | Sofar Solar | ME 8KTL-3PH | Sofar Solar | Yes | Yes | 2025-07-14 | 2025-07-14 |  | Yes | Yes | SOFARSOLAR AUSCO PTY LTD
2022-09-09 | HBS4420 | Sofar Solar GTX3000-H6 (x2) w/ ME 8KTL-3PH inverter | 27 |  |  | Sofar Solar | GTX3000-H6 | 2 | Sofar Solar | ME 8KTL-3PH | Sofar Solar | Yes | Yes | 2025-07-14 | 2025-07-14 |  | Yes | Yes | SOFARSOLAR AUSCO PTY LTD
2022-09-09 | HBS4421 | Sofar Solar GTX3000-H7 (x2) w/ ME 8KTL-3PH inverter | 31.5 |  |  | Sofar Solar | GTX3000-H7 | 2 | Sofar Solar | ME 8KTL-3PH | Sofar Solar | Yes | Yes | 2025-07-14 | 2025-07-14 |  | Yes | Yes | SOFARSOLAR AUSCO PTY LTD
2022-09-09 | HBS4422 | Sofar Solar GTX3000-H8 (x2) w/ ME 8KTL-3PH inverter | 36 |  |  | Sofar Solar | GTX3000-H8 | 2 | Sofar Solar | ME 8KTL-3PH | Sofar Solar | Yes | Yes | 2025-07-14 | 2025-07-14 |  | Yes | Yes | SOFARSOLAR AUSCO PTY LTD
2022-09-09 | HBS4423 | Sofar Solar GTX3000-H9 (x2) w/ ME 8KTL-3PH inverter | 40.5 |  |  | Sofar Solar | GTX3000-H9 | 2 | Sofar Solar | ME 8KTL-3PH | Sofar Solar | Yes | Yes | 2025-07-14 | 2025-07-14 |  | Yes | Yes | SOFARSOLAR AUSCO PTY LTD
2022-09-09 | HBS4424 | Sofar Solar GTX3000-H10 (x2) w/ ME 8KTL-3PH inverter | 45 |  |  | Sofar Solar | GTX3000-H10 | 2 | Sofar Solar | ME 8KTL-3PH | Sofar Solar | Yes | Yes | 2025-07-14 | 2025-07-14 |  | Yes | Yes | SOFARSOLAR AUSCO PTY LTD
2022-09-09 | HBS4425 | Sofar Solar GTX3000-H4 (x2) w/ ME 10KTL-3PH inverter | 18 |  |  | Sofar Solar | GTX3000-H4 | 2 | Sofar Solar | ME 10KTL-3PH | Sofar Solar | Yes | Yes | 2025-07-14 | 2025-07-14 |  | Yes | Yes | SOFARSOLAR AUSCO PTY LTD
2022-09-09 | HBS4426 | Sofar Solar GTX3000-H5 (x2) w/ ME 10KTL-3PH inverter | 22.5 |  |  | Sofar Solar | GTX3000-H5 | 2 | Sofar Solar | ME 10KTL-3PH | Sofar Solar | Yes | Yes | 2025-07-14 | 2025-07-14 |  | Yes | Yes | SOFARSOLAR AUSCO PTY LTD
2022-09-09 | HBS4427 | Sofar Solar GTX3000-H6 (x2) w/ ME 10KTL-3PH inverter | 27 |  |  | Sofar Solar | GTX3000-H6 | 2 | Sofar Solar | ME 10KTL-3PH | Sofar Solar | Yes | Yes | 2025-07-14 | 2025-07-14 |  | Yes | Yes | SOFARSOLAR AUSCO PTY LTD
2022-09-09 | HBS4428 | Sofar Solar GTX3000-H7 (x2) w/ ME 10KTL-3PH inverter | 31.5 |  |  | Sofar Solar | GTX3000-H7 | 2 | Sofar Solar | ME 10KTL-3PH | Sofar Solar | Yes | Yes | 2025-07-14 | 2025-07-14 |  | Yes | Yes | SOFARSOLAR AUSCO PTY LTD
2022-09-09 | HBS4429 | Sofar Solar GTX3000-H8 (x2) w/ ME 10KTL-3PH inverter | 36 |  |  | Sofar Solar | GTX3000-H8 | 2 | Sofar Solar | ME 10KTL-3PH | Sofar Solar | Yes | Yes | 2025-07-14 | 2025-07-14 |  | Yes | Yes | SOFARSOLAR AUSCO PTY LTD
2022-09-09 | HBS4430 | Sofar Solar GTX3000-H9 (x2) w/ ME 10KTL-3PH inverter | 40.5 |  |  | Sofar Solar | GTX3000-H9 | 2 | Sofar Solar | ME 10KTL-3PH | Sofar Solar | Yes | Yes | 2025-07-14 | 2025-07-14 |  | Yes | Yes | SOFARSOLAR AUSCO PTY LTD
2022-09-09 | HBS4431 | Sofar Solar GTX3000-H10 (x2) w/ ME 10KTL-3PH inverter | 45 |  |  | Sofar Solar | GTX3000-H10 | 2 | Sofar Solar | ME 10KTL-3PH | Sofar Solar | Yes | Yes | 2025-07-14 | 2025-07-14 |  | Yes | Yes | SOFARSOLAR AUSCO PTY LTD
2022-09-09 | HBS4432 | Sofar Solar GTX3000-H4 (x2) w/ ME 15KTL-3PH inverter | 18 |  |  | Sofar Solar | GTX3000-H4 | 2 | Sofar Solar | ME 15KTL-3PH | Sofar Solar | Yes | Yes | 2025-07-14 | 2025-07-14 |  | Yes | Yes | SOFARSOLAR AUSCO PTY LTD
2022-09-09 | HBS4433 | Sofar Solar GTX3000-H5 (x2) w/ ME 15KTL-3PH inverter | 22.5 |  |  | Sofar Solar | GTX3000-H5 | 2 | Sofar Solar | ME 15KTL-3PH | Sofar Solar | Yes | Yes | 2025-07-14 | 2025-07-14 |  | Yes | Yes | SOFARSOLAR AUSCO PTY LTD
2022-09-09 | HBS4434 | Sofar Solar GTX3000-H6 (x2) w/ ME 15KTL-3PH inverter | 27 |  |  | Sofar Solar | GTX3000-H6 | 2 | Sofar Solar | ME 15KTL-3PH | Sofar Solar | Yes | Yes | 2025-07-14 | 2025-07-14 |  | Yes | Yes | SOFARSOLAR AUSCO PTY LTD
2022-09-09 | HBS4435 | Sofar Solar GTX3000-H7 (x2) w/ ME 15KTL-3PH inverter | 31.5 |  |  | Sofar Solar | GTX3000-H7 | 2 | Sofar Solar | ME 15KTL-3PH | Sofar Solar | Yes | Yes | 2025-07-14 | 2025-07-14 |  | Yes | Yes | SOFARSOLAR AUSCO PTY LTD
2022-09-09 | HBS4436 | Sofar Solar GTX3000-H8 (x2) w/ ME 15KTL-3PH inverter | 36 |  |  | Sofar Solar | GTX3000-H8 | 2 | Sofar Solar | ME 15KTL-3PH | Sofar Solar | Yes | Yes | 2025-07-14 | 2025-07-14 |  | Yes | Yes | SOFARSOLAR AUSCO PTY LTD
2022-09-09 | HBS4437 | Sofar Solar GTX3000-H9 (x2) w/ ME 15KTL-3PH inverter | 40.5 |  |  | Sofar Solar | GTX3000-H9 | 2 | Sofar Solar | ME 15KTL-3PH | Sofar Solar | Yes | Yes | 2025-07-14 | 2025-07-14 |  | Yes | Yes | SOFARSOLAR AUSCO PTY LTD
2022-09-09 | HBS4438 | Sofar Solar GTX3000-H10 (x2) w/ ME 15KTL-3PH inverter | 45 |  |  | Sofar Solar | GTX3000-H10 | 2 | Sofar Solar | ME 15KTL-3PH | Sofar Solar | Yes | Yes | 2025-07-14 | 2025-07-14 |  | Yes | Yes | SOFARSOLAR AUSCO PTY LTD
2022-09-09 | HBS4439 | Sofar Solar GTX3000-H4 (x2) w/ ME 20KTL-3PH inverter | 18 |  |  | Sofar Solar | GTX3000-H4 | 2 | Sofar Solar | ME 20KTL-3PH | Sofar Solar | Yes | Yes | 2025-07-14 | 2025-07-14 |  | Yes | Yes | SOFARSOLAR AUSCO PTY LTD
2022-09-09 | HBS4440 | Sofar Solar GTX3000-H5 (x2) w/ ME 20KTL-3PH inverter | 22.5 |  |  | Sofar Solar | GTX3000-H5 | 2 | Sofar Solar | ME 20KTL-3PH | Sofar Solar | Yes | Yes | 2025-07-14 | 2025-07-14 |  | Yes | Yes | SOFARSOLAR AUSCO PTY LTD
2022-09-09 | HBS4441 | Sofar Solar GTX3000-H6 (x2) w/ ME 20KTL-3PH inverter | 27 |  |  | Sofar Solar | GTX3000-H6 | 2 | Sofar Solar | ME 20KTL-3PH | Sofar Solar | Yes | Yes | 2025-07-14 | 2025-07-14 |  | Yes | Yes | SOFARSOLAR AUSCO PTY LTD
2022-09-09 | HBS4442 | Sofar Solar GTX3000-H7 (x2) w/ ME 20KTL-3PH inverter | 31.5 |  |  | Sofar Solar | GTX3000-H7 | 2 | Sofar Solar | ME 20KTL-3PH | Sofar Solar | Yes | Yes | 2025-07-14 | 2025-07-14 |  | Yes | Yes | SOFARSOLAR AUSCO PTY LTD
2022-09-09 | HBS4443 | Sofar Solar GTX3000-H8 (x2) w/ ME 20KTL-3PH inverter | 36 |  |  | Sofar Solar | GTX3000-H8 | 2 | Sofar Solar | ME 20KTL-3PH | Sofar Solar | Yes | Yes | 2025-07-14 | 2025-07-14 |  | Yes | Yes | SOFARSOLAR AUSCO PTY LTD
2022-09-09 | HBS4444 | Sofar Solar GTX3000-H9 (x2) w/ ME 20KTL-3PH inverter | 40.5 |  |  | Sofar Solar | GTX3000-H9 | 2 | Sofar Solar | ME 20KTL-3PH | Sofar Solar | Yes | Yes | 2025-07-14 | 2025-07-14 |  | Yes | Yes | SOFARSOLAR AUSCO PTY LTD
2022-09-09 | HBS4445 | Sofar Solar GTX3000-H10 (x2) w/ ME 20KTL-3PH inverter | 45 |  |  | Sofar Solar | GTX3000-H10 | 2 | Sofar Solar | ME 20KTL-3PH | Sofar Solar | Yes | Yes | 2025-07-14 | 2025-07-14 |  | Yes | Yes | SOFARSOLAR AUSCO PTY LTD
2022-09-09 | HBS4446 | Sofar Solar GTX3000-H4 (x3) w/ ME 5KTL-3PH inverter | 27 |  |  | Sofar Solar | GTX3000-H4 | 3 | Sofar Solar | ME 5KTL-3PH | Sofar Solar | Yes | Yes | 2025-07-14 | 2025-07-14 |  | Yes | Yes | SOFARSOLAR AUSCO PTY LTD
2022-09-09 | HBS4447 | Sofar Solar GTX3000-H5 (x3) w/ ME 5KTL-3PH inverter | 33.75 |  |  | Sofar Solar | GTX3000-H5 | 3 | Sofar Solar | ME 5KTL-3PH | Sofar Solar | Yes | Yes | 2025-07-14 | 2025-07-14 |  | Yes | Yes | SOFARSOLAR AUSCO PTY LTD
2022-09-09 | HBS4448 | Sofar Solar GTX3000-H6 (x3) w/ ME 5KTL-3PH inverter | 40.5 |  |  | Sofar Solar | GTX3000-H6 | 3 | Sofar Solar | ME 5KTL-3PH | Sofar Solar | Yes | Yes | 2025-07-14 | 2025-07-14 |  | Yes | Yes | SOFARSOLAR AUSCO PTY LTD
2022-09-09 | HBS4449 | Sofar Solar GTX3000-H7 (x3) w/ ME 5KTL-3PH inverter | 47.25 |  |  | Sofar Solar | GTX3000-H7 | 3 | Sofar Solar | ME 5KTL-3PH | Sofar Solar | Yes | Yes | 2025-07-14 | 2025-07-14 |  | Yes | Yes | SOFARSOLAR AUSCO PTY LTD
2022-09-09 | HBS4450 | Sofar Solar GTX3000-H8 (x3) w/ ME 5KTL-3PH inverter | 54 |  |  | Sofar Solar | GTX3000-H8 | 3 | Sofar Solar | ME 5KTL-3PH | Sofar Solar | Yes | Yes | 2025-07-14 | 2025-07-14 |  | Yes | Yes | SOFARSOLAR AUSCO PTY LTD
2022-09-09 | HBS4451 | Sofar Solar GTX3000-H9 (x3) w/ ME 5KTL-3PH inverter | 60.75 |  |  | Sofar Solar | GTX3000-H9 | 3 | Sofar Solar | ME 5KTL-3PH | Sofar Solar | Yes | Yes | 2025-07-14 | 2025-07-14 |  | Yes | Yes | SOFARSOLAR AUSCO PTY LTD
2022-09-09 | HBS4452 | Sofar Solar GTX3000-H10 (x3) w/ ME 5KTL-3PH inverter | 67.5 |  |  | Sofar Solar | GTX3000-H10 | 3 | Sofar Solar | ME 5KTL-3PH | Sofar Solar | Yes | Yes | 2025-07-14 | 2025-07-14 |  | Yes | Yes | SOFARSOLAR AUSCO PTY LTD
2022-09-09 | HBS4453 | Sofar Solar GTX3000-H4 (x3) w/ ME 6KTL-3PH inverter | 27 |  |  | Sofar Solar | GTX3000-H4 | 3 | Sofar Solar | ME 6KTL-3PH | Sofar Solar | Yes | Yes | 2025-07-14 | 2025-07-14 |  | Yes | Yes | SOFARSOLAR AUSCO PTY LTD
2022-09-09 | HBS4454 | Sofar Solar GTX3000-H5 (x3) w/ ME 6KTL-3PH inverter | 33.75 |  |  | Sofar Solar | GTX3000-H5 | 3 | Sofar Solar | ME 6KTL-3PH | Sofar Solar | Yes | Yes | 2025-07-14 | 2025-07-14 |  | Yes | Yes | SOFARSOLAR AUSCO PTY LTD
2022-09-09 | HBS4455 | Sofar Solar GTX3000-H6 (x3) w/ ME 6KTL-3PH inverter | 40.5 |  |  | Sofar Solar | GTX3000-H6 | 3 | Sofar Solar | ME 6KTL-3PH | Sofar Solar | Yes | Yes | 2025-07-14 | 2025-07-14 |  | Yes | Yes | SOFARSOLAR AUSCO PTY LTD
2022-09-09 | HBS4456 | Sofar Solar GTX3000-H7 (x3) w/ ME 6KTL-3PH inverter | 47.25 |  |  | Sofar Solar | GTX3000-H7 | 3 | Sofar Solar | ME 6KTL-3PH | Sofar Solar | Yes | Yes | 2025-07-14 | 2025-07-14 |  | Yes | Yes | SOFARSOLAR AUSCO PTY LTD
2022-09-09 | HBS4457 | Sofar Solar GTX3000-H8 (x3) w/ ME 6KTL-3PH inverter | 54 |  |  | Sofar Solar | GTX3000-H8 | 3 | Sofar Solar | ME 6KTL-3PH | Sofar Solar | Yes | Yes | 2025-07-14 | 2025-07-14 |  | Yes | Yes | SOFARSOLAR AUSCO PTY LTD
2022-09-09 | HBS4458 | Sofar Solar GTX3000-H9 (x3) w/ ME 6KTL-3PH inverter | 60.75 |  |  | Sofar Solar | GTX3000-H9 | 3 | Sofar Solar | ME 6KTL-3PH | Sofar Solar | Yes | Yes | 2025-07-14 | 2025-07-14 |  | Yes | Yes | SOFARSOLAR AUSCO PTY LTD
2022-09-09 | HBS4459 | Sofar Solar GTX3000-H10 (x3) w/ ME 6KTL-3PH inverter | 67.5 |  |  | Sofar Solar | GTX3000-H10 | 3 | Sofar Solar | ME 6KTL-3PH | Sofar Solar | Yes | Yes | 2025-07-14 | 2025-07-14 |  | Yes | Yes | SOFARSOLAR AUSCO PTY LTD
2022-09-09 | HBS4460 | Sofar Solar GTX3000-H4 (x3) w/ ME 8KTL-3PH inverter | 27 |  |  | Sofar Solar | GTX3000-H4 | 3 | Sofar Solar | ME 8KTL-3PH | Sofar Solar | Yes | Yes | 2025-07-14 | 2025-07-14 |  | Yes | Yes | SOFARSOLAR AUSCO PTY LTD
2022-09-09 | HBS4461 | Sofar Solar GTX3000-H5 (x3) w/ ME 8KTL-3PH inverter | 33.75 |  |  | Sofar Solar | GTX3000-H5 | 3 | Sofar Solar | ME 8KTL-3PH | Sofar Solar | Yes | Yes | 2025-07-14 | 2025-07-14 |  | Yes | Yes | SOFARSOLAR AUSCO PTY LTD
2022-09-09 | HBS4462 | Sofar Solar GTX3000-H6 (x3) w/ ME 8KTL-3PH inverter | 40.5 |  |  | Sofar Solar | GTX3000-H6 | 3 | Sofar Solar | ME 8KTL-3PH | Sofar Solar | Yes | Yes | 2025-07-14 | 2025-07-14 |  | Yes | Yes | SOFARSOLAR AUSCO PTY LTD
2022-09-09 | HBS4463 | Sofar Solar GTX3000-H7 (x3) w/ ME 8KTL-3PH inverter | 47.25 |  |  | Sofar Solar | GTX3000-H7 | 3 | Sofar Solar | ME 8KTL-3PH | Sofar Solar | Yes | Yes | 2025-07-14 | 2025-07-14 |  | Yes | Yes | SOFARSOLAR AUSCO PTY LTD
2022-09-09 | HBS4464 | Sofar Solar GTX3000-H8 (x3) w/ ME 8KTL-3PH inverter | 54 |  |  | Sofar Solar | GTX3000-H8 | 3 | Sofar Solar | ME 8KTL-3PH | Sofar Solar | Yes | Yes | 2025-07-14 | 2025-07-14 |  | Yes | Yes | SOFARSOLAR AUSCO PTY LTD
2022-09-09 | HBS4465 | Sofar Solar GTX3000-H9 (x3) w/ ME 8KTL-3PH inverter | 60.75 |  |  | Sofar Solar | GTX3000-H9 | 3 | Sofar Solar | ME 8KTL-3PH | Sofar Solar | Yes | Yes | 2025-07-14 | 2025-07-14 |  | Yes | Yes | SOFARSOLAR AUSCO PTY LTD
2022-09-09 | HBS4466 | Sofar Solar GTX3000-H10 (x3) w/ ME 8KTL-3PH inverter | 67.5 |  |  | Sofar Solar | GTX3000-H10 | 3 | Sofar Solar | ME 8KTL-3PH | Sofar Solar | Yes | Yes | 2025-07-14 | 2025-07-14 |  | Yes | Yes | SOFARSOLAR AUSCO PTY LTD
2022-09-09 | HBS4467 | Sofar Solar GTX3000-H4 (x3) w/ ME 10KTL-3PH inverter | 27 |  |  | Sofar Solar | GTX3000-H4 | 3 | Sofar Solar | ME 10KTL-3PH | Sofar Solar | Yes | Yes | 2025-07-14 | 2025-07-14 |  | Yes | Yes | SOFARSOLAR AUSCO PTY LTD
2022-09-09 | HBS4468 | Sofar Solar GTX3000-H5 (x3) w/ ME 10KTL-3PH inverter | 33.75 |  |  | Sofar Solar | GTX3000-H5 | 3 | Sofar Solar | ME 10KTL-3PH | Sofar Solar | Yes | Yes | 2025-07-14 | 2025-07-14 |  | Yes | Yes | SOFARSOLAR AUSCO PTY LTD
2022-09-09 | HBS4469 | Sofar Solar GTX3000-H6 (x3) w/ ME 10KTL-3PH inverter | 40.5 |  |  | Sofar Solar | GTX3000-H6 | 3 | Sofar Solar | ME 10KTL-3PH | Sofar Solar | Yes | Yes | 2025-07-14 | 2025-07-14 |  | Yes | Yes | SOFARSOLAR AUSCO PTY LTD
2022-09-09 | HBS4470 | Sofar Solar GTX3000-H7 (x3) w/ ME 10KTL-3PH inverter | 47.25 |  |  | Sofar Solar | GTX3000-H7 | 3 | Sofar Solar | ME 10KTL-3PH | Sofar Solar | Yes | Yes | 2025-07-14 | 2025-07-14 |  | Yes | Yes | SOFARSOLAR AUSCO PTY LTD
2022-09-09 | HBS4471 | Sofar Solar GTX3000-H8 (x3) w/ ME 10KTL-3PH inverter | 54 |  |  | Sofar Solar | GTX3000-H8 | 3 | Sofar Solar | ME 10KTL-3PH | Sofar Solar | Yes | Yes | 2025-07-14 | 2025-07-14 |  | Yes | Yes | SOFARSOLAR AUSCO PTY LTD
2022-09-09 | HBS4472 | Sofar Solar GTX3000-H9 (x3) w/ ME 10KTL-3PH inverter | 60.75 |  |  | Sofar Solar | GTX3000-H9 | 3 | Sofar Solar | ME 10KTL-3PH | Sofar Solar | Yes | Yes | 2025-07-14 | 2025-07-14 |  | Yes | Yes | SOFARSOLAR AUSCO PTY LTD
2022-09-09 | HBS4473 | Sofar Solar GTX3000-H10 (x3) w/ ME 10KTL-3PH inverter | 67.5 |  |  | Sofar Solar | GTX3000-H10 | 3 | Sofar Solar | ME 10KTL-3PH | Sofar Solar | Yes | Yes | 2025-07-14 | 2025-07-14 |  | Yes | Yes | SOFARSOLAR AUSCO PTY LTD
2022-09-09 | HBS4474 | Sofar Solar GTX3000-H4 (x3) w/ ME 15KTL-3PH inverter | 27 |  |  | Sofar Solar | GTX3000-H4 | 3 | Sofar Solar | ME 15KTL-3PH | Sofar Solar | Yes | Yes | 2025-07-14 | 2025-07-14 |  | Yes | Yes | SOFARSOLAR AUSCO PTY LTD
2022-09-09 | HBS4475 | Sofar Solar GTX3000-H5 (x3) w/ ME 15KTL-3PH inverter | 33.75 |  |  | Sofar Solar | GTX3000-H5 | 3 | Sofar Solar | ME 15KTL-3PH | Sofar Solar | Yes | Yes | 2025-07-14 | 2025-07-14 |  | Yes | Yes | SOFARSOLAR AUSCO PTY LTD
2022-09-09 | HBS4476 | Sofar Solar GTX3000-H6 (x3) w/ ME 15KTL-3PH inverter | 40.5 |  |  | Sofar Solar | GTX3000-H6 | 3 | Sofar Solar | ME 15KTL-3PH | Sofar Solar | Yes | Yes | 2025-07-14 | 2025-07-14 |  | Yes | Yes | SOFARSOLAR AUSCO PTY LTD
2022-09-09 | HBS4477 | Sofar Solar GTX3000-H7 (x3) w/ ME 15KTL-3PH inverter | 47.25 |  |  | Sofar Solar | GTX3000-H7 | 3 | Sofar Solar | ME 15KTL-3PH | Sofar Solar | Yes | Yes | 2025-07-14 | 2025-07-14 |  | Yes | Yes | SOFARSOLAR AUSCO PTY LTD
2022-09-09 | HBS4478 | Sofar Solar GTX3000-H8 (x3) w/ ME 15KTL-3PH inverter | 54 |  |  | Sofar Solar | GTX3000-H8 | 3 | Sofar Solar | ME 15KTL-3PH | Sofar Solar | Yes | Yes | 2025-07-14 | 2025-07-14 |  | Yes | Yes | SOFARSOLAR AUSCO PTY LTD
2022-09-09 | HBS4479 | Sofar Solar GTX3000-H9 (x3) w/ ME 15KTL-3PH inverter | 60.75 |  |  | Sofar Solar | GTX3000-H9 | 3 | Sofar Solar | ME 15KTL-3PH | Sofar Solar | Yes | Yes | 2025-07-14 | 2025-07-14 |  | Yes | Yes | SOFARSOLAR AUSCO PTY LTD
2022-09-09 | HBS4480 | Sofar Solar GTX3000-H10 (x3) w/ ME 15KTL-3PH inverter | 67.5 |  |  | Sofar Solar | GTX3000-H10 | 3 | Sofar Solar | ME 15KTL-3PH | Sofar Solar | Yes | Yes | 2025-07-14 | 2025-07-14 |  | Yes | Yes | SOFARSOLAR AUSCO PTY LTD
2022-09-09 | HBS4481 | Sofar Solar GTX3000-H4 (x3) w/ ME 20KTL-3PH inverter | 27 |  |  | Sofar Solar | GTX3000-H4 | 3 | Sofar Solar | ME 20KTL-3PH | Sofar Solar | Yes | Yes | 2025-07-14 | 2025-07-14 |  | Yes | Yes | SOFARSOLAR AUSCO PTY LTD
2022-09-09 | HBS4482 | Sofar Solar GTX3000-H5 (x3) w/ ME 20KTL-3PH inverter | 33.75 |  |  | Sofar Solar | GTX3000-H5 | 3 | Sofar Solar | ME 20KTL-3PH | Sofar Solar | Yes | Yes | 2025-07-14 | 2025-07-14 |  | Yes | Yes | SOFARSOLAR AUSCO PTY LTD
2022-09-09 | HBS4483 | Sofar Solar GTX3000-H6 (x3) w/ ME 20KTL-3PH inverter | 40.5 |  |  | Sofar Solar | GTX3000-H6 | 3 | Sofar Solar | ME 20KTL-3PH | Sofar Solar | Yes | Yes | 2025-07-14 | 2025-07-14 |  | Yes | Yes | SOFARSOLAR AUSCO PTY LTD
2022-09-09 | HBS4484 | Sofar Solar GTX3000-H7 (x3) w/ ME 20KTL-3PH inverter | 47.25 |  |  | Sofar Solar | GTX3000-H7 | 3 | Sofar Solar | ME 20KTL-3PH | Sofar Solar | Yes | Yes | 2025-07-14 | 2025-07-14 |  | Yes | Yes | SOFARSOLAR AUSCO PTY LTD
2022-09-09 | HBS4485 | Sofar Solar GTX3000-H8 (x3) w/ ME 20KTL-3PH inverter | 54 |  |  | Sofar Solar | GTX3000-H8 | 3 | Sofar Solar | ME 20KTL-3PH | Sofar Solar | Yes | Yes | 2025-07-14 | 2025-07-14 |  | Yes | Yes | SOFARSOLAR AUSCO PTY LTD
2022-09-09 | HBS4486 | Sofar Solar GTX3000-H9 (x3) w/ ME 20KTL-3PH inverter | 60.75 |  |  | Sofar Solar | GTX3000-H9 | 3 | Sofar Solar | ME 20KTL-3PH | Sofar Solar | Yes | Yes | 2025-07-14 | 2025-07-14 |  | Yes | Yes | SOFARSOLAR AUSCO PTY LTD
2022-09-09 | HBS4487 | Sofar Solar GTX3000-H10 (x3) w/ ME 20KTL-3PH inverter | 67.5 |  |  | Sofar Solar | GTX3000-H10 | 3 | Sofar Solar | ME 20KTL-3PH | Sofar Solar | Yes | Yes | 2025-07-14 | 2025-07-14 |  | Yes | Yes | SOFARSOLAR AUSCO PTY LTD
2022-09-09 | HBS4488 | Sofar Solar GTX3000-H4 (x4) w/ ME 5KTL-3PH inverter | 36 |  |  | Sofar Solar | GTX3000-H4 | 4 | Sofar Solar | ME 5KTL-3PH | Sofar Solar | Yes | Yes | 2025-07-14 | 2025-07-14 |  | Yes | Yes | SOFARSOLAR AUSCO PTY LTD
2022-09-09 | HBS4489 | Sofar Solar GTX3000-H5 (x4) w/ ME 5KTL-3PH inverter | 45 |  |  | Sofar Solar | GTX3000-H5 | 4 | Sofar Solar | ME 5KTL-3PH | Sofar Solar | Yes | Yes | 2025-07-14 | 2025-07-14 |  | Yes | Yes | SOFARSOLAR AUSCO PTY LTD
2022-09-09 | HBS4490 | Sofar Solar GTX3000-H6 (x4) w/ ME 5KTL-3PH inverter | 54 |  |  | Sofar Solar | GTX3000-H6 | 4 | Sofar Solar | ME 5KTL-3PH | Sofar Solar | Yes | Yes | 2025-07-14 | 2025-07-14 |  | Yes | Yes | SOFARSOLAR AUSCO PTY LTD
2022-09-09 | HBS4491 | Sofar Solar GTX3000-H7 (x4) w/ ME 5KTL-3PH inverter | 63 |  |  | Sofar Solar | GTX3000-H7 | 4 | Sofar Solar | ME 5KTL-3PH | Sofar Solar | Yes | Yes | 2025-07-14 | 2025-07-14 |  | Yes | Yes | SOFARSOLAR AUSCO PTY LTD
2022-09-09 | HBS4492 | Sofar Solar GTX3000-H8 (x4) w/ ME 5KTL-3PH inverter | 72 |  |  | Sofar Solar | GTX3000-H8 | 4 | Sofar Solar | ME 5KTL-3PH | Sofar Solar | Yes | Yes | 2025-07-14 | 2025-07-14 |  | Yes | Yes | SOFARSOLAR AUSCO PTY LTD
2022-09-09 | HBS4493 | Sofar Solar GTX3000-H9 (x4) w/ ME 5KTL-3PH inverter | 81 |  |  | Sofar Solar | GTX3000-H9 | 4 | Sofar Solar | ME 5KTL-3PH | Sofar Solar | Yes | Yes | 2025-07-14 | 2025-07-14 |  | Yes | Yes | SOFARSOLAR AUSCO PTY LTD
2022-09-09 | HBS4494 | Sofar Solar GTX3000-H10 (x4) w/ ME 5KTL-3PH inverter | 90 |  |  | Sofar Solar | GTX3000-H10 | 4 | Sofar Solar | ME 5KTL-3PH | Sofar Solar | Yes | Yes | 2025-07-14 | 2025-07-14 |  | Yes | Yes | SOFARSOLAR AUSCO PTY LTD
2022-09-09 | HBS4495 | Sofar Solar GTX3000-H4 (x4) w/ ME 6KTL-3PH inverter | 36 |  |  | Sofar Solar | GTX3000-H4 | 4 | Sofar Solar | ME 6KTL-3PH | Sofar Solar | Yes | Yes | 2025-07-14 | 2025-07-14 |  | Yes | Yes | SOFARSOLAR AUSCO PTY LTD
2022-09-09 | HBS4496 | Sofar Solar GTX3000-H5 (x4) w/ ME 6KTL-3PH inverter | 45 |  |  | Sofar Solar | GTX3000-H5 | 4 | Sofar Solar | ME 6KTL-3PH | Sofar Solar | Yes | Yes | 2025-07-14 | 2025-07-14 |  | Yes | Yes | SOFARSOLAR AUSCO PTY LTD
2022-09-09 | HBS4497 | Sofar Solar GTX3000-H6 (x4) w/ ME 6KTL-3PH inverter | 54 |  |  | Sofar Solar | GTX3000-H6 | 4 | Sofar Solar | ME 6KTL-3PH | Sofar Solar | Yes | Yes | 2025-07-14 | 2025-07-14 |  | Yes | Yes | SOFARSOLAR AUSCO PTY LTD
2022-09-09 | HBS4498 | Sofar Solar GTX3000-H7 (x4) w/ ME 6KTL-3PH inverter | 63 |  |  | Sofar Solar | GTX3000-H7 | 4 | Sofar Solar | ME 6KTL-3PH | Sofar Solar | Yes | Yes | 2025-07-14 | 2025-07-14 |  | Yes | Yes | SOFARSOLAR AUSCO PTY LTD
2022-09-09 | HBS4499 | Sofar Solar GTX3000-H8 (x4) w/ ME 6KTL-3PH inverter | 72 |  |  | Sofar Solar | GTX3000-H8 | 4 | Sofar Solar | ME 6KTL-3PH | Sofar Solar | Yes | Yes | 2025-07-14 | 2025-07-14 |  | Yes | Yes | SOFARSOLAR AUSCO PTY LTD
2022-09-09 | HBS4500 | Sofar Solar GTX3000-H9 (x4) w/ ME 6KTL-3PH inverter | 81 |  |  | Sofar Solar | GTX3000-H9 | 4 | Sofar Solar | ME 6KTL-3PH | Sofar Solar | Yes | Yes | 2025-07-14 | 2025-07-14 |  | Yes | Yes | SOFARSOLAR AUSCO PTY LTD
2022-09-09 | HBS4501 | Sofar Solar GTX3000-H10 (x4) w/ ME 6KTL-3PH inverter | 90 |  |  | Sofar Solar | GTX3000-H10 | 4 | Sofar Solar | ME 6KTL-3PH | Sofar Solar | Yes | Yes | 2025-07-14 | 2025-07-14 |  | Yes | Yes | SOFARSOLAR AUSCO PTY LTD
2022-09-09 | HBS4502 | Sofar Solar GTX3000-H4 (x4) w/ ME 8KTL-3PH inverter | 36 |  |  | Sofar Solar | GTX3000-H4 | 4 | Sofar Solar | ME 8KTL-3PH | Sofar Solar | Yes | Yes | 2025-07-14 | 2025-07-14 |  | Yes | Yes | SOFARSOLAR AUSCO PTY LTD
2022-09-09 | HBS4503 | Sofar Solar GTX3000-H5 (x4) w/ ME 8KTL-3PH inverter | 45 |  |  | Sofar Solar | GTX3000-H5 | 4 | Sofar Solar | ME 8KTL-3PH | Sofar Solar | Yes | Yes | 2025-07-14 | 2025-07-14 |  | Yes | Yes | SOFARSOLAR AUSCO PTY LTD
2022-09-09 | HBS4504 | Sofar Solar GTX3000-H6 (x4) w/ ME 8KTL-3PH inverter | 54 |  |  | Sofar Solar | GTX3000-H6 | 4 | Sofar Solar | ME 8KTL-3PH | Sofar Solar | Yes | Yes | 2025-07-14 | 2025-07-14 |  | Yes | Yes | SOFARSOLAR AUSCO PTY LTD
2022-09-09 | HBS4505 | Sofar Solar GTX3000-H7 (x4) w/ ME 8KTL-3PH inverter | 63 |  |  | Sofar Solar | GTX3000-H7 | 4 | Sofar Solar | ME 8KTL-3PH | Sofar Solar | Yes | Yes | 2025-07-14 | 2025-07-14 |  | Yes | Yes | SOFARSOLAR AUSCO PTY LTD
2022-09-09 | HBS4506 | Sofar Solar GTX3000-H8 (x4) w/ ME 8KTL-3PH inverter | 72 |  |  | Sofar Solar | GTX3000-H8 | 4 | Sofar Solar | ME 8KTL-3PH | Sofar Solar | Yes | Yes | 2025-07-14 | 2025-07-14 |  | Yes | Yes | SOFARSOLAR AUSCO PTY LTD
2022-09-09 | HBS4507 | Sofar Solar GTX3000-H9 (x4) w/ ME 8KTL-3PH inverter | 81 |  |  | Sofar Solar | GTX3000-H9 | 4 | Sofar Solar | ME 8KTL-3PH | Sofar Solar | Yes | Yes | 2025-07-14 | 2025-07-14 |  | Yes | Yes | SOFARSOLAR AUSCO PTY LTD
2022-09-09 | HBS4508 | Sofar Solar GTX3000-H10 (x4) w/ ME 8KTL-3PH inverter | 90 |  |  | Sofar Solar | GTX3000-H10 | 4 | Sofar Solar | ME 8KTL-3PH | Sofar Solar | Yes | Yes | 2025-07-14 | 2025-07-14 |  | Yes | Yes | SOFARSOLAR AUSCO PTY LTD
2022-09-09 | HBS4509 | Sofar Solar GTX3000-H4 (x4) w/ ME 10KTL-3PH inverter | 36 |  |  | Sofar Solar | GTX3000-H4 | 4 | Sofar Solar | ME 10KTL-3PH | Sofar Solar | Yes | Yes | 2025-07-14 | 2025-07-14 |  | Yes | Yes | SOFARSOLAR AUSCO PTY LTD
2022-09-09 | HBS4510 | Sofar Solar GTX3000-H5 (x4) w/ ME 10KTL-3PH inverter | 45 |  |  | Sofar Solar | GTX3000-H5 | 4 | Sofar Solar | ME 10KTL-3PH | Sofar Solar | Yes | Yes | 2025-07-14 | 2025-07-14 |  | Yes | Yes | SOFARSOLAR AUSCO PTY LTD
2022-09-09 | HBS4511 | Sofar Solar GTX3000-H6 (x4) w/ ME 10KTL-3PH inverter | 54 |  |  | Sofar Solar | GTX3000-H6 | 4 | Sofar Solar | ME 10KTL-3PH | Sofar Solar | Yes | Yes | 2025-07-14 | 2025-07-14 |  | Yes | Yes | SOFARSOLAR AUSCO PTY LTD
2022-09-09 | HBS4512 | Sofar Solar GTX3000-H7 (x4) w/ ME 10KTL-3PH inverter | 63 |  |  | Sofar Solar | GTX3000-H7 | 4 | Sofar Solar | ME 10KTL-3PH | Sofar Solar | Yes | Yes | 2025-07-14 | 2025-07-14 |  | Yes | Yes | SOFARSOLAR AUSCO PTY LTD
2022-09-09 | HBS4513 | Sofar Solar GTX3000-H8 (x4) w/ ME 10KTL-3PH inverter | 72 |  |  | Sofar Solar | GTX3000-H8 | 4 | Sofar Solar | ME 10KTL-3PH | Sofar Solar | Yes | Yes | 2025-07-14 | 2025-07-14 |  | Yes | Yes | SOFARSOLAR AUSCO PTY LTD
2022-09-09 | HBS4514 | Sofar Solar GTX3000-H9 (x4) w/ ME 10KTL-3PH inverter | 81 |  |  | Sofar Solar | GTX3000-H9 | 4 | Sofar Solar | ME 10KTL-3PH | Sofar Solar | Yes | Yes | 2025-07-14 | 2025-07-14 |  | Yes | Yes | SOFARSOLAR AUSCO PTY LTD
2022-09-09 | HBS4515 | Sofar Solar GTX3000-H10 (x4) w/ ME 10KTL-3PH inverter | 90 |  |  | Sofar Solar | GTX3000-H10 | 4 | Sofar Solar | ME 10KTL-3PH | Sofar Solar | Yes | Yes | 2025-07-14 | 2025-07-14 |  | Yes | Yes | SOFARSOLAR AUSCO PTY LTD
2022-09-09 | HBS4516 | Sofar Solar GTX3000-H4 (x4) w/ ME 15KTL-3PH inverter | 36 |  |  | Sofar Solar | GTX3000-H4 | 4 | Sofar Solar | ME 15KTL-3PH | Sofar Solar | Yes | Yes | 2025-07-14 | 2025-07-14 |  | Yes | Yes | SOFARSOLAR AUSCO PTY LTD
2022-09-09 | HBS4517 | Sofar Solar GTX3000-H5 (x4) w/ ME 15KTL-3PH inverter | 45 |  |  | Sofar Solar | GTX3000-H5 | 4 | Sofar Solar | ME 15KTL-3PH | Sofar Solar | Yes | Yes | 2025-07-14 | 2025-07-14 |  | Yes | Yes | SOFARSOLAR AUSCO PTY LTD
2022-09-09 | HBS4518 | Sofar Solar GTX3000-H6 (x4) w/ ME 15KTL-3PH inverter | 54 |  |  | Sofar Solar | GTX3000-H6 | 4 | Sofar Solar | ME 15KTL-3PH | Sofar Solar | Yes | Yes | 2025-07-14 | 2025-07-14 |  | Yes | Yes | SOFARSOLAR AUSCO PTY LTD
2022-09-09 | HBS4519 | Sofar Solar GTX3000-H7 (x4) w/ ME 15KTL-3PH inverter | 63 |  |  | Sofar Solar | GTX3000-H7 | 4 | Sofar Solar | ME 15KTL-3PH | Sofar Solar | Yes | Yes | 2025-07-14 | 2025-07-14 |  | Yes | Yes | SOFARSOLAR AUSCO PTY LTD
2022-09-09 | HBS4520 | Sofar Solar GTX3000-H8 (x4) w/ ME 15KTL-3PH inverter | 72 |  |  | Sofar Solar | GTX3000-H8 | 4 | Sofar Solar | ME 15KTL-3PH | Sofar Solar | Yes | Yes | 2025-07-14 | 2025-07-14 |  | Yes | Yes | SOFARSOLAR AUSCO PTY LTD
2022-09-09 | HBS4521 | Sofar Solar GTX3000-H9 (x4) w/ ME 15KTL-3PH inverter | 81 |  |  | Sofar Solar | GTX3000-H9 | 4 | Sofar Solar | ME 15KTL-3PH | Sofar Solar | Yes | Yes | 2025-07-14 | 2025-07-14 |  | Yes | Yes | SOFARSOLAR AUSCO PTY LTD
2022-09-09 | HBS4522 | Sofar Solar GTX3000-H10 (x4) w/ ME 15KTL-3PH inverter | 90 |  |  | Sofar Solar | GTX3000-H10 | 4 | Sofar Solar | ME 15KTL-3PH | Sofar Solar | Yes | Yes | 2025-07-14 | 2025-07-14 |  | Yes | Yes | SOFARSOLAR AUSCO PTY LTD
2022-09-09 | HBS4523 | Sofar Solar GTX3000-H4 (x4) w/ ME 20KTL-3PH inverter | 36 |  |  | Sofar Solar | GTX3000-H4 | 4 | Sofar Solar | ME 20KTL-3PH | Sofar Solar | Yes | Yes | 2025-07-14 | 2025-07-14 |  | Yes | Yes | SOFARSOLAR AUSCO PTY LTD
2022-09-09 | HBS4524 | Sofar Solar GTX3000-H5 (x4) w/ ME 20KTL-3PH inverter | 45 |  |  | Sofar Solar | GTX3000-H5 | 4 | Sofar Solar | ME 20KTL-3PH | Sofar Solar | Yes | Yes | 2025-07-14 | 2025-07-14 |  | Yes | Yes | SOFARSOLAR AUSCO PTY LTD
2022-09-09 | HBS4525 | Sofar Solar GTX3000-H6 (x4) w/ ME 20KTL-3PH inverter | 54 |  |  | Sofar Solar | GTX3000-H6 | 4 | Sofar Solar | ME 20KTL-3PH | Sofar Solar | Yes | Yes | 2025-07-14 | 2025-07-14 |  | Yes | Yes | SOFARSOLAR AUSCO PTY LTD
2022-09-09 | HBS4526 | Sofar Solar GTX3000-H7 (x4) w/ ME 20KTL-3PH inverter | 63 |  |  | Sofar Solar | GTX3000-H7 | 4 | Sofar Solar | ME 20KTL-3PH | Sofar Solar | Yes | Yes | 2025-07-14 | 2025-07-14 |  | Yes | Yes | SOFARSOLAR AUSCO PTY LTD
2022-09-09 | HBS4527 | Sofar Solar GTX3000-H8 (x4) w/ ME 20KTL-3PH inverter | 72 |  |  | Sofar Solar | GTX3000-H8 | 4 | Sofar Solar | ME 20KTL-3PH | Sofar Solar | Yes | Yes | 2025-07-14 | 2025-07-14 |  | Yes | Yes | SOFARSOLAR AUSCO PTY LTD
2022-09-09 | HBS4528 | Sofar Solar GTX3000-H9 (x4) w/ ME 20KTL-3PH inverter | 81 |  |  | Sofar Solar | GTX3000-H9 | 4 | Sofar Solar | ME 20KTL-3PH | Sofar Solar | Yes | Yes | 2025-07-14 | 2025-07-14 |  | Yes | Yes | SOFARSOLAR AUSCO PTY LTD
2022-09-09 | HBS4529 | Sofar Solar GTX3000-H10 (x4) w/ ME 20KTL-3PH inverter | 90 |  |  | Sofar Solar | GTX3000-H10 | 4 | Sofar Solar | ME 20KTL-3PH | Sofar Solar | Yes | Yes | 2025-07-14 | 2025-07-14 |  | Yes | Yes | SOFARSOLAR AUSCO PTY LTD
2022-09-16 | HBS4531 | SolaX T-BAT H 11.5 w/ X1-Hybrid-3.0-D inverter, DDSU666 Meter | 11.5 |  |  | SolaX | T-BAT H 11.5 | 1 | SolaX | X1-Hybrid-3.0-D | SolaX | Yes | Yes | 2025-08-17 | 2025-08-17 |  | Yes | Yes | SOLAX POWER AUS PTY LTD
2022-09-16 | HBS4532 | SolaX T-BAT H 17.3 w/ X1-Hybrid-3.0-D inverter, DDSU666 Meter | 17.3 |  |  | SolaX | T-BAT H 17.3 | 1 | SolaX | X1-Hybrid-3.0-D | SolaX | Yes | Yes | 2025-08-17 | 2025-08-17 |  | Yes | Yes | SOLAX POWER AUS PTY LTD
2022-09-16 | HBS4534 | SolaX T-BAT H 11.5 w/ X1-Hybrid-3.7-D inverter, DDSU666 Meter | 11.5 |  |  | SolaX | T-BAT H 11.5 | 1 | SolaX | X1-Hybrid-3.7-D | SolaX | Yes | Yes | 2025-08-17 | 2025-08-17 |  | Yes | Yes | SOLAX POWER AUS PTY LTD
2022-09-16 | HBS4535 | SolaX T-BAT H 17.3 w/ X1-Hybrid-3.7-D inverter, DDSU666 Meter | 17.3 |  |  | SolaX | T-BAT H 17.3 | 1 | SolaX | X1-Hybrid-3.7-D | SolaX | Yes | Yes | 2025-08-17 | 2025-08-17 |  | Yes | Yes | SOLAX POWER AUS PTY LTD
2022-09-16 | HBS4537 | SolaX T-BAT H 11.5 w/ X1-Hybrid-5.0-D inverter, DDSU666 Meter | 11.5 |  |  | SolaX | T-BAT H 11.5 | 1 | SolaX | X1-Hybrid-5.0-D | SolaX | Yes | Yes | 2025-08-17 | 2025-08-17 |  | Yes | Yes | SOLAX POWER AUS PTY LTD
2022-09-16 | HBS4538 | SolaX T-BAT H 17.3 w/ X1-Hybrid-5.0-D inverter, DDSU666 Meter | 17.3 |  |  | SolaX | T-BAT H 17.3 | 1 | SolaX | X1-Hybrid-5.0-D | SolaX | Yes | Yes | 2025-08-17 | 2025-08-17 |  | Yes | Yes | SOLAX POWER AUS PTY LTD
2022-09-16 | HBS4540 | SolaX T-BAT H 11.5 w/ X1-Hybrid-6.0-D inverter, DDSU666 Meter | 11.5 |  |  | SolaX | T-BAT H 11.5 | 1 | SolaX | X1-Hybrid-6.0-D | SolaX | Yes | Yes | 2025-08-17 | 2025-08-17 |  | Yes | Yes | SOLAX POWER AUS PTY LTD
2022-09-16 | HBS4541 | SolaX T-BAT H 17.3 w/ X1-Hybrid-6.0-D inverter, DDSU666 Meter | 17.3 |  |  | SolaX | T-BAT H 17.3 | 1 | SolaX | X1-Hybrid-6.0-D | SolaX | Yes | Yes | 2025-08-17 | 2025-08-17 |  | Yes | Yes | SOLAX POWER AUS PTY LTD
2022-09-16 | HBS4543 | SolaX T-BAT H 11.5 w/ X1-Hybrid-7.5-D inverter, DDSU666 Meter | 11.5 |  |  | SolaX | T-BAT H 11.5 | 1 | SolaX | X1-Hybrid-7.5-D | SolaX | Yes | Yes | 2025-08-17 | 2025-08-17 |  | Yes | Yes | SOLAX POWER AUS PTY LTD
2022-09-16 | HBS4544 | SolaX T-BAT H 17.3 w/ X1-Hybrid-7.5-D inverter, DDSU666 Meter | 17.3 |  |  | SolaX | T-BAT H 17.3 | 1 | SolaX | X1-Hybrid-7.5-D | SolaX | Yes | Yes | 2025-08-17 | 2025-08-17 |  | Yes | Yes | SOLAX POWER AUS PTY LTD
2022-09-16 | HBS4546 | SolaX T-BAT H 11.5 w/ X1-Hybrid-3.0-M inverter, DDSU666 Meter | 11.5 |  |  | SolaX | T-BAT H 11.5 | 1 | SolaX | X1-Hybrid-3.0-M | SolaX | Yes | Yes | 2025-08-17 | 2025-08-17 |  | Yes | Yes | SOLAX POWER AUS PTY LTD
2022-09-16 | HBS4547 | SolaX T-BAT H 17.3 w/ X1-Hybrid-3.0-M inverter, DDSU666 Meter | 17.3 |  |  | SolaX | T-BAT H 17.3 | 1 | SolaX | X1-Hybrid-3.0-M | SolaX | Yes | Yes | 2025-08-17 | 2025-08-17 |  | Yes | Yes | SOLAX POWER AUS PTY LTD
2022-09-16 | HBS4549 | SolaX T-BAT H 11.5 w/ X1-Hybrid-3.7-M inverter, DDSU666 Meter | 11.5 |  |  | SolaX | T-BAT H 11.5 | 1 | SolaX | X1-Hybrid-3.7-M | SolaX | Yes | Yes | 2025-08-17 | 2025-08-17 |  | Yes | Yes | SOLAX POWER AUS PTY LTD
2022-09-16 | HBS4550 | SolaX T-BAT H 17.3 w/ X1-Hybrid-3.7-M inverter, DDSU666 Meter | 17.3 |  |  | SolaX | T-BAT H 17.3 | 1 | SolaX | X1-Hybrid-3.7-M | SolaX | Yes | Yes | 2025-08-17 | 2025-08-17 |  | Yes | Yes | SOLAX POWER AUS PTY LTD
2022-09-16 | HBS4552 | SolaX T-BAT H 11.5 w/ X1-Hybrid-5.0-M inverter, DDSU666 Meter | 11.5 |  |  | SolaX | T-BAT H 11.5 | 1 | SolaX | X1-Hybrid-5.0-M | SolaX | Yes | Yes | 2025-08-17 | 2025-08-17 |  | Yes | Yes | SOLAX POWER AUS PTY LTD
2022-09-16 | HBS4553 | SolaX T-BAT H 17.3 w/ X1-Hybrid-5.0-M inverter, DDSU666 Meter | 17.3 |  |  | SolaX | T-BAT H 17.3 | 1 | SolaX | X1-Hybrid-5.0-M | SolaX | Yes | Yes | 2025-08-17 | 2025-08-17 |  | Yes | Yes | SOLAX POWER AUS PTY LTD
2022-09-16 | HBS4555 | SolaX T-BAT H 11.5 w/ X1-Hybrid-6.0-M inverter, DDSU666 Meter | 11.5 |  |  | SolaX | T-BAT H 11.5 | 1 | SolaX | X1-Hybrid-6.0-M | SolaX | Yes | Yes | 2025-08-17 | 2025-08-17 |  | Yes | Yes | SOLAX POWER AUS PTY LTD
2022-09-16 | HBS4556 | SolaX T-BAT H 17.3 w/ X1-Hybrid-6.0-M inverter, DDSU666 Meter | 17.3 |  |  | SolaX | T-BAT H 17.3 | 1 | SolaX | X1-Hybrid-6.0-M | SolaX | Yes | Yes | 2025-08-17 | 2025-08-17 |  | Yes | Yes | SOLAX POWER AUS PTY LTD
2022-09-16 | HBS4558 | SolaX T-BAT H 11.5 w/ X1-Hybrid-7.5-M inverter, DDSU666 Meter | 11.5 |  |  | SolaX | T-BAT H 11.5 | 1 | SolaX | X1-Hybrid-7.5-M | SolaX | Yes | Yes | 2025-08-17 | 2025-08-17 |  | Yes | Yes | SOLAX POWER AUS PTY LTD
2022-09-16 | HBS4559 | SolaX T-BAT H 17.3 w/ X1-Hybrid-7.5-M inverter, DDSU666 Meter | 17.3 |  |  | SolaX | T-BAT H 17.3 | 1 | SolaX | X1-Hybrid-7.5-M | SolaX | Yes | Yes | 2025-08-17 | 2025-08-17 |  | Yes | Yes | SOLAX POWER AUS PTY LTD
2022-09-16 | HBS4560 | SolaX T-Bat H 11.5 w/ X3-Hybrid-5.0-D inverter, DDSU666 Meter | 11.5 |  |  | SolaX | T-Bat H 11.5 | 1 | SolaX | X3-Hybrid-5.0-D | SolaX | Yes | Yes | 2025-04-05 | 2025-04-05 |  | Yes | Yes | SOLAX POWER AUS PTY LTD
2022-09-16 | HBS4561 | SolaX T-Bat H 17.3 w/ X3-Hybrid-5.0-D inverter, DDSU666 Meter | 17.3 |  |  | SolaX | T-Bat H 17.3 | 1 | SolaX | X3-Hybrid-5.0-D | SolaX | Yes | Yes | 2025-04-05 | 2025-04-05 |  | Yes | Yes | SOLAX POWER AUS PTY LTD
2022-09-16 | HBS4562 | SolaX T-Bat H 23.0 w/ X3-Hybrid-5.0-D inverter, DDSU666 Meter | 23 |  |  | SolaX | T-Bat H 23.0 | 1 | SolaX | X3-Hybrid-5.0-D | SolaX | Yes | Yes | 2025-04-05 | 2025-04-05 |  | Yes | Yes | SOLAX POWER AUS PTY LTD
2022-09-16 | HBS4563 | SolaX T-Bat H 11.5 w/ X3-Hybrid-6.0-D inverter, DDSU666 Meter | 11.5 |  |  | SolaX | T-Bat H 11.5 | 1 | SolaX | X3-Hybrid-6.0-D | SolaX | Yes | Yes | 2025-04-05 | 2025-04-05 |  | Yes | Yes | SOLAX POWER AUS PTY LTD
2022-09-16 | HBS4564 | SolaX T-Bat H 17.3 w/ X3-Hybrid-6.0-D inverter, DDSU666 Meter | 17.3 |  |  | SolaX | T-Bat H 17.3 | 1 | SolaX | X3-Hybrid-6.0-D | SolaX | Yes | Yes | 2025-04-05 | 2025-04-05 |  | Yes | Yes | SOLAX POWER AUS PTY LTD
2022-09-16 | HBS4565 | SolaX T-Bat H 23.0 w/ X3-Hybrid-6.0-D inverter, DDSU666 Meter | 23 |  |  | SolaX | T-Bat H 23.0 | 1 | SolaX | X3-Hybrid-6.0-D | SolaX | Yes | Yes | 2025-04-05 | 2025-04-05 |  | Yes | Yes | SOLAX POWER AUS PTY LTD
2022-09-16 | HBS4566 | SolaX T-Bat H 11.5 w/ X3-Hybrid-8.0-D inverter, DDSU666 Meter | 11.5 |  |  | SolaX | T-Bat H 11.5 | 1 | SolaX | X3-Hybrid-8.0-D | SolaX | Yes | Yes | 2025-04-05 | 2025-04-05 |  | Yes | Yes | SOLAX POWER AUS PTY LTD
2022-09-16 | HBS4567 | SolaX T-Bat H 17.3 w/ X3-Hybrid-8.0-D inverter, DDSU666 Meter | 17.3 |  |  | SolaX | T-Bat H 17.3 | 1 | SolaX | X3-Hybrid-8.0-D | SolaX | Yes | Yes | 2025-04-05 | 2025-04-05 |  | Yes | Yes | SOLAX POWER AUS PTY LTD
2022-09-16 | HBS4568 | SolaX T-Bat H 23.0 w/ X3-Hybrid-8.0-D inverter, DDSU666 Meter | 23 |  |  | SolaX | T-Bat H 23.0 | 1 | SolaX | X3-Hybrid-8.0-D | SolaX | Yes | Yes | 2025-04-05 | 2025-04-05 |  | Yes | Yes | SOLAX POWER AUS PTY LTD
2022-09-16 | HBS4569 | SolaX T-Bat H 11.5 w/ X3-Hybrid-10.0-D inverter, DDSU666 Meter | 11.5 |  |  | SolaX | T-Bat H 11.5 | 1 | SolaX | X3-Hybrid-10.0-D | SolaX | Yes | Yes | 2025-04-05 | 2025-04-05 |  | Yes | Yes | SOLAX POWER AUS PTY LTD
2022-09-16 | HBS4570 | SolaX T-Bat H 17.3 w/ X3-Hybrid-10.0-D inverter, DDSU666 Meter | 17.3 |  |  | SolaX | T-Bat H 17.3 | 1 | SolaX | X3-Hybrid-10.0-D | SolaX | Yes | Yes | 2025-04-05 | 2025-04-05 |  | Yes | Yes | SOLAX POWER AUS PTY LTD
2022-09-16 | HBS4571 | SolaX T-Bat H 23.0 w/ X3-Hybrid-10.0-D inverter, DDSU666 Meter | 23 |  |  | SolaX | T-Bat H 23.0 | 1 | SolaX | X3-Hybrid-10.0-D | SolaX | Yes | Yes | 2025-04-05 | 2025-04-05 |  | Yes | Yes | SOLAX POWER AUS PTY LTD
2022-09-16 | HBS4572 | SolaX T-Bat H 11.5 w/ X3-Hybrid-12.0-D inverter, DDSU666 Meter | 11.5 |  |  | SolaX | T-Bat H 11.5 | 1 | SolaX | X3-Hybrid-12.0-D | SolaX | Yes | Yes | 2025-04-05 | 2025-04-05 |  | Yes | Yes | SOLAX POWER AUS PTY LTD
2022-09-16 | HBS4573 | SolaX T-Bat H 17.3 w/ X3-Hybrid-12.0-D inverter, DDSU666 Meter | 17.3 |  |  | SolaX | T-Bat H 17.3 | 1 | SolaX | X3-Hybrid-12.0-D | SolaX | Yes | Yes | 2025-04-05 | 2025-04-05 |  | Yes | Yes | SOLAX POWER AUS PTY LTD
2022-09-16 | HBS4574 | SolaX T-Bat H 23.0 w/ X3-Hybrid-12.0-D inverter, DDSU666 Meter | 23 |  |  | SolaX | T-Bat H 23.0 | 1 | SolaX | X3-Hybrid-12.0-D | SolaX | Yes | Yes | 2025-04-05 | 2025-04-05 |  | Yes | Yes | SOLAX POWER AUS PTY LTD
2022-09-16 | HBS4575 | SolaX T-Bat H 11.5 w/ X3-Hybrid-15.0-D inverter, DDSU666 Meter | 11.5 |  |  | SolaX | T-Bat H 11.5 | 1 | SolaX | X3-Hybrid-15.0-D | SolaX | Yes | Yes | 2025-04-05 | 2025-04-05 |  | Yes | Yes | SOLAX POWER AUS PTY LTD
2022-09-16 | HBS4576 | SolaX T-Bat H 17.3 w/ X3-Hybrid-15.0-D inverter, DDSU666 Meter | 17.3 |  |  | SolaX | T-Bat H 17.3 | 1 | SolaX | X3-Hybrid-15.0-D | SolaX | Yes | Yes | 2025-04-05 | 2025-04-05 |  | Yes | Yes | SOLAX POWER AUS PTY LTD
2022-09-16 | HBS4577 | SolaX T-Bat H 23.0 w/ X3-Hybrid-15.0-D inverter, DDSU666 Meter | 23 |  |  | SolaX | T-Bat H 23.0 | 1 | SolaX | X3-Hybrid-15.0-D | SolaX | Yes | Yes | 2025-04-05 | 2025-04-05 |  | Yes | Yes | SOLAX POWER AUS PTY LTD
2022-09-16 | HBS4579 | SolaX T-Bat H 11.5 w/ X1-Fit-4.6E inverter, DDSU666 Meter | 11.5 |  |  | SolaX | T-Bat H 11.5 | 1 | SolaX | X1-Fit-4.6E | SolaX | Yes | Yes | 2025-02-09 | 2025-02-09 |  | Yes | Yes | SOLAX POWER AUS PTY LTD
2022-09-16 | HBS4580 | SolaX T-Bat H 17.3 w/ X1-Fit-5.0E inverter, DDSU666 Meter | 17.3 |  |  | SolaX | T-Bat H 17.3 | 1 | SolaX | X1-Fit-5.0E | SolaX | Yes | Yes | 2025-02-09 | 2025-02-09 |  | Yes | Yes | SOLAX POWER AUS PTY LTD
2022-09-16 | HBS4582 | SolaX T-Bat H 11.5 w/ X1-Fit-4.6I inverter, DDSU666 Meter | 11.5 |  |  | SolaX | T-Bat H 11.5 | 1 | SolaX | X1-Fit-4.6I | SolaX | Yes | Yes | 2025-02-09 | 2025-02-09 |  | Yes | Yes | SOLAX POWER AUS PTY LTD
2022-09-16 | HBS4583 | SolaX T-Bat H 17.3 w/ X1-Fit-5.0I inverter, DDSU666 Meter | 17.3 |  |  | SolaX | T-Bat H 17.3 | 1 | SolaX | X1-Fit-5.0I | SolaX | Yes | Yes | 2025-02-09 | 2025-02-09 |  | Yes | Yes | SOLAX POWER AUS PTY LTD
2022-09-16 | HBS4585 | ECACTUS WH-SPHA3.6H-10.24kWh | 9.22 | Jiangsu Weiheng Intelligent Technology Co Ltd | WH-SPHA3.6H-10.24kWh |  |  | 1 |  |  | ECACTUS | Yes | Yes | 2025-04-11 | 2025-04-11 |  | Yes | Yes | SOLAR SYSTEM PTY LTD
2022-09-16 | HBS4587 | ECACTUS WH-SPHA5.0H-10.24kWh | 9.22 | Jiangsu Weiheng Intelligent Technology Co Ltd | WH-SPHA5.0H-10.24kWh |  |  | 1 |  |  | ECACTUS | Yes | Yes | 2025-04-11 | 2025-04-11 |  | Yes | Yes | SOLAR SYSTEM PTY LTD
2022-09-16 | HBS4589 | ECACTUS WH-SPHA6.0H-10.24kWh | 9.22 | Jiangsu Weiheng Intelligent Technology Co Ltd | WH-SPHA6.0H-10.24kWh |  |  | 1 |  |  | ECACTUS | Yes | Yes | 2025-04-11 | 2025-04-11 |  | Yes | Yes | SOLAR SYSTEM PTY LTD
2022-09-23 | HBS4591 | SolaX T-BAT H 11.5 w/ X1-Hybrid-3.0-D inverter, Reposit V4 Controller | 11.5 |  |  | SolaX | T-BAT H 11.5 | 1 | SolaX | X1-Hybrid-3.0-D | SolaX | Yes | Yes | 2025-08-17 | 2025-08-17 |  | Yes | Yes | SOLAX POWER AUS PTY LTD
2022-09-23 | HBS4592 | SolaX T-BAT H 17.3 w/ X1-Hybrid-3.0-D inverter, Reposit V4 Controller | 17.3 |  |  | SolaX | T-BAT H 17.3 | 1 | SolaX | X1-Hybrid-3.0-D | SolaX | Yes | Yes | 2025-08-17 | 2025-08-17 |  | Yes | Yes | SOLAX POWER AUS PTY LTD
2022-09-23 | HBS4594 | SolaX T-BAT H 11.5 w/ X1-Hybrid-3.7-D inverter, Reposit V4 Controller | 11.5 |  |  | SolaX | T-BAT H 11.5 | 1 | SolaX | X1-Hybrid-3.7-D | SolaX | Yes | Yes | 2025-08-17 | 2025-08-17 |  | Yes | Yes | SOLAX POWER AUS PTY LTD
2022-09-23 | HBS4595 | SolaX T-BAT H 17.3 w/ X1-Hybrid-3.7-D inverter, Reposit V4 Controller | 17.3 |  |  | SolaX | T-BAT H 17.3 | 1 | SolaX | X1-Hybrid-3.7-D | SolaX | Yes | Yes | 2025-08-17 | 2025-08-17 |  | Yes | Yes | SOLAX POWER AUS PTY LTD
2022-09-23 | HBS4597 | SolaX T-BAT H 11.5 w/ X1-Hybrid-5.0-D inverter, Reposit V4 Controller | 11.5 |  |  | SolaX | T-BAT H 11.5 | 1 | SolaX | X1-Hybrid-5.0-D | SolaX | Yes | Yes | 2025-08-17 | 2025-08-17 |  | Yes | Yes | SOLAX POWER AUS PTY LTD
2022-09-23 | HBS4598 | SolaX T-BAT H 17.3 w/ X1-Hybrid-5.0-D inverter, Reposit V4 Controller | 17.3 |  |  | SolaX | T-BAT H 17.3 | 1 | SolaX | X1-Hybrid-5.0-D | SolaX | Yes | Yes | 2025-08-17 | 2025-08-17 |  | Yes | Yes | SOLAX POWER AUS PTY LTD
2022-09-23 | HBS4600 | SolaX T-BAT H 11.5 w/ X1-Hybrid-6.0-D inverter, Reposit V4 Controller | 11.5 |  |  | SolaX | T-BAT H 11.5 | 1 | SolaX | X1-Hybrid-6.0-D | SolaX | Yes | Yes | 2025-08-17 | 2025-08-17 |  | Yes | Yes | SOLAX POWER AUS PTY LTD
2022-09-23 | HBS4601 | SolaX T-BAT H 17.3 w/ X1-Hybrid-6.0-D inverter, Reposit V4 Controller | 17.3 |  |  | SolaX | T-BAT H 17.3 | 1 | SolaX | X1-Hybrid-6.0-D | SolaX | Yes | Yes | 2025-08-17 | 2025-08-17 |  | Yes | Yes | SOLAX POWER AUS PTY LTD
2022-09-23 | HBS4603 | SolaX T-BAT H 11.5 w/ X1-Hybrid-7.5-D inverter, Reposit V4 Controller | 11.5 |  |  | SolaX | T-BAT H 11.5 | 1 | SolaX | X1-Hybrid-7.5-D | SolaX | Yes | Yes | 2025-08-17 | 2025-08-17 |  | Yes | Yes | SOLAX POWER AUS PTY LTD
2022-09-23 | HBS4604 | SolaX T-BAT H 17.3 w/ X1-Hybrid-7.5-D inverter, Reposit V4 Controller | 17.3 |  |  | SolaX | T-BAT H 17.3 | 1 | SolaX | X1-Hybrid-7.5-D | SolaX | Yes | Yes | 2025-08-17 | 2025-08-17 |  | Yes | Yes | SOLAX POWER AUS PTY LTD
2022-09-23 | HBS4606 | SolaX T-BAT H 11.5 w/ X1-Hybrid-3.0-M inverter, Reposit V4 Controller | 11.5 |  |  | SolaX | T-BAT H 11.5 | 1 | SolaX | X1-Hybrid-3.0-M | SolaX | Yes | Yes | 2025-08-17 | 2025-08-17 |  | Yes | Yes | SOLAX POWER AUS PTY LTD
2022-09-23 | HBS4607 | SolaX T-BAT H 17.3 w/ X1-Hybrid-3.0-M inverter, Reposit V4 Controller | 17.3 |  |  | SolaX | T-BAT H 17.3 | 1 | SolaX | X1-Hybrid-3.0-M | SolaX | Yes | Yes | 2025-08-17 | 2025-08-17 |  | Yes | Yes | SOLAX POWER AUS PTY LTD
2022-09-23 | HBS4609 | SolaX T-BAT H 11.5 w/ X1-Hybrid-3.7-M inverter, Reposit V4 Controller | 11.5 |  |  | SolaX | T-BAT H 11.5 | 1 | SolaX | X1-Hybrid-3.7-M | SolaX | Yes | Yes | 2025-08-17 | 2025-08-17 |  | Yes | Yes | SOLAX POWER AUS PTY LTD
2022-09-23 | HBS4610 | SolaX T-BAT H 17.3 w/ X1-Hybrid-3.7-M inverter, Reposit V4 Controller | 17.3 |  |  | SolaX | T-BAT H 17.3 | 1 | SolaX | X1-Hybrid-3.7-M | SolaX | Yes | Yes | 2025-08-17 | 2025-08-17 |  | Yes | Yes | SOLAX POWER AUS PTY LTD
2022-09-23 | HBS4612 | SolaX T-BAT H 11.5 w/ X1-Hybrid-5.0-M inverter, Reposit V4 Controller | 11.5 |  |  | SolaX | T-BAT H 11.5 | 1 | SolaX | X1-Hybrid-5.0-M | SolaX | Yes | Yes | 2025-08-17 | 2025-08-17 |  | Yes | Yes | SOLAX POWER AUS PTY LTD
2022-09-23 | HBS4613 | SolaX T-BAT H 17.3 w/ X1-Hybrid-5.0-M inverter, Reposit V4 Controller | 17.3 |  |  | SolaX | T-BAT H 17.3 | 1 | SolaX | X1-Hybrid-5.0-M | SolaX | Yes | Yes | 2025-08-17 | 2025-08-17 |  | Yes | Yes | SOLAX POWER AUS PTY LTD
2022-09-23 | HBS4615 | SolaX T-BAT H 11.5 w/ X1-Hybrid-6.0-M inverter, Reposit V4 Controller | 11.5 |  |  | SolaX | T-BAT H 11.5 | 1 | SolaX | X1-Hybrid-6.0-M | SolaX | Yes | Yes | 2025-08-17 | 2025-08-17 |  | Yes | Yes | SOLAX POWER AUS PTY LTD
2022-09-23 | HBS4616 | SolaX T-BAT H 17.3 w/ X1-Hybrid-6.0-M inverter, Reposit V4 Controller | 17.3 |  |  | SolaX | T-BAT H 17.3 | 1 | SolaX | X1-Hybrid-6.0-M | SolaX | Yes | Yes | 2025-08-17 | 2025-08-17 |  | Yes | Yes | SOLAX POWER AUS PTY LTD
2022-09-23 | HBS4618 | SolaX T-BAT H 11.5 w/ X1-Hybrid-7.5-M inverter, Reposit V4 Controller | 11.5 |  |  | SolaX | T-BAT H 11.5 | 1 | SolaX | X1-Hybrid-7.5-M | SolaX | Yes | Yes | 2025-08-17 | 2025-08-17 |  | Yes | Yes | SOLAX POWER AUS PTY LTD
2022-09-23 | HBS4619 | SolaX T-BAT H 17.3 w/ X1-Hybrid-7.5-M inverter, Reposit V4 Controller | 17.3 |  |  | SolaX | T-BAT H 17.3 | 1 | SolaX | X1-Hybrid-7.5-M | SolaX | Yes | Yes | 2025-08-17 | 2025-08-17 |  | Yes | Yes | SOLAX POWER AUS PTY LTD
2022-09-23 | HBS4620 | SolaX T-Bat H 11.5 w/ X3-Hybrid-5.0-D inverter, Reposit V4 Controller | 11.5 |  |  | SolaX | T-Bat H 11.5 | 1 | SolaX | X3-Hybrid-5.0-D | SolaX | Yes | Yes | 2025-04-05 | 2025-04-05 |  | Yes | Yes | SOLAX POWER AUS PTY LTD
2022-09-23 | HBS4621 | SolaX T-Bat H 17.3 w/ X3-Hybrid-5.0-D inverter, Reposit V4 Controller | 17.3 |  |  | SolaX | T-Bat H 17.3 | 1 | SolaX | X3-Hybrid-5.0-D | SolaX | Yes | Yes | 2025-04-05 | 2025-04-05 |  | Yes | Yes | SOLAX POWER AUS PTY LTD
2022-09-23 | HBS4622 | SolaX T-Bat H 23.0 w/ X3-Hybrid-5.0-D inverter, Reposit V4 Controller | 23 |  |  | SolaX | T-Bat H 23.0 | 1 | SolaX | X3-Hybrid-5.0-D | SolaX | Yes | Yes | 2025-04-05 | 2025-04-05 |  | Yes | Yes | SOLAX POWER AUS PTY LTD
2022-09-23 | HBS4623 | SolaX T-Bat H 11.5 w/ X3-Hybrid-6.0-D inverter, Reposit V4 Controller | 11.5 |  |  | SolaX | T-Bat H 11.5 | 1 | SolaX | X3-Hybrid-6.0-D | SolaX | Yes | Yes | 2025-04-05 | 2025-04-05 |  | Yes | Yes | SOLAX POWER AUS PTY LTD
2022-09-23 | HBS4624 | SolaX T-Bat H 17.3 w/ X3-Hybrid-6.0-D inverter, Reposit V4 Controller | 17.3 |  |  | SolaX | T-Bat H 17.3 | 1 | SolaX | X3-Hybrid-6.0-D | SolaX | Yes | Yes | 2025-04-05 | 2025-04-05 |  | Yes | Yes | SOLAX POWER AUS PTY LTD
2022-09-23 | HBS4625 | SolaX T-Bat H 23.0 w/ X3-Hybrid-6.0-D inverter, Reposit V4 Controller | 23 |  |  | SolaX | T-Bat H 23.0 | 1 | SolaX | X3-Hybrid-6.0-D | SolaX | Yes | Yes | 2025-04-05 | 2025-04-05 |  | Yes | Yes | SOLAX POWER AUS PTY LTD
2022-09-23 | HBS4626 | SolaX T-Bat H 11.5 w/ X3-Hybrid-8.0-D inverter, Reposit V4 Controller | 11.5 |  |  | SolaX | T-Bat H 11.5 | 1 | SolaX | X3-Hybrid-8.0-D | SolaX | Yes | Yes | 2025-04-05 | 2025-04-05 |  | Yes | Yes | SOLAX POWER AUS PTY LTD
2022-09-23 | HBS4627 | SolaX T-Bat H 17.3 w/ X3-Hybrid-8.0-D inverter, Reposit V4 Controller | 17.3 |  |  | SolaX | T-Bat H 17.3 | 1 | SolaX | X3-Hybrid-8.0-D | SolaX | Yes | Yes | 2025-04-05 | 2025-04-05 |  | Yes | Yes | SOLAX POWER AUS PTY LTD
2022-09-23 | HBS4628 | SolaX T-Bat H 23.0 w/ X3-Hybrid-8.0-D inverter, Reposit V4 Controller | 23 |  |  | SolaX | T-Bat H 23.0 | 1 | SolaX | X3-Hybrid-8.0-D | SolaX | Yes | Yes | 2025-04-05 | 2025-04-05 |  | Yes | Yes | SOLAX POWER AUS PTY LTD
2022-09-23 | HBS4629 | SolaX T-Bat H 11.5 w/ X3-Hybrid-10.0-D inverter, Reposit V4 Controller | 11.5 |  |  | SolaX | T-Bat H 11.5 | 1 | SolaX | X3-Hybrid-10.0-D | SolaX | Yes | Yes | 2025-04-05 | 2025-04-05 |  | Yes | Yes | SOLAX POWER AUS PTY LTD
2022-09-23 | HBS4630 | SolaX T-Bat H 17.3 w/ X3-Hybrid-10.0-D inverter, Reposit V4 Controller | 17.3 |  |  | SolaX | T-Bat H 17.3 | 1 | SolaX | X3-Hybrid-10.0-D | SolaX | Yes | Yes | 2025-04-05 | 2025-04-05 |  | Yes | Yes | SOLAX POWER AUS PTY LTD
2022-09-23 | HBS4631 | SolaX T-Bat H 23.0 w/ X3-Hybrid-10.0-D inverter, Reposit V4 Controller | 23 |  |  | SolaX | T-Bat H 23.0 | 1 | SolaX | X3-Hybrid-10.0-D | SolaX | Yes | Yes | 2025-04-05 | 2025-04-05 |  | Yes | Yes | SOLAX POWER AUS PTY LTD
2022-09-23 | HBS4632 | SolaX T-Bat H 11.5 w/ X3-Hybrid-12.0-D inverter, Reposit V4 Controller | 11.5 |  |  | SolaX | T-Bat H 11.5 | 1 | SolaX | X3-Hybrid-12.0-D | SolaX | Yes | Yes | 2025-04-05 | 2025-04-05 |  | Yes | Yes | SOLAX POWER AUS PTY LTD
2022-09-23 | HBS4633 | SolaX T-Bat H 17.3 w/ X3-Hybrid-12.0-D inverter, Reposit V4 Controller | 17.3 |  |  | SolaX | T-Bat H 17.3 | 1 | SolaX | X3-Hybrid-12.0-D | SolaX | Yes | Yes | 2025-04-05 | 2025-04-05 |  | Yes | Yes | SOLAX POWER AUS PTY LTD
2022-09-23 | HBS4634 | SolaX T-Bat H 23.0 w/ X3-Hybrid-12.0-D inverter, Reposit V4 Controller | 23 |  |  | SolaX | T-Bat H 23.0 | 1 | SolaX | X3-Hybrid-12.0-D | SolaX | Yes | Yes | 2025-04-05 | 2025-04-05 |  | Yes | Yes | SOLAX POWER AUS PTY LTD
2022-09-23 | HBS4635 | SolaX T-Bat H 11.5 w/ X3-Hybrid-15.0-D inverter, Reposit V4 Controller | 11.5 |  |  | SolaX | T-Bat H 11.5 | 1 | SolaX | X3-Hybrid-15.0-D | SolaX | Yes | Yes | 2025-04-05 | 2025-04-05 |  | Yes | Yes | SOLAX POWER AUS PTY LTD
2022-09-23 | HBS4636 | SolaX T-Bat H 17.3 w/ X3-Hybrid-15.0-D inverter, Reposit V4 Controller | 17.3 |  |  | SolaX | T-Bat H 17.3 | 1 | SolaX | X3-Hybrid-15.0-D | SolaX | Yes | Yes | 2025-04-05 | 2025-04-05 |  | Yes | Yes | SOLAX POWER AUS PTY LTD
2022-09-23 | HBS4637 | SolaX T-Bat H 23.0 w/ X3-Hybrid-15.0-D inverter, Reposit V4 Controller | 23 |  |  | SolaX | T-Bat H 23.0 | 1 | SolaX | X3-Hybrid-15.0-D | SolaX | Yes | Yes | 2025-04-05 | 2025-04-05 |  | Yes | Yes | SOLAX POWER AUS PTY LTD
2022-10-07 | HBS4638 | Alpha ESS SMILE-G3-BAT-10.1P w/ SMILE-G3-S5-INV inverter, DTSU666 'smart controller' | 9.6 |  |  | Alpha ESS | SMILE-G3-BAT-10.1P | 1 | Alpha ESS | SMILE-G3-S5-INV | Alpha ESS | Yes | Yes | 2025-07-21 | 2025-07-21 |  | No | Yes | ALPHA ESS AUSTRALIA PTY. LTD.
2022-10-07 | HBS4639 | Alpha ESS SMILE-G3-BAT-10.1P II w/ SMILE-G3-S5-INV inverter, DTSU666 'smart controller' | 19.2 |  |  | Alpha ESS | SMILE-G3-BAT-10.1P II | 1 | Alpha ESS | SMILE-G3-S5-INV | Alpha ESS | Yes | Yes | 2025-07-21 | 2025-07-21 |  | No | Yes | ALPHA ESS AUSTRALIA PTY. LTD.
2022-10-07 | HBS4640 | Alpha ESS SMILE-G3-BAT-10.1P III w/ SMILE-G3-S5-INV inverter, DTSU666 'smart controller' | 28.7 |  |  | Alpha ESS | SMILE-G3-BAT-10.1P III | 1 | Alpha ESS | SMILE-G3-S5-INV | Alpha ESS | Yes | Yes | 2025-07-21 | 2025-07-21 |  | No | Yes | ALPHA ESS AUSTRALIA PTY. LTD.
2022-10-07 | HBS4641 | Alpha ESS SMILE-G3-BAT-10.1P IV w/ SMILE-G3-S5-INV inverter, DTSU666 'smart controller' | 38.3 |  |  | Alpha ESS | SMILE-G3-BAT-10.1P IV | 1 | Alpha ESS | SMILE-G3-S5-INV | Alpha ESS | Yes | Yes | 2025-07-21 | 2025-07-21 |  | No | Yes | ALPHA ESS AUSTRALIA PTY. LTD.
2022-10-07 | HBS4642 | Alpha ESS SMILE-G3-BAT-10.1P V w/ SMILE-G3-S5-INV inverter, DTSU666 'smart controller' | 47.9 |  |  | Alpha ESS | SMILE-G3-BAT-10.1P V | 1 | Alpha ESS | SMILE-G3-S5-INV | Alpha ESS | Yes | Yes | 2025-07-21 | 2025-07-21 |  | No | Yes | ALPHA ESS AUSTRALIA PTY. LTD.
2022-10-07 | HBS4643 | Alpha ESS SMILE-G3-BAT-10.1P VI w/ SMILE-G3-S5-INV inverter, DTSU666 'smart controller' | 57.5 |  |  | Alpha ESS | SMILE-G3-BAT-10.1P VI | 1 | Alpha ESS | SMILE-G3-S5-INV | Alpha ESS | Yes | Yes | 2025-07-21 | 2025-07-21 |  | No | Yes | ALPHA ESS AUSTRALIA PTY. LTD.
2022-10-21 | HBS4644 | KOYOE KY-48V105AH (x5) w/ KY-EST06KH inverter, KY5000-A-01-00 'smart controller' | 22.5 |  |  | KOYOE | KY-48V105AH | 5 | KOYOE | KY-EST06KH | KOYOE | Yes | Yes | 2025-09-15 | 2025-09-15 |  | Yes | Yes | AUSTRALIAN NEW ENERGY TECHNOLOGY PTY LTD
2022-10-21 | HBS4645 | KOYOE KY-48V105AH (x5) w/ KY-EST08KH inverter, KY5000-A-01-00 'smart controller' | 22.5 |  |  | KOYOE | KY-48V105AH | 5 | KOYOE | KY-EST08KH | KOYOE | Yes | Yes | 2025-09-15 | 2025-09-15 |  | Yes | Yes | AUSTRALIAN NEW ENERGY TECHNOLOGY PTY LTD
2022-10-21 | HBS4646 | KOYOE KY-48V105AH (x5) w/ KY-EST10KH inverter, KY5000-A-01-00 'smart controller' | 22.5 |  |  | KOYOE | KY-48V105AH | 5 | KOYOE | KY-EST10KH | KOYOE | Yes | Yes | 2025-09-15 | 2025-09-15 |  | Yes | Yes | AUSTRALIAN NEW ENERGY TECHNOLOGY PTY LTD
2022-10-21 | HBS4647 | KOYOE KY-48V105AH (x6) w/ KY-EST12KH inverter, KY5000-A-01-00 'smart controller' | 27 |  |  | KOYOE | KY-48V105AH | 6 | KOYOE | KY-EST12KH | KOYOE | Yes | Yes | 2025-09-15 | 2025-09-15 |  | Yes | Yes | AUSTRALIAN NEW ENERGY TECHNOLOGY PTY LTD
2022-10-21 | HBS4648 | KOYOE KY-48V105AH (x6) w/ KY-EST15KH inverter, KY5000-A-01-00 'smart controller' | 27 |  |  | KOYOE | KY-48V105AH | 6 | KOYOE | KY-EST15KH | KOYOE | Yes | Yes | 2025-09-15 | 2025-09-15 |  | Yes | Yes | AUSTRALIAN NEW ENERGY TECHNOLOGY PTY LTD
2022-10-21 | HBS4649 | KOYOE KY-48V105AH (x6) w/ KY-EST17KH inverter, KY5000-A-01-00 'smart controller' | 27 |  |  | KOYOE | KY-48V105AH | 6 | KOYOE | KY-EST17KH | KOYOE | Yes | Yes | 2025-09-15 | 2025-09-15 |  | Yes | Yes | AUSTRALIAN NEW ENERGY TECHNOLOGY PTY LTD
2022-10-21 | HBS4650 | KOYOE KY-48V105AH (x6) w/ KY-EST20KH inverter, KY5000-A-01-00 'smart controller' | 27 |  |  | KOYOE | KY-48V105AH | 6 | KOYOE | KY-EST20KH | KOYOE | Yes | Yes | 2025-09-15 | 2025-09-15 |  | Yes | Yes | AUSTRALIAN NEW ENERGY TECHNOLOGY PTY LTD
2022-12-02 | HBS4651 | GoodWe LX F6.6-H (x1) w/ GW3600-EH inverter | 6.55 |  |  | GoodWe | LX F6.6-H | 1 | GoodWe | GW3600-EH | GoodWe | Yes | Yes | 2025-06-08 | 2025-06-08 |  | Yes | Yes | GoodWe Australia Pty Ltd
2022-12-02 | HBS4652 | GoodWe LX F9.8-H (x1) w/ GW3600-EH inverter | 9.83 |  |  | GoodWe | LX F9.8-H | 1 | GoodWe | GW3600-EH | GoodWe | Yes | Yes | 2025-06-08 | 2025-06-08 |  | Yes | Yes | GoodWe Australia Pty Ltd
2022-12-02 | HBS4653 | GoodWe LX F13.1-H (x1) w/ GW3600-EH inverter | 13.1 |  |  | GoodWe | LX F13.1-H | 1 | GoodWe | GW3600-EH | GoodWe | Yes | Yes | 2025-06-08 | 2025-06-08 |  | Yes | Yes | GoodWe Australia Pty Ltd
2022-12-02 | HBS4654 | GoodWe LX F16.4-H (x1) w/ GW3600-EH inverter | 16.38 |  |  | GoodWe | LX F16.4-H | 1 | GoodWe | GW3600-EH | GoodWe | Yes | Yes | 2025-06-08 | 2025-06-08 |  | Yes | Yes | GoodWe Australia Pty Ltd
2022-12-02 | HBS4655 | GoodWe LX F6.6-H (x2) w/ GW3600-EH inverter | 13.1 |  |  | GoodWe | LX F6.6-H | 2 | GoodWe | GW3600-EH | GoodWe | Yes | Yes | 2025-06-08 | 2025-06-08 |  | Yes | Yes | GoodWe Australia Pty Ltd
2022-12-02 | HBS4656 | GoodWe LX F9.8-H (x2) w/ GW3600-EH inverter | 19.66 |  |  | GoodWe | LX F9.8-H | 2 | GoodWe | GW3600-EH | GoodWe | Yes | Yes | 2025-06-08 | 2025-06-08 |  | Yes | Yes | GoodWe Australia Pty Ltd
2022-12-02 | HBS4657 | GoodWe LX F13.1-H (x2) w/ GW3600-EH inverter | 26.2 |  |  | GoodWe | LX F13.1-H | 2 | GoodWe | GW3600-EH | GoodWe | Yes | Yes | 2025-06-08 | 2025-06-08 |  | Yes | Yes | GoodWe Australia Pty Ltd
2022-12-02 | HBS4658 | GoodWe LX F16.4-H (x2) w/ GW3600-EH inverter | 32.76 |  |  | GoodWe | LX F16.4-H | 2 | GoodWe | GW3600-EH | GoodWe | Yes | Yes | 2025-06-08 | 2025-06-08 |  | Yes | Yes | GoodWe Australia Pty Ltd
2022-12-02 | HBS4659 | GoodWe LX F6.6-H (x1) w/ GW5000-EH inverter | 6.55 |  |  | GoodWe | LX F6.6-H | 1 | GoodWe | GW5000-EH | GoodWe | Yes | Yes | 2025-06-08 | 2025-06-08 |  | Yes | Yes | GoodWe Australia Pty Ltd
2022-12-02 | HBS4660 | GoodWe LX F9.8-H (x1) w/ GW5000-EH inverter | 9.83 |  |  | GoodWe | LX F9.8-H | 1 | GoodWe | GW5000-EH | GoodWe | Yes | Yes | 2025-06-08 | 2025-06-08 |  | Yes | Yes | GoodWe Australia Pty Ltd
2022-12-02 | HBS4661 | GoodWe LX F13.1-H (x1) w/ GW5000-EH inverter | 13.1 |  |  | GoodWe | LX F13.1-H | 1 | GoodWe | GW5000-EH | GoodWe | Yes | Yes | 2025-06-08 | 2025-06-08 |  | Yes | Yes | GoodWe Australia Pty Ltd
2022-12-02 | HBS4662 | GoodWe LX F16.4-H (x1) w/ GW5000-EH inverter | 16.38 |  |  | GoodWe | LX F16.4-H | 1 | GoodWe | GW5000-EH | GoodWe | Yes | Yes | 2025-06-08 | 2025-06-08 |  | Yes | Yes | GoodWe Australia Pty Ltd
2022-12-02 | HBS4663 | GoodWe LX F6.6-H (x2) w/ GW5000-EH inverter | 13.1 |  |  | GoodWe | LX F6.6-H | 2 | GoodWe | GW5000-EH | GoodWe | Yes | Yes | 2025-06-08 | 2025-06-08 |  | Yes | Yes | GoodWe Australia Pty Ltd
2022-12-02 | HBS4664 | GoodWe LX F9.8-H (x2) w/ GW5000-EH inverter | 19.66 |  |  | GoodWe | LX F9.8-H | 2 | GoodWe | GW5000-EH | GoodWe | Yes | Yes | 2025-06-08 | 2025-06-08 |  | Yes | Yes | GoodWe Australia Pty Ltd
2022-12-02 | HBS4665 | GoodWe LX F13.1-H (x2) w/ GW5000-EH inverter | 26.2 |  |  | GoodWe | LX F13.1-H | 2 | GoodWe | GW5000-EH | GoodWe | Yes | Yes | 2025-06-08 | 2025-06-08 |  | Yes | Yes | GoodWe Australia Pty Ltd
2022-12-02 | HBS4666 | GoodWe LX F16.4-H (x2) w/ GW5000-EH inverter | 32.76 |  |  | GoodWe | LX F16.4-H | 2 | GoodWe | GW5000-EH | GoodWe | Yes | Yes | 2025-06-08 | 2025-06-08 |  | Yes | Yes | GoodWe Australia Pty Ltd
2022-12-02 | HBS4667 | GoodWe LX F6.6-H (x1) w/ GW6000-EH inverter | 6.55 |  |  | GoodWe | LX F6.6-H | 1 | GoodWe | GW6000-EH | GoodWe | Yes | Yes | 2025-06-08 | 2025-06-08 |  | Yes | Yes | GoodWe Australia Pty Ltd
2022-12-02 | HBS4668 | GoodWe LX F9.8-H (x1) w/ GW6000-EH inverter | 9.83 |  |  | GoodWe | LX F9.8-H | 1 | GoodWe | GW6000-EH | GoodWe | Yes | Yes | 2025-06-08 | 2025-06-08 |  | Yes | Yes | GoodWe Australia Pty Ltd
2022-12-02 | HBS4669 | GoodWe LX F13.1-H (x1) w/ GW6000-EH inverter | 13.1 |  |  | GoodWe | LX F13.1-H | 1 | GoodWe | GW6000-EH | GoodWe | Yes | Yes | 2025-06-08 | 2025-06-08 |  | Yes | Yes | GoodWe Australia Pty Ltd
2022-12-02 | HBS4670 | GoodWe LX F16.4-H (x1) w/ GW6000-EH inverter | 16.38 |  |  | GoodWe | LX F16.4-H | 1 | GoodWe | GW6000-EH | GoodWe | Yes | Yes | 2025-06-08 | 2025-06-08 |  | Yes | Yes | GoodWe Australia Pty Ltd
2022-12-02 | HBS4671 | GoodWe LX F6.6-H (x2) w/ GW6000-EH inverter | 13.1 |  |  | GoodWe | LX F6.6-H | 2 | GoodWe | GW6000-EH | GoodWe | Yes | Yes | 2025-06-08 | 2025-06-08 |  | Yes | Yes | GoodWe Australia Pty Ltd
2022-12-02 | HBS4672 | GoodWe LX F9.8-H (x2) w/ GW6000-EH inverter | 19.66 |  |  | GoodWe | LX F9.8-H | 2 | GoodWe | GW6000-EH | GoodWe | Yes | Yes | 2025-06-08 | 2025-06-08 |  | Yes | Yes | GoodWe Australia Pty Ltd
2022-12-02 | HBS4673 | GoodWe LX F13.1-H (x2) w/ GW6000-EH inverter | 26.2 |  |  | GoodWe | LX F13.1-H | 2 | GoodWe | GW6000-EH | GoodWe | Yes | Yes | 2025-06-08 | 2025-06-08 |  | Yes | Yes | GoodWe Australia Pty Ltd
2022-12-02 | HBS4674 | GoodWe LX F16.4-H (x2) w/ GW6000-EH inverter | 32.76 |  |  | GoodWe | LX F16.4-H | 2 | GoodWe | GW6000-EH | GoodWe | Yes | Yes | 2025-06-08 | 2025-06-08 |  | Yes | Yes | GoodWe Australia Pty Ltd
2022-12-02 | HBS4675 | GoodWe LX F6.6-H (x1) w/ GW5KL-ET inverter | 6.55 |  |  | GoodWe | LX F6.6-H | 1 | GoodWe | GW5KL-ET | GoodWe | Yes | Yes | 2025-06-09 | 2025-06-09 |  | Yes | Yes | GoodWe Australia Pty Ltd
2022-12-02 | HBS4676 | GoodWe LX F9.8-H (x1) w/ GW5KL-ET inverter | 9.83 |  |  | GoodWe | LX F9.8-H | 1 | GoodWe | GW5KL-ET | GoodWe | Yes | Yes | 2025-06-09 | 2025-06-09 |  | Yes | Yes | GoodWe Australia Pty Ltd
2022-12-02 | HBS4677 | GoodWe LX F13.1-H (x1) w/ GW5KL-ET inverter | 13.1 |  |  | GoodWe | LX F13.1-H | 1 | GoodWe | GW5KL-ET | GoodWe | Yes | Yes | 2025-06-09 | 2025-06-09 |  | Yes | Yes | GoodWe Australia Pty Ltd
2022-12-02 | HBS4678 | GoodWe LX F16.4-H (x1) w/ GW5KL-ET inverter | 16.38 |  |  | GoodWe | LX F16.4-H | 1 | GoodWe | GW5KL-ET | GoodWe | Yes | Yes | 2025-06-09 | 2025-06-09 |  | Yes | Yes | GoodWe Australia Pty Ltd
2022-12-02 | HBS4679 | GoodWe LX F6.6-H (x2) w/ GW5KL-ET inverter | 13.1 |  |  | GoodWe | LX F6.6-H | 2 | GoodWe | GW5KL-ET | GoodWe | Yes | Yes | 2025-06-09 | 2025-06-09 |  | Yes | Yes | GoodWe Australia Pty Ltd
2022-12-02 | HBS4680 | GoodWe LX F9.8-H (x2) w/ GW5KL-ET inverter | 19.66 |  |  | GoodWe | LX F9.8-H | 2 | GoodWe | GW5KL-ET | GoodWe | Yes | Yes | 2025-06-09 | 2025-06-09 |  | Yes | Yes | GoodWe Australia Pty Ltd
2022-12-02 | HBS4681 | GoodWe LX F13.1-H (x2) w/ GW5KL-ET inverter | 26.2 |  |  | GoodWe | LX F13.1-H | 2 | GoodWe | GW5KL-ET | GoodWe | Yes | Yes | 2025-06-09 | 2025-06-09 |  | Yes | Yes | GoodWe Australia Pty Ltd
2022-12-02 | HBS4682 | GoodWe LX F16.4-H (x2) w/ GW5KL-ET inverter | 32.76 |  |  | GoodWe | LX F16.4-H | 2 | GoodWe | GW5KL-ET | GoodWe | Yes | Yes | 2025-06-09 | 2025-06-09 |  | Yes | Yes | GoodWe Australia Pty Ltd
2022-12-02 | HBS4683 | GoodWe LX F6.6-H (x1) w/ GW6KL-ET inverter | 6.55 |  |  | GoodWe | LX F6.6-H | 1 | GoodWe | GW6KL-ET | GoodWe | Yes | Yes | 2025-06-09 | 2025-06-09 |  | Yes | Yes | GoodWe Australia Pty Ltd
2022-12-02 | HBS4684 | GoodWe LX F9.8-H (x1) w/ GW6KL-ET inverter | 9.83 |  |  | GoodWe | LX F9.8-H | 1 | GoodWe | GW6KL-ET | GoodWe | Yes | Yes | 2025-06-09 | 2025-06-09 |  | Yes | Yes | GoodWe Australia Pty Ltd
2022-12-02 | HBS4685 | GoodWe LX F13.1-H (x1) w/ GW6KL-ET inverter | 13.1 |  |  | GoodWe | LX F13.1-H | 1 | GoodWe | GW6KL-ET | GoodWe | Yes | Yes | 2025-06-09 | 2025-06-09 |  | Yes | Yes | GoodWe Australia Pty Ltd
2022-12-02 | HBS4686 | GoodWe LX F16.4-H (x1) w/ GW6KL-ET inverter | 16.38 |  |  | GoodWe | LX F16.4-H | 1 | GoodWe | GW6KL-ET | GoodWe | Yes | Yes | 2025-06-09 | 2025-06-09 |  | Yes | Yes | GoodWe Australia Pty Ltd
2022-12-02 | HBS4687 | GoodWe LX F6.6-H (x2) w/ GW6KL-ET inverter | 13.1 |  |  | GoodWe | LX F6.6-H | 2 | GoodWe | GW6KL-ET | GoodWe | Yes | Yes | 2025-06-09 | 2025-06-09 |  | Yes | Yes | GoodWe Australia Pty Ltd
2022-12-02 | HBS4688 | GoodWe LX F9.8-H (x2) w/ GW6KL-ET inverter | 19.66 |  |  | GoodWe | LX F9.8-H | 2 | GoodWe | GW6KL-ET | GoodWe | Yes | Yes | 2025-06-09 | 2025-06-09 |  | Yes | Yes | GoodWe Australia Pty Ltd
2022-12-02 | HBS4689 | GoodWe LX F13.1-H (x2) w/ GW6KL-ET inverter | 26.2 |  |  | GoodWe | LX F13.1-H | 2 | GoodWe | GW6KL-ET | GoodWe | Yes | Yes | 2025-06-09 | 2025-06-09 |  | Yes | Yes | GoodWe Australia Pty Ltd
2022-12-02 | HBS4690 | GoodWe LX F16.4-H (x2) w/ GW6KL-ET inverter | 32.76 |  |  | GoodWe | LX F16.4-H | 2 | GoodWe | GW6KL-ET | GoodWe | Yes | Yes | 2025-06-09 | 2025-06-09 |  | Yes | Yes | GoodWe Australia Pty Ltd
2022-12-02 | HBS4691 | GoodWe LX F6.6-H (x1) w/ GW8KL-ET inverter | 6.55 |  |  | GoodWe | LX F6.6-H | 1 | GoodWe | GW8KL-ET | GoodWe | Yes | Yes | 2025-06-09 | 2025-06-09 |  | Yes | Yes | GoodWe Australia Pty Ltd
2022-12-02 | HBS4692 | GoodWe LX F9.8-H (x1) w/ GW8KL-ET inverter | 9.83 |  |  | GoodWe | LX F9.8-H | 1 | GoodWe | GW8KL-ET | GoodWe | Yes | Yes | 2025-06-09 | 2025-06-09 |  | Yes | Yes | GoodWe Australia Pty Ltd
2022-12-02 | HBS4693 | GoodWe LX F13.1-H (x1) w/ GW8KL-ET inverter | 13.1 |  |  | GoodWe | LX F13.1-H | 1 | GoodWe | GW8KL-ET | GoodWe | Yes | Yes | 2025-06-09 | 2025-06-09 |  | Yes | Yes | GoodWe Australia Pty Ltd
2022-12-02 | HBS4694 | GoodWe LX F16.4-H (x1) w/ GW8KL-ET inverter | 16.38 |  |  | GoodWe | LX F16.4-H | 1 | GoodWe | GW8KL-ET | GoodWe | Yes | Yes | 2025-06-09 | 2025-06-09 |  | Yes | Yes | GoodWe Australia Pty Ltd
2022-12-02 | HBS4695 | GoodWe LX F6.6-H (x2) w/ GW8KL-ET inverter | 13.1 |  |  | GoodWe | LX F6.6-H | 2 | GoodWe | GW8KL-ET | GoodWe | Yes | Yes | 2025-06-09 | 2025-06-09 |  | Yes | Yes | GoodWe Australia Pty Ltd
2022-12-02 | HBS4696 | GoodWe LX F9.8-H (x2) w/ GW8KL-ET inverter | 19.66 |  |  | GoodWe | LX F9.8-H | 2 | GoodWe | GW8KL-ET | GoodWe | Yes | Yes | 2025-06-09 | 2025-06-09 |  | Yes | Yes | GoodWe Australia Pty Ltd
2022-12-02 | HBS4697 | GoodWe LX F13.1-H (x2) w/ GW8KL-ET inverter | 26.2 |  |  | GoodWe | LX F13.1-H | 2 | GoodWe | GW8KL-ET | GoodWe | Yes | Yes | 2025-06-09 | 2025-06-09 |  | Yes | Yes | GoodWe Australia Pty Ltd
2022-12-02 | HBS4698 | GoodWe LX F16.4-H (x2) w/ GW8KL-ET inverter | 32.76 |  |  | GoodWe | LX F16.4-H | 2 | GoodWe | GW8KL-ET | GoodWe | Yes | Yes | 2025-06-09 | 2025-06-09 |  | Yes | Yes | GoodWe Australia Pty Ltd
2022-12-02 | HBS4699 | GoodWe LX F6.6-H (x1) w/ GW10KL-ET inverter | 6.55 |  |  | GoodWe | LX F6.6-H | 1 | GoodWe | GW10KL-ET | GoodWe | Yes | Yes | 2025-06-09 | 2025-06-09 |  | Yes | Yes | GoodWe Australia Pty Ltd
2022-12-02 | HBS4700 | GoodWe LX F9.8-H (x1) w/ GW10KL-ET inverter | 9.83 |  |  | GoodWe | LX F9.8-H | 1 | GoodWe | GW10KL-ET | GoodWe | Yes | Yes | 2025-06-09 | 2025-06-09 |  | Yes | Yes | GoodWe Australia Pty Ltd
2022-12-02 | HBS4701 | GoodWe LX F13.1-H (x1) w/ GW10KL-ET inverter | 13.1 |  |  | GoodWe | LX F13.1-H | 1 | GoodWe | GW10KL-ET | GoodWe | Yes | Yes | 2025-06-09 | 2025-06-09 |  | Yes | Yes | GoodWe Australia Pty Ltd
2022-12-02 | HBS4702 | GoodWe LX F16.4-H (x1) w/ GW10KL-ET inverter | 16.38 |  |  | GoodWe | LX F16.4-H | 1 | GoodWe | GW10KL-ET | GoodWe | Yes | Yes | 2025-06-09 | 2025-06-09 |  | Yes | Yes | GoodWe Australia Pty Ltd
2022-12-02 | HBS4703 | GoodWe LX F6.6-H (x2) w/ GW10KL-ET inverter | 13.1 |  |  | GoodWe | LX F6.6-H | 2 | GoodWe | GW10KL-ET | GoodWe | Yes | Yes | 2025-06-09 | 2025-06-09 |  | Yes | Yes | GoodWe Australia Pty Ltd
2022-12-02 | HBS4704 | GoodWe LX F9.8-H (x2) w/ GW10KL-ET inverter | 19.66 |  |  | GoodWe | LX F9.8-H | 2 | GoodWe | GW10KL-ET | GoodWe | Yes | Yes | 2025-06-09 | 2025-06-09 |  | Yes | Yes | GoodWe Australia Pty Ltd
2022-12-02 | HBS4705 | GoodWe LX F13.1-H (x2) w/ GW10KL-ET inverter | 26.2 |  |  | GoodWe | LX F13.1-H | 2 | GoodWe | GW10KL-ET | GoodWe | Yes | Yes | 2025-06-09 | 2025-06-09 |  | Yes | Yes | GoodWe Australia Pty Ltd
2022-12-02 | HBS4706 | GoodWe LX F16.4-H (x2) w/ GW10KL-ET inverter | 32.76 |  |  | GoodWe | LX F16.4-H | 2 | GoodWe | GW10KL-ET | GoodWe | Yes | Yes | 2025-06-09 | 2025-06-09 |  | Yes | Yes | GoodWe Australia Pty Ltd
2022-12-02 | HBS4707 | GoodWe LX F6.6-H (x1) w/ GEH5.0-1U-10 inverter | 6.55 |  |  | GoodWe | LX F6.6-H | 1 | GoodWe | GEH5.0-1U-10 | GoodWe | Yes | Yes | 2025-05-04 | 2025-05-04 |  | Yes | Yes | GoodWe Australia Pty Ltd
2022-12-02 | HBS4708 | GoodWe LX F9.8-H (x1) w/ GEH5.0-1U-10 inverter | 9.83 |  |  | GoodWe | LX F9.8-H | 1 | GoodWe | GEH5.0-1U-10 | GoodWe | Yes | Yes | 2025-05-04 | 2025-05-04 |  | Yes | Yes | GoodWe Australia Pty Ltd
2022-12-02 | HBS4709 | GoodWe LX F13.1-H (x1) w/ GEH5.0-1U-10 inverter | 13.1 |  |  | GoodWe | LX F13.1-H | 1 | GoodWe | GEH5.0-1U-10 | GoodWe | Yes | Yes | 2025-05-04 | 2025-05-04 |  | Yes | Yes | GoodWe Australia Pty Ltd
2022-12-02 | HBS4710 | GoodWe LX F16.4-H (x1) w/ GEH5.0-1U-10 inverter | 16.38 |  |  | GoodWe | LX F16.4-H | 1 | GoodWe | GEH5.0-1U-10 | GoodWe | Yes | Yes | 2025-05-04 | 2025-05-04 |  | Yes | Yes | GoodWe Australia Pty Ltd
2022-12-02 | HBS4711 | GoodWe LX F6.6-H (x2) w/ GEH5.0-1U-10 inverter | 13.1 |  |  | GoodWe | LX F6.6-H | 2 | GoodWe | GEH5.0-1U-10 | GoodWe | Yes | Yes | 2025-05-04 | 2025-05-04 |  | Yes | Yes | GoodWe Australia Pty Ltd
2022-12-02 | HBS4712 | GoodWe LX F9.8-H (x2) w/ GEH5.0-1U-10 inverter | 19.66 |  |  | GoodWe | LX F9.8-H | 2 | GoodWe | GEH5.0-1U-10 | GoodWe | Yes | Yes | 2025-05-04 | 2025-05-04 |  | Yes | Yes | GoodWe Australia Pty Ltd
2022-12-02 | HBS4713 | GoodWe LX F13.1-H (x2) w/ GEH5.0-1U-10 inverter | 26.2 |  |  | GoodWe | LX F13.1-H | 2 | GoodWe | GEH5.0-1U-10 | GoodWe | Yes | Yes | 2025-05-04 | 2025-05-04 |  | Yes | Yes | GoodWe Australia Pty Ltd
2022-12-02 | HBS4714 | GoodWe LX F16.4-H (x2) w/ GEH5.0-1U-10 inverter | 32.76 |  |  | GoodWe | LX F16.4-H | 2 | GoodWe | GEH5.0-1U-10 | GoodWe | Yes | Yes | 2025-05-04 | 2025-05-04 |  | Yes | Yes | GoodWe Australia Pty Ltd
2022-12-02 | HBS4715 | GoodWe LX F6.6-H (x1) w/ GEH8.6-1U-10 inverter | 6.55 |  |  | GoodWe | LX F6.6-H | 1 | GoodWe | GEH8.6-1U-10 | GoodWe | Yes | Yes | 2025-05-04 | 2025-05-04 |  | Yes | Yes | GoodWe Australia Pty Ltd
2022-12-02 | HBS4716 | GoodWe LX F9.8-H (x1) w/ GEH8.6-1U-10 inverter | 9.83 |  |  | GoodWe | LX F9.8-H | 1 | GoodWe | GEH8.6-1U-10 | GoodWe | Yes | Yes | 2025-05-04 | 2025-05-04 |  | Yes | Yes | GoodWe Australia Pty Ltd
2022-12-02 | HBS4717 | GoodWe LX F13.1-H (x1) w/ GEH8.6-1U-10 inverter | 13.1 |  |  | GoodWe | LX F13.1-H | 1 | GoodWe | GEH8.6-1U-10 | GoodWe | Yes | Yes | 2025-05-04 | 2025-05-04 |  | Yes | Yes | GoodWe Australia Pty Ltd
2022-12-02 | HBS4718 | GoodWe LX F16.4-H (x1) w/ GEH8.6-1U-10 inverter | 16.38 |  |  | GoodWe | LX F16.4-H | 1 | GoodWe | GEH8.6-1U-10 | GoodWe | Yes | Yes | 2025-05-04 | 2025-05-04 |  | Yes | Yes | GoodWe Australia Pty Ltd
2022-12-02 | HBS4719 | GoodWe LX F6.6-H (x2) w/ GEH8.6-1U-10 inverter | 13.1 |  |  | GoodWe | LX F6.6-H | 2 | GoodWe | GEH8.6-1U-10 | GoodWe | Yes | Yes | 2025-05-04 | 2025-05-04 |  | Yes | Yes | GoodWe Australia Pty Ltd
2022-12-02 | HBS4720 | GoodWe LX F9.8-H (x2) w/ GEH8.6-1U-10 inverter | 19.66 |  |  | GoodWe | LX F9.8-H | 2 | GoodWe | GEH8.6-1U-10 | GoodWe | Yes | Yes | 2025-05-04 | 2025-05-04 |  | Yes | Yes | GoodWe Australia Pty Ltd
2022-12-02 | HBS4721 | GoodWe LX F13.1-H (x2) w/ GEH8.6-1U-10 inverter | 26.2 |  |  | GoodWe | LX F13.1-H | 2 | GoodWe | GEH8.6-1U-10 | GoodWe | Yes | Yes | 2025-05-04 | 2025-05-04 |  | Yes | Yes | GoodWe Australia Pty Ltd
2022-12-02 | HBS4722 | GoodWe LX F16.4-H (x2) w/ GEH8.6-1U-10 inverter | 32.76 |  |  | GoodWe | LX F16.4-H | 2 | GoodWe | GEH8.6-1U-10 | GoodWe | Yes | Yes | 2025-05-04 | 2025-05-04 |  | Yes | Yes | GoodWe Australia Pty Ltd
2022-12-02 | HBS4723 | GoodWe LX F6.6-H (x1) w/ GEH10-1U-10 inverter | 6.55 |  |  | GoodWe | LX F6.6-H | 1 | GoodWe | GEH10-1U-10 | GoodWe | Yes | Yes | 2025-05-04 | 2025-05-04 |  | Yes | Yes | GoodWe Australia Pty Ltd
2022-12-02 | HBS4724 | GoodWe LX F9.8-H (x1) w/ GEH10-1U-10 inverter | 9.83 |  |  | GoodWe | LX F9.8-H | 1 | GoodWe | GEH10-1U-10 | GoodWe | Yes | Yes | 2025-05-04 | 2025-05-04 |  | Yes | Yes | GoodWe Australia Pty Ltd
2022-12-02 | HBS4725 | GoodWe LX F13.1-H (x1) w/ GEH10-1U-10 inverter | 13.1 |  |  | GoodWe | LX F13.1-H | 1 | GoodWe | GEH10-1U-10 | GoodWe | Yes | Yes | 2025-05-04 | 2025-05-04 |  | Yes | Yes | GoodWe Australia Pty Ltd
2022-12-02 | HBS4726 | GoodWe LX F16.4-H (x1) w/ GEH10-1U-10 inverter | 16.38 |  |  | GoodWe | LX F16.4-H | 1 | GoodWe | GEH10-1U-10 | GoodWe | Yes | Yes | 2025-05-04 | 2025-05-04 |  | Yes | Yes | GoodWe Australia Pty Ltd
2022-12-02 | HBS4727 | GoodWe LX F6.6-H (x2) w/ GEH10-1U-10 inverter | 13.1 |  |  | GoodWe | LX F6.6-H | 2 | GoodWe | GEH10-1U-10 | GoodWe | Yes | Yes | 2025-05-04 | 2025-05-04 |  | Yes | Yes | GoodWe Australia Pty Ltd
2022-12-02 | HBS4728 | GoodWe LX F9.8-H (x2) w/ GEH10-1U-10 inverter | 19.66 |  |  | GoodWe | LX F9.8-H | 2 | GoodWe | GEH10-1U-10 | GoodWe | Yes | Yes | 2025-05-04 | 2025-05-04 |  | Yes | Yes | GoodWe Australia Pty Ltd
2022-12-02 | HBS4729 | GoodWe LX F13.1-H (x2) w/ GEH10-1U-10 inverter | 26.2 |  |  | GoodWe | LX F13.1-H | 2 | GoodWe | GEH10-1U-10 | GoodWe | Yes | Yes | 2025-05-04 | 2025-05-04 |  | Yes | Yes | GoodWe Australia Pty Ltd
2022-12-02 | HBS4730 | GoodWe LX F16.4-H (x2) w/ GEH10-1U-10 inverter | 32.76 |  |  | GoodWe | LX F16.4-H | 2 | GoodWe | GEH10-1U-10 | GoodWe | Yes | Yes | 2025-05-04 | 2025-05-04 |  | Yes | Yes | GoodWe Australia Pty Ltd
2023-01-10 | HBS4732 | LG Energy Solution RESU10 w/ S5-EH-1P-6K-L inverter | 8.8 |  |  | LG Energy Solution | RESU10 | 1 | solis | S5-EH-1P-6K-L | LG Energy Solution | Yes | Yes | 2025-06-23 | 2025-06-23 |  | No | No
2023-01-10 | HBS4733 | LG Energy Solution RESU12 w/ S5-EH-1P-6K-L inverter | 11.7 |  |  | LG Energy Solution | RESU12 | 1 | solis | S5-EH-1P-6K-L | LG Energy Solution | Yes | Yes | 2025-06-23 | 2025-06-23 |  | No | No
2023-01-10 | HBS4734 | LG Energy Solution RESU13 w/ S5-EH-1P-6K-L inverter | 12.4 |  |  | LG Energy Solution | RESU13 | 1 | solis | S5-EH-1P-6K-L | LG Energy Solution | Yes | Yes | 2025-06-23 | 2025-06-23 |  | No | No
2023-01-10 | HBS4736 | LG Energy Solution RESU10 w/ S5-EH-1P-5K-L inverter | 8.8 |  |  | LG Energy Solution | RESU10 | 1 | solis | S5-EH-1P-5K-L | LG Energy Solution | Yes | Yes | 2025-06-23 | 2025-06-23 |  | No | No
2023-01-10 | HBS4737 | LG Energy Solution RESU12 w/ S5-EH-1P-5K-L inverter | 11.7 |  |  | LG Energy Solution | RESU12 | 1 | solis | S5-EH-1P-5K-L | LG Energy Solution | Yes | Yes | 2025-06-23 | 2025-06-23 |  | No | No
2023-01-10 | HBS4738 | LG Energy Solution RESU13 w/ S5-EH-1P-5K-L inverter | 12.4 |  |  | LG Energy Solution | RESU13 | 1 | solis | S5-EH-1P-5K-L | LG Energy Solution | Yes | Yes | 2025-06-23 | 2025-06-23 |  | No | No
2023-01-10 | HBS4740 | LG Energy Solution RESU10 w/ S5-EH-1P-4.6K-L inverter | 8.8 |  |  | LG Energy Solution | RESU10 | 1 | solis | S5-EH-1P-4.6K-L | LG Energy Solution | Yes | Yes | 2025-06-23 | 2025-06-23 |  | No | No
2023-01-10 | HBS4741 | LG Energy Solution RESU12 w/ S5-EH-1P-4.6K-L inverter | 11.7 |  |  | LG Energy Solution | RESU12 | 1 | solis | S5-EH-1P-4.6K-L | LG Energy Solution | Yes | Yes | 2025-06-23 | 2025-06-23 |  | No | No
2023-01-10 | HBS4742 | LG Energy Solution RESU13 w/ S5-EH-1P-4.6K-L inverter | 12.4 |  |  | LG Energy Solution | RESU13 | 1 | solis | S5-EH-1P-4.6K-L | LG Energy Solution | Yes | Yes | 2025-06-23 | 2025-06-23 |  | No | No
2023-01-10 | HBS4744 | LG Energy Solution RESU10 w/ S5-EH-1P-3.6K-L inverter | 8.8 |  |  | LG Energy Solution | RESU10 | 1 | solis | S5-EH-1P-3.6K-L | LG Energy Solution | Yes | Yes | 2025-06-23 | 2025-06-23 |  | No | No
2023-01-10 | HBS4745 | LG Energy Solution RESU12 w/ S5-EH-1P-3.6K-L inverter | 11.7 |  |  | LG Energy Solution | RESU12 | 1 | solis | S5-EH-1P-3.6K-L | LG Energy Solution | Yes | Yes | 2025-06-23 | 2025-06-23 |  | No | No
2023-01-10 | HBS4746 | LG Energy Solution RESU13 w/ S5-EH-1P-3.6K-L inverter | 12.4 |  |  | LG Energy Solution | RESU13 | 1 | solis | S5-EH-1P-3.6K-L | LG Energy Solution | Yes | Yes | 2025-06-23 | 2025-06-23 |  | No | No
2023-01-10 | HBS4748 | LG Energy Solution RESU10 w/ S5-EH-1P-3K-L inverter | 8.8 |  |  | LG Energy Solution | RESU10 | 1 | solis | S5-EH-1P-3K-L | LG Energy Solution | Yes | Yes | 2025-06-23 | 2025-06-23 |  | No | No
2023-01-10 | HBS4749 | LG Energy Solution RESU12 w/ S5-EH-1P-3K-L inverter | 11.7 |  |  | LG Energy Solution | RESU12 | 1 | solis | S5-EH-1P-3K-L | LG Energy Solution | Yes | Yes | 2025-06-23 | 2025-06-23 |  | No | No
2023-01-10 | HBS4750 | LG Energy Solution RESU13 w/ S5-EH-1P-3K-L inverter | 12.4 |  |  | LG Energy Solution | RESU13 | 1 | solis | S5-EH-1P-3K-L | LG Energy Solution | Yes | Yes | 2025-06-23 | 2025-06-23 |  | No | No
2023-01-10 | HBS4751 | Eguana EVOLVE ESS AU – 13kWh, SwitchDin 'smart controller' | 12.35 | Eguana Technologies Inc | EVOLVE ESS AU – 13kWh | EVOLVE | ACB05-LB | 1 | EVOLVE | ACB05-LP | EVOLVE | Yes | Yes | 2025-11-21 | 2025-11-21 |  | Yes | N/A | EGUANA PTY LTD
2023-01-10 | HBS4752 | Eguana EVOLVE ESS AU – 26kWh, SwitchDin 'smart controller' | 24.7 | Eguana Technologies Inc | EVOLVE ESS AU – 26kWh | EVOLVE | ACB05-LB + ACB05-LE | 1 | EVOLVE | ACB05-LP | EVOLVE | Yes | Yes | 2025-11-21 | 2025-11-21 |  | Yes | N/A | EGUANA PTY LTD
2023-01-10 | HBS4753 | Eguana EVOLVE ESS AU – 39kWh, SwitchDin 'smart controller' | 37.05 | Eguana Technologies Inc | EVOLVE ESS AU – 39kWh | EVOLVE | ACB05-LB + ACB05-LE * 2 | 1 | EVOLVE | ACB05-LP | EVOLVE | Yes | Yes | 2025-11-21 | 2025-11-21 |  | Yes | N/A | EGUANA PTY LTD
2023-02-20 | HBS4755 | Guangzhou Sanjing Electric Co Ltd B2-10.0-HV5 w/ Guangzhou Sanjing Electric Co Ltd H2-5K-S2 , CHINT 'smart controller' | 9 |  |  | Guangzhou Sanjing Electric Co Ltd | B2-10.0-HV5 | 2 | Guangzhou Sanjing Electric Co Ltd | H2-5K-S2 | SAJ | Yes | Yes | 2025-09-07 | 2025-09-07 |  | Yes | Yes | Guangzhou Sanjing Electric Co Ltd
2023-02-20 | HBS4756 | Guangzhou Sanjing Electric Co Ltd B2-15.0-HV5 w/ Guangzhou Sanjing Electric Co Ltd H2-5K-S2 , CHINT 'smart controller' | 13.5 |  |  | Guangzhou Sanjing Electric Co Ltd | B2-15.0-HV5 | 3 | Guangzhou Sanjing Electric Co Ltd | H2-5K-S2 | SAJ | Yes | Yes | 2025-09-07 | 2025-09-07 |  | Yes | Yes | Guangzhou Sanjing Electric Co Ltd
2023-02-20 | HBS4757 | Guangzhou Sanjing Electric Co Ltd B2-20.0-HV5 w/ Guangzhou Sanjing Electric Co Ltd H2-5K-S2 , CHINT 'smart controller' | 18 |  |  | Guangzhou Sanjing Electric Co Ltd | B2-20.0-HV5 | 4 | Guangzhou Sanjing Electric Co Ltd | H2-5K-S2 | SAJ | Yes | Yes | 2025-09-07 | 2025-09-07 |  | Yes | Yes | Guangzhou Sanjing Electric Co Ltd
2023-02-20 | HBS4758 | Guangzhou Sanjing Electric Co Ltd B2-25.0-HV5 w/ Guangzhou Sanjing Electric Co Ltd H2-5K-S2 , CHINT 'smart controller' | 22.5 |  |  | Guangzhou Sanjing Electric Co Ltd | B2-25.0-HV5 | 5 | Guangzhou Sanjing Electric Co Ltd | H2-5K-S2 | SAJ | Yes | Yes | 2025-09-07 | 2025-09-07 |  | Yes | Yes | Guangzhou Sanjing Electric Co Ltd
2023-02-20 | HBS4760 | Guangzhou Sanjing Electric Co Ltd B2-10.0-HV1 w/ Guangzhou Sanjing Electric Co Ltd H2-5K-S2 , CHINT 'smart controller' | 9 |  |  | Guangzhou Sanjing Electric Co Ltd | B2-10.0-HV1 | 2 | Guangzhou Sanjing Electric Co Ltd | H2-5K-S2 | SAJ | Yes | Yes | 2025-09-07 | 2025-09-07 |  | Yes | Yes | Guangzhou Sanjing Electric Co Ltd
2023-02-20 | HBS4761 | Guangzhou Sanjing Electric Co Ltd B2-15.0-HV1 w/ Guangzhou Sanjing Electric Co Ltd H2-5K-S2 , CHINT 'smart controller' | 13.5 |  |  | Guangzhou Sanjing Electric Co Ltd | B2-15.0-HV1 | 3 | Guangzhou Sanjing Electric Co Ltd | H2-5K-S2 | SAJ | Yes | Yes | 2025-09-07 | 2025-09-07 |  | Yes | Yes | Guangzhou Sanjing Electric Co Ltd
2023-02-20 | HBS4762 | Guangzhou Sanjing Electric Co Ltd B2-20.0-HV1 w/ Guangzhou Sanjing Electric Co Ltd H2-5K-S2 , CHINT 'smart controller' | 18 |  |  | Guangzhou Sanjing Electric Co Ltd | B2-20.0-HV1 | 4 | Guangzhou Sanjing Electric Co Ltd | H2-5K-S2 | SAJ | Yes | Yes | 2025-09-07 | 2025-09-07 |  | Yes | Yes | Guangzhou Sanjing Electric Co Ltd
2023-02-20 | HBS4763 | Guangzhou Sanjing Electric Co Ltd B2-25.0-HV1 w/ Guangzhou Sanjing Electric Co Ltd H2-5K-S2 , CHINT 'smart controller' | 22.5 |  |  | Guangzhou Sanjing Electric Co Ltd | B2-25.0-HV1 | 5 | Guangzhou Sanjing Electric Co Ltd | H2-5K-S2 | SAJ | Yes | Yes | 2025-09-07 | 2025-09-07 |  | Yes | Yes | Guangzhou Sanjing Electric Co Ltd
2023-02-20 | HBS4765 | Guangzhou Sanjing Electric Co Ltd B2-10.0-HV5 w/ Guangzhou Sanjing Electric Co Ltd H2-6K-S2 , CHINT 'smart controller' | 9 |  |  | Guangzhou Sanjing Electric Co Ltd | B2-10.0-HV5 | 2 | Guangzhou Sanjing Electric Co Ltd | H2-6K-S2 | SAJ | Yes | Yes | 2025-09-07 | 2025-09-07 |  | Yes | Yes | Guangzhou Sanjing Electric Co Ltd
2023-02-20 | HBS4766 | Guangzhou Sanjing Electric Co Ltd B2-15.0-HV5 w/ Guangzhou Sanjing Electric Co Ltd H2-6K-S2 , CHINT 'smart controller' | 13.5 |  |  | Guangzhou Sanjing Electric Co Ltd | B2-15.0-HV5 | 3 | Guangzhou Sanjing Electric Co Ltd | H2-6K-S2 | SAJ | Yes | Yes | 2025-09-07 | 2025-09-07 |  | Yes | Yes | Guangzhou Sanjing Electric Co Ltd
2023-02-20 | HBS4767 | Guangzhou Sanjing Electric Co Ltd B2-20.0-HV5 w/ Guangzhou Sanjing Electric Co Ltd H2-6K-S2 , CHINT 'smart controller' | 18 |  |  | Guangzhou Sanjing Electric Co Ltd | B2-20.0-HV5 | 4 | Guangzhou Sanjing Electric Co Ltd | H2-6K-S2 | SAJ | Yes | Yes | 2025-09-07 | 2025-09-07 |  | Yes | Yes | Guangzhou Sanjing Electric Co Ltd
2023-02-20 | HBS4768 | Guangzhou Sanjing Electric Co Ltd B2-25.0-HV5 w/ Guangzhou Sanjing Electric Co Ltd H2-6K-S2 , CHINT 'smart controller' | 22.5 |  |  | Guangzhou Sanjing Electric Co Ltd | B2-25.0-HV5 | 5 | Guangzhou Sanjing Electric Co Ltd | H2-6K-S2 | SAJ | Yes | Yes | 2025-09-07 | 2025-09-07 |  | Yes | Yes | Guangzhou Sanjing Electric Co Ltd
2023-02-20 | HBS4770 | Guangzhou Sanjing Electric Co Ltd B2-10.0-HV1 w/ Guangzhou Sanjing Electric Co Ltd H2-6K-S2 , CHINT 'smart controller' | 9 |  |  | Guangzhou Sanjing Electric Co Ltd | B2-10.0-HV1 | 2 | Guangzhou Sanjing Electric Co Ltd | H2-6K-S2 | SAJ | Yes | Yes | 2025-09-07 | 2025-09-07 |  | Yes | Yes | Guangzhou Sanjing Electric Co Ltd
2023-02-20 | HBS4771 | Guangzhou Sanjing Electric Co Ltd B2-15.0-HV1 w/ Guangzhou Sanjing Electric Co Ltd H2-6K-S2 , CHINT 'smart controller' | 13.5 |  |  | Guangzhou Sanjing Electric Co Ltd | B2-15.0-HV1 | 3 | Guangzhou Sanjing Electric Co Ltd | H2-6K-S2 | SAJ | Yes | Yes | 2025-09-07 | 2025-09-07 |  | Yes | Yes | Guangzhou Sanjing Electric Co Ltd
2023-02-20 | HBS4772 | Guangzhou Sanjing Electric Co Ltd B2-20.0-HV1 w/ Guangzhou Sanjing Electric Co Ltd H2-6K-S2 , CHINT 'smart controller' | 18 |  |  | Guangzhou Sanjing Electric Co Ltd | B2-20.0-HV1 | 4 | Guangzhou Sanjing Electric Co Ltd | H2-6K-S2 | SAJ | Yes | Yes | 2025-09-07 | 2025-09-07 |  | Yes | Yes | Guangzhou Sanjing Electric Co Ltd
2023-02-20 | HBS4773 | Guangzhou Sanjing Electric Co Ltd B2-25.0-HV1 w/ Guangzhou Sanjing Electric Co Ltd H2-6K-S2 , CHINT 'smart controller' | 22.5 |  |  | Guangzhou Sanjing Electric Co Ltd | B2-25.0-HV1 | 5 | Guangzhou Sanjing Electric Co Ltd | H2-6K-S2 | SAJ | Yes | Yes | 2025-09-07 | 2025-09-07 |  | Yes | Yes | Guangzhou Sanjing Electric Co Ltd
2023-02-20 | HBS4775 | Guangzhou Sanjing Electric Co Ltd B2-10.0-HV5 w/ Guangzhou Sanjing Electric Co Ltd H2-5K-T2 , CHINT 'smart controller' | 9 |  |  | Guangzhou Sanjing Electric Co Ltd | B2-10.0-HV5 | 2 | Guangzhou Sanjing Electric Co Ltd | H2-5K-T2 | SAJ | Yes | Yes | 2025-09-07 | 2025-09-07 |  | Yes | Yes | Guangzhou Sanjing Electric Co Ltd
2023-02-20 | HBS4776 | Guangzhou Sanjing Electric Co Ltd B2-15.0-HV5 w/ Guangzhou Sanjing Electric Co Ltd H2-5K-T2 , CHINT 'smart controller' | 13.5 |  |  | Guangzhou Sanjing Electric Co Ltd | B2-15.0-HV5 | 3 | Guangzhou Sanjing Electric Co Ltd | H2-5K-T2 | SAJ | Yes | Yes | 2025-09-07 | 2025-09-07 |  | Yes | Yes | Guangzhou Sanjing Electric Co Ltd
2023-02-20 | HBS4777 | Guangzhou Sanjing Electric Co Ltd B2-20.0-HV5 w/ Guangzhou Sanjing Electric Co Ltd H2-5K-T2 , CHINT 'smart controller' | 18 |  |  | Guangzhou Sanjing Electric Co Ltd | B2-20.0-HV5 | 4 | Guangzhou Sanjing Electric Co Ltd | H2-5K-T2 | SAJ | Yes | Yes | 2025-09-07 | 2025-09-07 |  | Yes | Yes | Guangzhou Sanjing Electric Co Ltd
2023-02-20 | HBS4778 | Guangzhou Sanjing Electric Co Ltd B2-25.0-HV5 w/ Guangzhou Sanjing Electric Co Ltd H2-5K-T2 , CHINT 'smart controller' | 22.5 |  |  | Guangzhou Sanjing Electric Co Ltd | B2-25.0-HV5 | 5 | Guangzhou Sanjing Electric Co Ltd | H2-5K-T2 | SAJ | Yes | Yes | 2025-09-07 | 2025-09-07 |  | Yes | Yes | Guangzhou Sanjing Electric Co Ltd
2023-02-20 | HBS4780 | Guangzhou Sanjing Electric Co Ltd B2-10.0-HV1 w/ Guangzhou Sanjing Electric Co Ltd H2-5K-T2 , CHINT 'smart controller' | 9 |  |  | Guangzhou Sanjing Electric Co Ltd | B2-10.0-HV1 | 2 | Guangzhou Sanjing Electric Co Ltd | H2-5K-T2 | SAJ | Yes | Yes | 2025-09-07 | 2025-09-07 |  | Yes | Yes | Guangzhou Sanjing Electric Co Ltd
2023-02-20 | HBS4781 | Guangzhou Sanjing Electric Co Ltd B2-15.0-HV1 w/ Guangzhou Sanjing Electric Co Ltd H2-5K-T2 , CHINT 'smart controller' | 13.5 |  |  | Guangzhou Sanjing Electric Co Ltd | B2-15.0-HV1 | 3 | Guangzhou Sanjing Electric Co Ltd | H2-5K-T2 | SAJ | Yes | Yes | 2025-09-07 | 2025-09-07 |  | Yes | Yes | Guangzhou Sanjing Electric Co Ltd
2023-02-20 | HBS4782 | Guangzhou Sanjing Electric Co Ltd B2-20.0-HV1 w/ Guangzhou Sanjing Electric Co Ltd H2-5K-T2 , CHINT 'smart controller' | 18 |  |  | Guangzhou Sanjing Electric Co Ltd | B2-20.0-HV1 | 4 | Guangzhou Sanjing Electric Co Ltd | H2-5K-T2 | SAJ | Yes | Yes | 2025-09-07 | 2025-09-07 |  | Yes | Yes | Guangzhou Sanjing Electric Co Ltd
2023-02-20 | HBS4783 | Guangzhou Sanjing Electric Co Ltd B2-25.0-HV1 w/ Guangzhou Sanjing Electric Co Ltd H2-5K-T2 , CHINT 'smart controller' | 22.5 |  |  | Guangzhou Sanjing Electric Co Ltd | B2-25.0-HV1 | 5 | Guangzhou Sanjing Electric Co Ltd | H2-5K-T2 | SAJ | Yes | Yes | 2025-09-07 | 2025-09-07 |  | Yes | Yes | Guangzhou Sanjing Electric Co Ltd
2023-02-20 | HBS4785 | Guangzhou Sanjing Electric Co Ltd B2-10.0-HV5 w/ Guangzhou Sanjing Electric Co Ltd H2-6K-T2 , CHINT 'smart controller' | 9 |  |  | Guangzhou Sanjing Electric Co Ltd | B2-10.0-HV5 | 2 | Guangzhou Sanjing Electric Co Ltd | H2-6K-T2 | SAJ | Yes | Yes | 2025-09-07 | 2025-09-07 |  | Yes | Yes | Guangzhou Sanjing Electric Co Ltd
2023-02-20 | HBS4786 | Guangzhou Sanjing Electric Co Ltd B2-15.0-HV5 w/ Guangzhou Sanjing Electric Co Ltd H2-6K-T2 , CHINT 'smart controller' | 13.5 |  |  | Guangzhou Sanjing Electric Co Ltd | B2-15.0-HV5 | 3 | Guangzhou Sanjing Electric Co Ltd | H2-6K-T2 | SAJ | Yes | Yes | 2025-09-07 | 2025-09-07 |  | Yes | Yes | Guangzhou Sanjing Electric Co Ltd
2023-02-20 | HBS4787 | Guangzhou Sanjing Electric Co Ltd B2-20.0-HV5 w/ Guangzhou Sanjing Electric Co Ltd H2-6K-T2 , CHINT 'smart controller' | 18 |  |  | Guangzhou Sanjing Electric Co Ltd | B2-20.0-HV5 | 4 | Guangzhou Sanjing Electric Co Ltd | H2-6K-T2 | SAJ | Yes | Yes | 2025-09-07 | 2025-09-07 |  | Yes | Yes | Guangzhou Sanjing Electric Co Ltd
2023-02-20 | HBS4788 | Guangzhou Sanjing Electric Co Ltd B2-25.0-HV5 w/ Guangzhou Sanjing Electric Co Ltd H2-6K-T2 , CHINT 'smart controller' | 22.5 |  |  | Guangzhou Sanjing Electric Co Ltd | B2-25.0-HV5 | 5 | Guangzhou Sanjing Electric Co Ltd | H2-6K-T2 | SAJ | Yes | Yes | 2025-09-07 | 2025-09-07 |  | Yes | Yes | Guangzhou Sanjing Electric Co Ltd
2023-02-20 | HBS4790 | Guangzhou Sanjing Electric Co Ltd B2-10.0-HV1 w/ Guangzhou Sanjing Electric Co Ltd H2-6K-T2 , CHINT 'smart controller' | 9 |  |  | Guangzhou Sanjing Electric Co Ltd | B2-10.0-HV1 | 2 | Guangzhou Sanjing Electric Co Ltd | H2-6K-T2 | SAJ | Yes | Yes | 2025-09-07 | 2025-09-07 |  | Yes | Yes | Guangzhou Sanjing Electric Co Ltd
2023-02-20 | HBS4791 | Guangzhou Sanjing Electric Co Ltd B2-15.0-HV1 w/ Guangzhou Sanjing Electric Co Ltd H2-6K-T2 , CHINT 'smart controller' | 13.5 |  |  | Guangzhou Sanjing Electric Co Ltd | B2-15.0-HV1 | 3 | Guangzhou Sanjing Electric Co Ltd | H2-6K-T2 | SAJ | Yes | Yes | 2025-09-07 | 2025-09-07 |  | Yes | Yes | Guangzhou Sanjing Electric Co Ltd
2023-02-20 | HBS4792 | Guangzhou Sanjing Electric Co Ltd B2-20.0-HV1 w/ Guangzhou Sanjing Electric Co Ltd H2-6K-T2 , CHINT 'smart controller' | 18 |  |  | Guangzhou Sanjing Electric Co Ltd | B2-20.0-HV1 | 4 | Guangzhou Sanjing Electric Co Ltd | H2-6K-T2 | SAJ | Yes | Yes | 2025-09-07 | 2025-09-07 |  | Yes | Yes | Guangzhou Sanjing Electric Co Ltd
2023-02-20 | HBS4793 | Guangzhou Sanjing Electric Co Ltd B2-25.0-HV1 w/ Guangzhou Sanjing Electric Co Ltd H2-6K-T2 , CHINT 'smart controller' | 22.5 |  |  | Guangzhou Sanjing Electric Co Ltd | B2-25.0-HV1 | 5 | Guangzhou Sanjing Electric Co Ltd | H2-6K-T2 | SAJ | Yes | Yes | 2025-09-07 | 2025-09-07 |  | Yes | Yes | Guangzhou Sanjing Electric Co Ltd
2023-02-20 | HBS4795 | Guangzhou Sanjing Electric Co Ltd B2-10.0-HV5 w/ Guangzhou Sanjing Electric Co Ltd H2-8K-T2 , CHINT 'smart controller' | 9 |  |  | Guangzhou Sanjing Electric Co Ltd | B2-10.0-HV5 | 2 | Guangzhou Sanjing Electric Co Ltd | H2-8K-T2 | SAJ | Yes | Yes | 2025-09-07 | 2025-09-07 |  | Yes | Yes | Guangzhou Sanjing Electric Co Ltd
2023-02-20 | HBS4796 | Guangzhou Sanjing Electric Co Ltd B2-15.0-HV5 w/ Guangzhou Sanjing Electric Co Ltd H2-8K-T2 , CHINT 'smart controller' | 13.5 |  |  | Guangzhou Sanjing Electric Co Ltd | B2-15.0-HV5 | 3 | Guangzhou Sanjing Electric Co Ltd | H2-8K-T2 | SAJ | Yes | Yes | 2025-09-07 | 2025-09-07 |  | Yes | Yes | Guangzhou Sanjing Electric Co Ltd
2023-02-20 | HBS4797 | Guangzhou Sanjing Electric Co Ltd B2-20.0-HV5 w/ Guangzhou Sanjing Electric Co Ltd H2-8K-T2 , CHINT 'smart controller' | 18 |  |  | Guangzhou Sanjing Electric Co Ltd | B2-20.0-HV5 | 4 | Guangzhou Sanjing Electric Co Ltd | H2-8K-T2 | SAJ | Yes | Yes | 2025-09-07 | 2025-09-07 |  | Yes | Yes | Guangzhou Sanjing Electric Co Ltd
2023-02-20 | HBS4798 | Guangzhou Sanjing Electric Co Ltd B2-25.0-HV5 w/ Guangzhou Sanjing Electric Co Ltd H2-8K-T2 , CHINT 'smart controller' | 22.5 |  |  | Guangzhou Sanjing Electric Co Ltd | B2-25.0-HV5 | 5 | Guangzhou Sanjing Electric Co Ltd | H2-8K-T2 | SAJ | Yes | Yes | 2025-09-07 | 2025-09-07 |  | Yes | Yes | Guangzhou Sanjing Electric Co Ltd
2023-02-20 | HBS4800 | Guangzhou Sanjing Electric Co Ltd B2-10.0-HV1 w/ Guangzhou Sanjing Electric Co Ltd H2-8K-T2 , CHINT 'smart controller' | 9 |  |  | Guangzhou Sanjing Electric Co Ltd | B2-10.0-HV1 | 2 | Guangzhou Sanjing Electric Co Ltd | H2-8K-T2 | SAJ | Yes | Yes | 2025-09-07 | 2025-09-07 |  | Yes | Yes | Guangzhou Sanjing Electric Co Ltd
2023-02-20 | HBS4801 | Guangzhou Sanjing Electric Co Ltd B2-15.0-HV1 w/ Guangzhou Sanjing Electric Co Ltd H2-8K-T2 , CHINT 'smart controller' | 13.5 |  |  | Guangzhou Sanjing Electric Co Ltd | B2-15.0-HV1 | 3 | Guangzhou Sanjing Electric Co Ltd | H2-8K-T2 | SAJ | Yes | Yes | 2025-09-07 | 2025-09-07 |  | Yes | Yes | Guangzhou Sanjing Electric Co Ltd
2023-02-20 | HBS4802 | Guangzhou Sanjing Electric Co Ltd B2-20.0-HV1 w/ Guangzhou Sanjing Electric Co Ltd H2-8K-T2 , CHINT 'smart controller' | 18 |  |  | Guangzhou Sanjing Electric Co Ltd | B2-20.0-HV1 | 4 | Guangzhou Sanjing Electric Co Ltd | H2-8K-T2 | SAJ | Yes | Yes | 2025-09-07 | 2025-09-07 |  | Yes | Yes | Guangzhou Sanjing Electric Co Ltd
2023-02-20 | HBS4803 | Guangzhou Sanjing Electric Co Ltd B2-25.0-HV1 w/ Guangzhou Sanjing Electric Co Ltd H2-8K-T2 , CHINT 'smart controller' | 22.5 |  |  | Guangzhou Sanjing Electric Co Ltd | B2-25.0-HV1 | 5 | Guangzhou Sanjing Electric Co Ltd | H2-8K-T2 | SAJ | Yes | Yes | 2025-09-07 | 2025-09-07 |  | Yes | Yes | Guangzhou Sanjing Electric Co Ltd
2023-02-20 | HBS4805 | Guangzhou Sanjing Electric Co Ltd B2-10.0-HV5 w/ Guangzhou Sanjing Electric Co Ltd H2-10K-T2 , CHINT 'smart controller' | 9 |  |  | Guangzhou Sanjing Electric Co Ltd | B2-10.0-HV5 | 2 | Guangzhou Sanjing Electric Co Ltd | H2-10K-T2 | SAJ | Yes | Yes | 2025-09-07 | 2025-09-07 |  | Yes | Yes | Guangzhou Sanjing Electric Co Ltd
2023-02-20 | HBS4806 | Guangzhou Sanjing Electric Co Ltd B2-15.0-HV5 w/ Guangzhou Sanjing Electric Co Ltd H2-10K-T2 , CHINT 'smart controller' | 13.5 |  |  | Guangzhou Sanjing Electric Co Ltd | B2-15.0-HV5 | 3 | Guangzhou Sanjing Electric Co Ltd | H2-10K-T2 | SAJ | Yes | Yes | 2025-09-07 | 2025-09-07 |  | Yes | Yes | Guangzhou Sanjing Electric Co Ltd
2023-02-20 | HBS4807 | Guangzhou Sanjing Electric Co Ltd B2-20.0-HV5 w/ Guangzhou Sanjing Electric Co Ltd H2-10K-T2 , CHINT 'smart controller' | 18 |  |  | Guangzhou Sanjing Electric Co Ltd | B2-20.0-HV5 | 4 | Guangzhou Sanjing Electric Co Ltd | H2-10K-T2 | SAJ | Yes | Yes | 2025-09-07 | 2025-09-07 |  | Yes | Yes | Guangzhou Sanjing Electric Co Ltd
2023-02-20 | HBS4808 | Guangzhou Sanjing Electric Co Ltd B2-25.0-HV5 w/ Guangzhou Sanjing Electric Co Ltd H2-10K-T2 , CHINT 'smart controller' | 22.5 |  |  | Guangzhou Sanjing Electric Co Ltd | B2-25.0-HV5 | 5 | Guangzhou Sanjing Electric Co Ltd | H2-10K-T2 | SAJ | Yes | Yes | 2025-09-07 | 2025-09-07 |  | Yes | Yes | Guangzhou Sanjing Electric Co Ltd
2023-02-20 | HBS4810 | Guangzhou Sanjing Electric Co Ltd B2-10.0-HV1 w/ Guangzhou Sanjing Electric Co Ltd H2-10K-T2 , CHINT 'smart controller' | 9 |  |  | Guangzhou Sanjing Electric Co Ltd | B2-10.0-HV1 | 2 | Guangzhou Sanjing Electric Co Ltd | H2-10K-T2 | SAJ | Yes | Yes | 2025-09-07 | 2025-09-07 |  | Yes | Yes | Guangzhou Sanjing Electric Co Ltd
2023-02-20 | HBS4811 | Guangzhou Sanjing Electric Co Ltd B2-15.0-HV1 w/ Guangzhou Sanjing Electric Co Ltd H2-10K-T2 , CHINT 'smart controller' | 13.5 |  |  | Guangzhou Sanjing Electric Co Ltd | B2-15.0-HV1 | 3 | Guangzhou Sanjing Electric Co Ltd | H2-10K-T2 | SAJ | Yes | Yes | 2025-09-07 | 2025-09-07 |  | Yes | Yes | Guangzhou Sanjing Electric Co Ltd
2023-02-20 | HBS4812 | Guangzhou Sanjing Electric Co Ltd B2-20.0-HV1 w/ Guangzhou Sanjing Electric Co Ltd H2-10K-T2 , CHINT 'smart controller' | 18 |  |  | Guangzhou Sanjing Electric Co Ltd | B2-20.0-HV1 | 4 | Guangzhou Sanjing Electric Co Ltd | H2-10K-T2 | SAJ | Yes | Yes | 2025-09-07 | 2025-09-07 |  | Yes | Yes | Guangzhou Sanjing Electric Co Ltd
2023-02-20 | HBS4813 | Guangzhou Sanjing Electric Co Ltd B2-25.0-HV1 w/ Guangzhou Sanjing Electric Co Ltd H2-10K-T2 , CHINT 'smart controller' | 22.5 |  |  | Guangzhou Sanjing Electric Co Ltd | B2-25.0-HV1 | 5 | Guangzhou Sanjing Electric Co Ltd | H2-10K-T2 | SAJ | Yes | Yes | 2025-09-07 | 2025-09-07 |  | Yes | Yes | Guangzhou Sanjing Electric Co Ltd
2023-03-07 | HBS4815 | FOX ESS AIO-H1-5.0-HVS7.8 (x3) | 7.02 | FOX ESS | AIO-H1-5.0-HVS7.8 |  |  | 3 |  |  | FOXESS Co Ltd |  | Yes |  | 2025-12-21 |  | Yes | Yes | FOXESS AUSTRALIA PTY LTD
2023-03-07 | HBS4816 | FOX ESS AIO-H1-5.0-HVS10.4 (x4) | 9.36 | FOX ESS | AIO-H1-5.0-HVS10.4 |  |  | 4 |  |  | FOXESS Co Ltd |  | Yes |  | 2025-12-21 |  | Yes | Yes | FOXESS AUSTRALIA PTY LTD
2023-03-07 | HBS4818 | FOX ESS AIO-H1-6.0-HVS7.8 (x3) | 7.02 | FOX ESS | AIO-H1-6.0-HVS7.8 |  |  | 3 |  |  | FOXESS Co Ltd |  | Yes |  | 2025-12-21 |  | Yes | Yes | FOXESS AUSTRALIA PTY LTD
2023-03-07 | HBS4819 | FOX ESS AIO-H1-6.0-HVS10.4 (x4) | 9.36 | FOX ESS | AIO-H1-6.0-HVS10.4 |  |  | 4 |  |  | FOXESS Co Ltd |  | Yes |  | 2025-12-21 |  | Yes | Yes | FOXESS AUSTRALIA PTY LTD
2023-03-07 | HBS4821 | FOX ESS AIO-AC1-5.0-HVS7.8 (x3) | 7.02 | FOX ESS | AIO-AC1-5.0-HVS7.8 |  |  | 3 |  |  | FOXESS Co Ltd |  | Yes |  | 2025-12-21 |  | Yes | Yes | FOXESS AUSTRALIA PTY LTD
2023-03-07 | HBS4822 | FOX ESS AIO-AC1-5.0-HVS10.4 (x4) | 9.36 | FOX ESS | AIO-AC1-5.0-HVS10.4 |  |  | 4 |  |  | FOXESS Co Ltd |  | Yes |  | 2025-12-21 |  | Yes | Yes | FOXESS AUSTRALIA PTY LTD
2023-03-07 | HBS4824 | FOX ESS AIO-AC1-6.0-HVS7.8 (x3) | 7.02 | FOX ESS | AIO-AC1-6.0-HVS7.8 |  |  | 3 |  |  | FOXESS Co Ltd |  | Yes |  | 2025-12-21 |  | Yes | Yes | FOXESS AUSTRALIA PTY LTD
2023-03-07 | HBS4825 | FOX ESS AIO-AC1-6.0-HVS10.4 (x4) | 9.36 | FOX ESS | AIO-AC1-6.0-HVS10.4 |  |  | 4 |  |  | FOXESS Co Ltd |  | Yes |  | 2025-12-21 |  | Yes | Yes | FOXESS AUSTRALIA PTY LTD
2023-03-07 | HBS4827 | Techplus Control System GRE-U-P4880-1(x2) w/ GOODWE TECHNOLOGIES CO., LTD GW3648D-ES | 8.192 |  |  | Techplus Control System | GRE-U-P4880-1 | 2 | GOODWE TECHNOLOGIES CO., LTD | GW3648D-ES | GREENTEK |  | Yes |  | 2025-06-16
2023-03-07 | HBS4828 | Techplus Control System GRE-U-P4880-1(x3) w/ GOODWE TECHNOLOGIES CO., LTD GW3648D-ES | 12.288 |  |  | Techplus Control System | GRE-U-P4880-1 | 3 | GOODWE TECHNOLOGIES CO., LTD | GW3648D-ES | GREENTEK |  | Yes |  | 2025-06-16
2023-03-07 | HBS4829 | Techplus Control System GRE-U-P4880-1(x4) w/ GOODWE TECHNOLOGIES CO., LTD GW3648D-ES | 16.384 |  |  | Techplus Control System | GRE-U-P4880-1 | 4 | GOODWE TECHNOLOGIES CO., LTD | GW3648D-ES | GREENTEK |  | Yes |  | 2025-06-16
2023-03-07 | HBS4830 | Techplus Control System GRE-U-P4880-1(x5) w/ GOODWE TECHNOLOGIES CO., LTD GW3648D-ES | 20.48 |  |  | Techplus Control System | GRE-U-P4880-1 | 5 | GOODWE TECHNOLOGIES CO., LTD | GW3648D-ES | GREENTEK |  | Yes |  | 2025-06-16
2023-03-07 | HBS4831 | Techplus Control System GRE-U-P4880-1(x6) w/ GOODWE TECHNOLOGIES CO., LTD GW3648D-ES | 24.576 |  |  | Techplus Control System | GRE-U-P4880-1 | 6 | GOODWE TECHNOLOGIES CO., LTD | GW3648D-ES | GREENTEK |  | Yes |  | 2025-06-16
2023-03-07 | HBS4832 | Techplus Control System GRE-U-P4880-1(x7) w/ GOODWE TECHNOLOGIES CO., LTD GW3648D-ES | 28.672 |  |  | Techplus Control System | GRE-U-P4880-1 | 7 | GOODWE TECHNOLOGIES CO., LTD | GW3648D-ES | GREENTEK |  | Yes |  | 2025-06-16
2023-03-07 | HBS4833 | Techplus Control System GRE-U-P4880-1(x8) w/ GOODWE TECHNOLOGIES CO., LTD GW3648D-ES | 32.768 |  |  | Techplus Control System | GRE-U-P4880-1 | 8 | GOODWE TECHNOLOGIES CO., LTD | GW3648D-ES | GREENTEK |  | Yes |  | 2025-06-16
2023-03-07 | HBS4835 | Techplus Control System GRE-U-P4880-1(x2) w/ GOODWE TECHNOLOGIES CO., LTD GW3648C-ES | 8.192 |  |  | Techplus Control System | GRE-U-P4880-1 | 2 | GOODWE TECHNOLOGIES CO., LTD | GW3648C-ES | GREENTEK |  | Yes |  | 2025-06-16
2023-03-07 | HBS4836 | Techplus Control System GRE-U-P4880-1(x3) w/ GOODWE TECHNOLOGIES CO., LTD GW3648C-ES | 12.288 |  |  | Techplus Control System | GRE-U-P4880-1 | 3 | GOODWE TECHNOLOGIES CO., LTD | GW3648C-ES | GREENTEK |  | Yes |  | 2025-06-16
2023-03-07 | HBS4837 | Techplus Control System GRE-U-P4880-1(x4) w/ GOODWE TECHNOLOGIES CO., LTD GW3648C-ES | 16.384 |  |  | Techplus Control System | GRE-U-P4880-1 | 4 | GOODWE TECHNOLOGIES CO., LTD | GW3648C-ES | GREENTEK |  | Yes |  | 2025-06-16
2023-03-07 | HBS4838 | Techplus Control System GRE-U-P4880-1(x5) w/ GOODWE TECHNOLOGIES CO., LTD GW3648C-ES | 20.48 |  |  | Techplus Control System | GRE-U-P4880-1 | 5 | GOODWE TECHNOLOGIES CO., LTD | GW3648C-ES | GREENTEK |  | Yes |  | 2025-06-16
2023-03-07 | HBS4839 | Techplus Control System GRE-U-P4880-1(x6) w/ GOODWE TECHNOLOGIES CO., LTD GW3648C-ES | 24.576 |  |  | Techplus Control System | GRE-U-P4880-1 | 6 | GOODWE TECHNOLOGIES CO., LTD | GW3648C-ES | GREENTEK |  | Yes |  | 2025-06-16
2023-03-07 | HBS4840 | Techplus Control System GRE-U-P4880-1(x7) w/ GOODWE TECHNOLOGIES CO., LTD GW3648C-ES | 28.672 |  |  | Techplus Control System | GRE-U-P4880-1 | 7 | GOODWE TECHNOLOGIES CO., LTD | GW3648C-ES | GREENTEK |  | Yes |  | 2025-06-16
2023-03-07 | HBS4841 | Techplus Control System GRE-U-P4880-1(x8) w/ GOODWE TECHNOLOGIES CO., LTD GW3648C-ES | 32.768 |  |  | Techplus Control System | GRE-U-P4880-1 | 8 | GOODWE TECHNOLOGIES CO., LTD | GW3648C-ES | GREENTEK |  | Yes |  | 2025-06-16
2023-03-07 | HBS4843 | Techplus Control System GRE-U-P4880-1(x2) w/ GOODWE TECHNOLOGIES CO., LTD GW5048D-ES | 8.192 |  |  | Techplus Control System | GRE-U-P4880-1 | 2 | GOODWE TECHNOLOGIES CO., LTD | GW5048D-ES | GREENTEK |  | Yes |  | 2025-06-16
2023-03-07 | HBS4844 | Techplus Control System GRE-U-P4880-1(x3) w/ GOODWE TECHNOLOGIES CO., LTD GW5048D-ES | 12.288 |  |  | Techplus Control System | GRE-U-P4880-1 | 3 | GOODWE TECHNOLOGIES CO., LTD | GW5048D-ES | GREENTEK |  | Yes |  | 2025-06-16
2023-03-07 | HBS4845 | Techplus Control System GRE-U-P4880-1(x4) w/ GOODWE TECHNOLOGIES CO., LTD GW5048D-ES | 16.384 |  |  | Techplus Control System | GRE-U-P4880-1 | 4 | GOODWE TECHNOLOGIES CO., LTD | GW5048D-ES | GREENTEK |  | Yes |  | 2025-06-16
2023-03-07 | HBS4846 | Techplus Control System GRE-U-P4880-1(x5) w/ GOODWE TECHNOLOGIES CO., LTD GW5048D-ES | 20.48 |  |  | Techplus Control System | GRE-U-P4880-1 | 5 | GOODWE TECHNOLOGIES CO., LTD | GW5048D-ES | GREENTEK |  | Yes |  | 2025-06-16
2023-03-07 | HBS4847 | Techplus Control System GRE-U-P4880-1(x6) w/ GOODWE TECHNOLOGIES CO., LTD GW5048D-ES | 24.576 |  |  | Techplus Control System | GRE-U-P4880-1 | 6 | GOODWE TECHNOLOGIES CO., LTD | GW5048D-ES | GREENTEK |  | Yes |  | 2025-06-16
2023-03-07 | HBS4848 | Techplus Control System GRE-U-P4880-1(x7) w/ GOODWE TECHNOLOGIES CO., LTD GW5048D-ES | 28.672 |  |  | Techplus Control System | GRE-U-P4880-1 | 7 | GOODWE TECHNOLOGIES CO., LTD | GW5048D-ES | GREENTEK |  | Yes |  | 2025-06-16
2023-03-07 | HBS4849 | Techplus Control System GRE-U-P4880-1(x8) w/ GOODWE TECHNOLOGIES CO., LTD GW5048D-ES | 32.768 |  |  | Techplus Control System | GRE-U-P4880-1 | 8 | GOODWE TECHNOLOGIES CO., LTD | GW5048D-ES | GREENTEK |  | Yes |  | 2025-06-16
2023-03-07 | HBS4851 | Techplus Control System GRE-U-P4880-1(x2) w/ GOODWE TECHNOLOGIES CO., LTD GW5048C-ES | 8.192 |  |  | Techplus Control System | GRE-U-P4880-1 | 2 | GOODWE TECHNOLOGIES CO., LTD | GW5048C-ES | GREENTEK |  | Yes |  | 2025-06-16
2023-03-07 | HBS4852 | Techplus Control System GRE-U-P4880-1(x3) w/ GOODWE TECHNOLOGIES CO., LTD GW5048C-ES | 12.288 |  |  | Techplus Control System | GRE-U-P4880-1 | 3 | GOODWE TECHNOLOGIES CO., LTD | GW5048C-ES | GREENTEK |  | Yes |  | 2025-06-16
2023-03-07 | HBS4853 | Techplus Control System GRE-U-P4880-1(x4) w/ GOODWE TECHNOLOGIES CO., LTD GW5048C-ES | 16.384 |  |  | Techplus Control System | GRE-U-P4880-1 | 4 | GOODWE TECHNOLOGIES CO., LTD | GW5048C-ES | GREENTEK |  | Yes |  | 2025-06-16
2023-03-07 | HBS4854 | Techplus Control System GRE-U-P4880-1(x5) w/ GOODWE TECHNOLOGIES CO., LTD GW5048C-ES | 20.48 |  |  | Techplus Control System | GRE-U-P4880-1 | 5 | GOODWE TECHNOLOGIES CO., LTD | GW5048C-ES | GREENTEK |  | Yes |  | 2025-06-16
2023-03-07 | HBS4855 | Techplus Control System GRE-U-P4880-1(x6) w/ GOODWE TECHNOLOGIES CO., LTD GW5048C-ES | 24.576 |  |  | Techplus Control System | GRE-U-P4880-1 | 6 | GOODWE TECHNOLOGIES CO., LTD | GW5048C-ES | GREENTEK |  | Yes |  | 2025-06-16
2023-03-07 | HBS4856 | Techplus Control System GRE-U-P4880-1(x7) w/ GOODWE TECHNOLOGIES CO., LTD GW5048C-ES | 28.672 |  |  | Techplus Control System | GRE-U-P4880-1 | 7 | GOODWE TECHNOLOGIES CO., LTD | GW5048C-ES | GREENTEK |  | Yes |  | 2025-06-16
2023-03-07 | HBS4857 | Techplus Control System GRE-U-P4880-1(x8) w/ GOODWE TECHNOLOGIES CO., LTD GW5048C-ES | 32.768 |  |  | Techplus Control System | GRE-U-P4880-1 | 8 | GOODWE TECHNOLOGIES CO., LTD | GW5048C-ES | GREENTEK |  | Yes |  | 2025-06-16
2023-03-07 | HBS4859 | Techplus Control System GRE-U-P4880-1(x2) w/ GOODWE TECHNOLOGIES CO., LTD GW5000S-BP | 8.192 |  |  | Techplus Control System | GRE-U-P4880-1 | 2 | GOODWE TECHNOLOGIES CO., LTD | GW5000S-BP | GREENTEK |  | Yes |  | 2025-03-02
2023-03-07 | HBS4860 | Techplus Control System GRE-U-P4880-1(x3) w/ GOODWE TECHNOLOGIES CO., LTD GW5000S-BP | 12.288 |  |  | Techplus Control System | GRE-U-P4880-1 | 3 | GOODWE TECHNOLOGIES CO., LTD | GW5000S-BP | GREENTEK |  | Yes |  | 2025-03-02
2023-03-07 | HBS4861 | Techplus Control System GRE-U-P4880-1(x4) w/ GOODWE TECHNOLOGIES CO., LTD GW5000S-BP | 16.384 |  |  | Techplus Control System | GRE-U-P4880-1 | 4 | GOODWE TECHNOLOGIES CO., LTD | GW5000S-BP | GREENTEK |  | Yes |  | 2025-03-02
2023-03-07 | HBS4862 | Techplus Control System GRE-U-P4880-1(x5) w/ GOODWE TECHNOLOGIES CO., LTD GW5000S-BP | 20.48 |  |  | Techplus Control System | GRE-U-P4880-1 | 5 | GOODWE TECHNOLOGIES CO., LTD | GW5000S-BP | GREENTEK |  | Yes |  | 2025-03-02
2023-03-07 | HBS4863 | Techplus Control System GRE-U-P4880-1(x6) w/ GOODWE TECHNOLOGIES CO., LTD GW5000S-BP | 24.576 |  |  | Techplus Control System | GRE-U-P4880-1 | 6 | GOODWE TECHNOLOGIES CO., LTD | GW5000S-BP | GREENTEK |  | Yes |  | 2025-03-02
2023-03-07 | HBS4864 | Techplus Control System GRE-U-P4880-1(x7) w/ GOODWE TECHNOLOGIES CO., LTD GW5000S-BP | 28.672 |  |  | Techplus Control System | GRE-U-P4880-1 | 7 | GOODWE TECHNOLOGIES CO., LTD | GW5000S-BP | GREENTEK |  | Yes |  | 2025-03-02
2023-03-07 | HBS4865 | Techplus Control System GRE-U-P4880-1(x8) w/ GOODWE TECHNOLOGIES CO., LTD GW5000S-BP | 32.768 |  |  | Techplus Control System | GRE-U-P4880-1 | 8 | GOODWE TECHNOLOGIES CO., LTD | GW5000S-BP | GREENTEK |  | Yes |  | 2025-03-02
2023-03-07 | HBS4867 | Techplus Control System GRE-U-P4880-1(x2) w/ GOODWE TECHNOLOGIES CO., LTD GW3600-SBP-20 | 8.192 |  |  | Techplus Control System | GRE-U-P4880-1 | 2 | GOODWE TECHNOLOGIES CO., LTD | GW3600-SBP-20 | GREENTEK |  | Yes |  | 2025-11-24
2023-03-07 | HBS4868 | Techplus Control System GRE-U-P4880-1(x3) w/ GOODWE TECHNOLOGIES CO., LTD GW3600-SBP-20 | 12.288 |  |  | Techplus Control System | GRE-U-P4880-1 | 3 | GOODWE TECHNOLOGIES CO., LTD | GW3600-SBP-20 | GREENTEK |  | Yes |  | 2025-11-24
2023-03-07 | HBS4869 | Techplus Control System GRE-U-P4880-1(x4) w/ GOODWE TECHNOLOGIES CO., LTD GW3600-SBP-20 | 16.384 |  |  | Techplus Control System | GRE-U-P4880-1 | 4 | GOODWE TECHNOLOGIES CO., LTD | GW3600-SBP-20 | GREENTEK |  | Yes |  | 2025-11-24
2023-03-07 | HBS4870 | Techplus Control System GRE-U-P4880-1(x5) w/ GOODWE TECHNOLOGIES CO., LTD GW3600-SBP-20 | 20.48 |  |  | Techplus Control System | GRE-U-P4880-1 | 5 | GOODWE TECHNOLOGIES CO., LTD | GW3600-SBP-20 | GREENTEK |  | Yes |  | 2025-11-24
2023-03-07 | HBS4871 | Techplus Control System GRE-U-P4880-1(x6) w/ GOODWE TECHNOLOGIES CO., LTD GW3600-SBP-20 | 24.576 |  |  | Techplus Control System | GRE-U-P4880-1 | 6 | GOODWE TECHNOLOGIES CO., LTD | GW3600-SBP-20 | GREENTEK |  | Yes |  | 2025-11-24
2023-03-07 | HBS4872 | Techplus Control System GRE-U-P4880-1(x7) w/ GOODWE TECHNOLOGIES CO., LTD GW3600-SBP-20 | 28.672 |  |  | Techplus Control System | GRE-U-P4880-1 | 7 | GOODWE TECHNOLOGIES CO., LTD | GW3600-SBP-20 | GREENTEK |  | Yes |  | 2025-11-24
2023-03-07 | HBS4873 | Techplus Control System GRE-U-P4880-1(x8) w/ GOODWE TECHNOLOGIES CO., LTD GW3600-SBP-20 | 32.768 |  |  | Techplus Control System | GRE-U-P4880-1 | 8 | GOODWE TECHNOLOGIES CO., LTD | GW3600-SBP-20 | GREENTEK |  | Yes |  | 2025-11-24
2023-03-07 | HBS4875 | Techplus Control System GRE-U-P4880-1(x2) w/ GOODWE TECHNOLOGIES CO., LTD GW5000-SBP-20 | 8.192 |  |  | Techplus Control System | GRE-U-P4880-1 | 2 | GOODWE TECHNOLOGIES CO., LTD | GW5000-SBP-20 | GREENTEK |  | Yes |  | 2025-11-24
2023-03-07 | HBS4876 | Techplus Control System GRE-U-P4880-1(x3) w/ GOODWE TECHNOLOGIES CO., LTD GW5000-SBP-20 | 12.288 |  |  | Techplus Control System | GRE-U-P4880-1 | 3 | GOODWE TECHNOLOGIES CO., LTD | GW5000-SBP-20 | GREENTEK |  | Yes |  | 2025-11-24
2023-03-07 | HBS4877 | Techplus Control System GRE-U-P4880-1(x4) w/ GOODWE TECHNOLOGIES CO., LTD GW5000-SBP-20 | 16.384 |  |  | Techplus Control System | GRE-U-P4880-1 | 4 | GOODWE TECHNOLOGIES CO., LTD | GW5000-SBP-20 | GREENTEK |  | Yes |  | 2025-11-24
2023-03-07 | HBS4878 | Techplus Control System GRE-U-P4880-1(x5) w/ GOODWE TECHNOLOGIES CO., LTD GW5000-SBP-20 | 20.48 |  |  | Techplus Control System | GRE-U-P4880-1 | 5 | GOODWE TECHNOLOGIES CO., LTD | GW5000-SBP-20 | GREENTEK |  | Yes |  | 2025-11-24
2023-03-07 | HBS4879 | Techplus Control System GRE-U-P4880-1(x6) w/ GOODWE TECHNOLOGIES CO., LTD GW5000-SBP-20 | 24.576 |  |  | Techplus Control System | GRE-U-P4880-1 | 6 | GOODWE TECHNOLOGIES CO., LTD | GW5000-SBP-20 | GREENTEK |  | Yes |  | 2025-11-24
2023-03-07 | HBS4880 | Techplus Control System GRE-U-P4880-1(x7) w/ GOODWE TECHNOLOGIES CO., LTD GW5000-SBP-20 | 28.672 |  |  | Techplus Control System | GRE-U-P4880-1 | 7 | GOODWE TECHNOLOGIES CO., LTD | GW5000-SBP-20 | GREENTEK |  | Yes |  | 2025-11-24
2023-03-07 | HBS4881 | Techplus Control System GRE-U-P4880-1(x8) w/ GOODWE TECHNOLOGIES CO., LTD GW5000-SBP-20 | 32.768 |  |  | Techplus Control System | GRE-U-P4880-1 | 8 | GOODWE TECHNOLOGIES CO., LTD | GW5000-SBP-20 | GREENTEK |  | Yes |  | 2025-11-24
2023-03-07 | HBS4883 | Techplus Control System GRE-U-P4880-1(x2) w/ GOODWE TECHNOLOGIES CO., LTD GW6000-SBP-20 | 8.192 |  |  | Techplus Control System | GRE-U-P4880-1 | 2 | GOODWE TECHNOLOGIES CO., LTD | GW6000-SBP-20 | GREENTEK |  | Yes |  | 2025-11-24
2023-03-07 | HBS4884 | Techplus Control System GRE-U-P4880-1(x3) w/ GOODWE TECHNOLOGIES CO., LTD GW6000-SBP-20 | 12.288 |  |  | Techplus Control System | GRE-U-P4880-1 | 3 | GOODWE TECHNOLOGIES CO., LTD | GW6000-SBP-20 | GREENTEK |  | Yes |  | 2025-11-24
2023-03-07 | HBS4885 | Techplus Control System GRE-U-P4880-1(x4) w/ GOODWE TECHNOLOGIES CO., LTD GW6000-SBP-20 | 16.384 |  |  | Techplus Control System | GRE-U-P4880-1 | 4 | GOODWE TECHNOLOGIES CO., LTD | GW6000-SBP-20 | GREENTEK |  | Yes |  | 2025-11-24
2023-03-07 | HBS4886 | Techplus Control System GRE-U-P4880-1(x5) w/ GOODWE TECHNOLOGIES CO., LTD GW6000-SBP-20 | 20.48 |  |  | Techplus Control System | GRE-U-P4880-1 | 5 | GOODWE TECHNOLOGIES CO., LTD | GW6000-SBP-20 | GREENTEK |  | Yes |  | 2025-11-24
2023-03-07 | HBS4887 | Techplus Control System GRE-U-P4880-1(x6) w/ GOODWE TECHNOLOGIES CO., LTD GW6000-SBP-20 | 24.576 |  |  | Techplus Control System | GRE-U-P4880-1 | 6 | GOODWE TECHNOLOGIES CO., LTD | GW6000-SBP-20 | GREENTEK |  | Yes |  | 2025-11-24
2023-03-07 | HBS4888 | Techplus Control System GRE-U-P4880-1(x7) w/ GOODWE TECHNOLOGIES CO., LTD GW6000-SBP-20 | 28.672 |  |  | Techplus Control System | GRE-U-P4880-1 | 7 | GOODWE TECHNOLOGIES CO., LTD | GW6000-SBP-20 | GREENTEK |  | Yes |  | 2025-11-24
2023-03-07 | HBS4889 | Techplus Control System GRE-U-P4880-1(x8) w/ GOODWE TECHNOLOGIES CO., LTD GW6000-SBP-20 | 32.768 |  |  | Techplus Control System | GRE-U-P4880-1 | 8 | GOODWE TECHNOLOGIES CO., LTD | GW6000-SBP-20 | GREENTEK |  | Yes |  | 2025-11-24
2023-03-07 | HBS4891 | Techplus Control System GRE-U-P4880-1(x2) w/ GOODWE TECHNOLOGIES CO., LTD GW3000-ES-20 | 8.192 |  |  | Techplus Control System | GRE-U-P4880-1 | 2 | GOODWE TECHNOLOGIES CO., LTD | GW3000-ES-20 | GREENTEK |  | Yes |  | 2026-01-10
2023-03-07 | HBS4892 | Techplus Control System GRE-U-P4880-1(x3) w/ GOODWE TECHNOLOGIES CO., LTD GW3000-ES-20 | 12.288 |  |  | Techplus Control System | GRE-U-P4880-1 | 3 | GOODWE TECHNOLOGIES CO., LTD | GW3000-ES-20 | GREENTEK |  | Yes |  | 2026-01-10
2023-03-07 | HBS4893 | Techplus Control System GRE-U-P4880-1(x4) w/ GOODWE TECHNOLOGIES CO., LTD GW3000-ES-20 | 16.384 |  |  | Techplus Control System | GRE-U-P4880-1 | 4 | GOODWE TECHNOLOGIES CO., LTD | GW3000-ES-20 | GREENTEK |  | Yes |  | 2026-01-10
2023-03-07 | HBS4894 | Techplus Control System GRE-U-P4880-1(x5) w/ GOODWE TECHNOLOGIES CO., LTD GW3000-ES-20 | 20.48 |  |  | Techplus Control System | GRE-U-P4880-1 | 5 | GOODWE TECHNOLOGIES CO., LTD | GW3000-ES-20 | GREENTEK |  | Yes |  | 2026-01-10
2023-03-07 | HBS4895 | Techplus Control System GRE-U-P4880-1(x6) w/ GOODWE TECHNOLOGIES CO., LTD GW3000-ES-20 | 24.576 |  |  | Techplus Control System | GRE-U-P4880-1 | 6 | GOODWE TECHNOLOGIES CO., LTD | GW3000-ES-20 | GREENTEK |  | Yes |  | 2026-01-10
2023-03-07 | HBS4896 | Techplus Control System GRE-U-P4880-1(x7) w/ GOODWE TECHNOLOGIES CO., LTD GW3000-ES-20 | 28.672 |  |  | Techplus Control System | GRE-U-P4880-1 | 7 | GOODWE TECHNOLOGIES CO., LTD | GW3000-ES-20 | GREENTEK |  | Yes |  | 2026-01-10
2023-03-07 | HBS4897 | Techplus Control System GRE-U-P4880-1(x8) w/ GOODWE TECHNOLOGIES CO., LTD GW3000-ES-20 | 32.768 |  |  | Techplus Control System | GRE-U-P4880-1 | 8 | GOODWE TECHNOLOGIES CO., LTD | GW3000-ES-20 | GREENTEK |  | Yes |  | 2026-01-10
2023-03-07 | HBS4899 | Techplus Control System GRE-U-P4880-1(x2) w/ GOODWE TECHNOLOGIES CO., LTD GW3600-ES-20 | 8.192 |  |  | Techplus Control System | GRE-U-P4880-1 | 2 | GOODWE TECHNOLOGIES CO., LTD | GW3600-ES-20 | GREENTEK |  | Yes |  | 2026-01-10
2023-03-07 | HBS4900 | Techplus Control System GRE-U-P4880-1(x3) w/ GOODWE TECHNOLOGIES CO., LTD GW3600-ES-20 | 12.288 |  |  | Techplus Control System | GRE-U-P4880-1 | 3 | GOODWE TECHNOLOGIES CO., LTD | GW3600-ES-20 | GREENTEK |  | Yes |  | 2026-01-10
2023-03-07 | HBS4901 | Techplus Control System GRE-U-P4880-1(x4) w/ GOODWE TECHNOLOGIES CO., LTD GW3600-ES-20 | 16.384 |  |  | Techplus Control System | GRE-U-P4880-1 | 4 | GOODWE TECHNOLOGIES CO., LTD | GW3600-ES-20 | GREENTEK |  | Yes |  | 2026-01-10
2023-03-07 | HBS4902 | Techplus Control System GRE-U-P4880-1(x5) w/ GOODWE TECHNOLOGIES CO., LTD GW3600-ES-20 | 20.48 |  |  | Techplus Control System | GRE-U-P4880-1 | 5 | GOODWE TECHNOLOGIES CO., LTD | GW3600-ES-20 | GREENTEK |  | Yes |  | 2026-01-10
2023-03-07 | HBS4903 | Techplus Control System GRE-U-P4880-1(x6) w/ GOODWE TECHNOLOGIES CO., LTD GW3600-ES-20 | 24.576 |  |  | Techplus Control System | GRE-U-P4880-1 | 6 | GOODWE TECHNOLOGIES CO., LTD | GW3600-ES-20 | GREENTEK |  | Yes |  | 2026-01-10
2023-03-07 | HBS4904 | Techplus Control System GRE-U-P4880-1(x7) w/ GOODWE TECHNOLOGIES CO., LTD GW3600-ES-20 | 28.672 |  |  | Techplus Control System | GRE-U-P4880-1 | 7 | GOODWE TECHNOLOGIES CO., LTD | GW3600-ES-20 | GREENTEK |  | Yes |  | 2026-01-10
2023-03-07 | HBS4905 | Techplus Control System GRE-U-P4880-1(x8) w/ GOODWE TECHNOLOGIES CO., LTD GW3600-ES-20 | 32.768 |  |  | Techplus Control System | GRE-U-P4880-1 | 8 | GOODWE TECHNOLOGIES CO., LTD | GW3600-ES-20 | GREENTEK |  | Yes |  | 2026-01-10
2023-03-07 | HBS4907 | Techplus Control System GRE-U-P4880-1(x2) w/ GOODWE TECHNOLOGIES CO., LTD GW3600M-ES-20 | 8.192 |  |  | Techplus Control System | GRE-U-P4880-1 | 2 | GOODWE TECHNOLOGIES CO., LTD | GW3600M-ES-20 | GREENTEK |  | Yes |  | 2026-01-10
2023-03-07 | HBS4908 | Techplus Control System GRE-U-P4880-1(x3) w/ GOODWE TECHNOLOGIES CO., LTD GW3600M-ES-20 | 12.288 |  |  | Techplus Control System | GRE-U-P4880-1 | 3 | GOODWE TECHNOLOGIES CO., LTD | GW3600M-ES-20 | GREENTEK |  | Yes |  | 2026-01-10
2023-03-07 | HBS4909 | Techplus Control System GRE-U-P4880-1(x4) w/ GOODWE TECHNOLOGIES CO., LTD GW3600M-ES-20 | 16.384 |  |  | Techplus Control System | GRE-U-P4880-1 | 4 | GOODWE TECHNOLOGIES CO., LTD | GW3600M-ES-20 | GREENTEK |  | Yes |  | 2026-01-10
2023-03-07 | HBS4910 | Techplus Control System GRE-U-P4880-1(x5) w/ GOODWE TECHNOLOGIES CO., LTD GW3600M-ES-20 | 20.48 |  |  | Techplus Control System | GRE-U-P4880-1 | 5 | GOODWE TECHNOLOGIES CO., LTD | GW3600M-ES-20 | GREENTEK |  | Yes |  | 2026-01-10
2023-03-07 | HBS4911 | Techplus Control System GRE-U-P4880-1(x6) w/ GOODWE TECHNOLOGIES CO., LTD GW3600M-ES-20 | 24.576 |  |  | Techplus Control System | GRE-U-P4880-1 | 6 | GOODWE TECHNOLOGIES CO., LTD | GW3600M-ES-20 | GREENTEK |  | Yes |  | 2026-01-10
2023-03-07 | HBS4912 | Techplus Control System GRE-U-P4880-1(x7) w/ GOODWE TECHNOLOGIES CO., LTD GW3600M-ES-20 | 28.672 |  |  | Techplus Control System | GRE-U-P4880-1 | 7 | GOODWE TECHNOLOGIES CO., LTD | GW3600M-ES-20 | GREENTEK |  | Yes |  | 2026-01-10
2023-03-07 | HBS4913 | Techplus Control System GRE-U-P4880-1(x8) w/ GOODWE TECHNOLOGIES CO., LTD GW3600M-ES-20 | 32.768 |  |  | Techplus Control System | GRE-U-P4880-1 | 8 | GOODWE TECHNOLOGIES CO., LTD | GW3600M-ES-20 | GREENTEK |  | Yes |  | 2026-01-10
2023-03-07 | HBS4915 | Techplus Control System GRE-U-P4880-1(x2) w/ GOODWE TECHNOLOGIES CO., LTD GW5000-ES-20 | 8.192 |  |  | Techplus Control System | GRE-U-P4880-1 | 2 | GOODWE TECHNOLOGIES CO., LTD | GW5000-ES-20 | GREENTEK |  | Yes |  | 2026-01-10
2023-03-07 | HBS4916 | Techplus Control System GRE-U-P4880-1(x3) w/ GOODWE TECHNOLOGIES CO., LTD GW5000-ES-20 | 12.288 |  |  | Techplus Control System | GRE-U-P4880-1 | 3 | GOODWE TECHNOLOGIES CO., LTD | GW5000-ES-20 | GREENTEK |  | Yes |  | 2026-01-10
2023-03-07 | HBS4917 | Techplus Control System GRE-U-P4880-1(x4) w/ GOODWE TECHNOLOGIES CO., LTD GW5000-ES-20 | 16.384 |  |  | Techplus Control System | GRE-U-P4880-1 | 4 | GOODWE TECHNOLOGIES CO., LTD | GW5000-ES-20 | GREENTEK |  | Yes |  | 2026-01-10
2023-03-07 | HBS4918 | Techplus Control System GRE-U-P4880-1(x5) w/ GOODWE TECHNOLOGIES CO., LTD GW5000-ES-20 | 20.48 |  |  | Techplus Control System | GRE-U-P4880-1 | 5 | GOODWE TECHNOLOGIES CO., LTD | GW5000-ES-20 | GREENTEK |  | Yes |  | 2026-01-10
2023-03-07 | HBS4919 | Techplus Control System GRE-U-P4880-1(x6) w/ GOODWE TECHNOLOGIES CO., LTD GW5000-ES-20 | 24.576 |  |  | Techplus Control System | GRE-U-P4880-1 | 6 | GOODWE TECHNOLOGIES CO., LTD | GW5000-ES-20 | GREENTEK |  | Yes |  | 2026-01-10
2023-03-07 | HBS4920 | Techplus Control System GRE-U-P4880-1(x7) w/ GOODWE TECHNOLOGIES CO., LTD GW5000-ES-20 | 28.672 |  |  | Techplus Control System | GRE-U-P4880-1 | 7 | GOODWE TECHNOLOGIES CO., LTD | GW5000-ES-20 | GREENTEK |  | Yes |  | 2026-01-10
2023-03-07 | HBS4921 | Techplus Control System GRE-U-P4880-1(x8) w/ GOODWE TECHNOLOGIES CO., LTD GW5000-ES-20 | 32.768 |  |  | Techplus Control System | GRE-U-P4880-1 | 8 | GOODWE TECHNOLOGIES CO., LTD | GW5000-ES-20 | GREENTEK |  | Yes |  | 2026-01-10
2023-03-07 | HBS4923 | Techplus Control System GRE-U-P4880-1(x2) w/ GOODWE TECHNOLOGIES CO., LTD GW5000M-ES-20 | 8.192 |  |  | Techplus Control System | GRE-U-P4880-1 | 2 | GOODWE TECHNOLOGIES CO., LTD | GW5000M-ES-20 | GREENTEK |  | Yes |  | 2026-01-10
2023-03-07 | HBS4924 | Techplus Control System GRE-U-P4880-1(x3) w/ GOODWE TECHNOLOGIES CO., LTD GW5000M-ES-20 | 12.288 |  |  | Techplus Control System | GRE-U-P4880-1 | 3 | GOODWE TECHNOLOGIES CO., LTD | GW5000M-ES-20 | GREENTEK |  | Yes |  | 2026-01-10
2023-03-07 | HBS4925 | Techplus Control System GRE-U-P4880-1(x4) w/ GOODWE TECHNOLOGIES CO., LTD GW5000M-ES-20 | 16.384 |  |  | Techplus Control System | GRE-U-P4880-1 | 4 | GOODWE TECHNOLOGIES CO., LTD | GW5000M-ES-20 | GREENTEK |  | Yes |  | 2026-01-10
2023-03-07 | HBS4926 | Techplus Control System GRE-U-P4880-1(x5) w/ GOODWE TECHNOLOGIES CO., LTD GW5000M-ES-20 | 20.48 |  |  | Techplus Control System | GRE-U-P4880-1 | 5 | GOODWE TECHNOLOGIES CO., LTD | GW5000M-ES-20 | GREENTEK |  | Yes |  | 2026-01-10
2023-03-07 | HBS4927 | Techplus Control System GRE-U-P4880-1(x6) w/ GOODWE TECHNOLOGIES CO., LTD GW5000M-ES-20 | 24.576 |  |  | Techplus Control System | GRE-U-P4880-1 | 6 | GOODWE TECHNOLOGIES CO., LTD | GW5000M-ES-20 | GREENTEK |  | Yes |  | 2026-01-10
2023-03-07 | HBS4928 | Techplus Control System GRE-U-P4880-1(x7) w/ GOODWE TECHNOLOGIES CO., LTD GW5000M-ES-20 | 28.672 |  |  | Techplus Control System | GRE-U-P4880-1 | 7 | GOODWE TECHNOLOGIES CO., LTD | GW5000M-ES-20 | GREENTEK |  | Yes |  | 2026-01-10
2023-03-07 | HBS4929 | Techplus Control System GRE-U-P4880-1(x8) w/ GOODWE TECHNOLOGIES CO., LTD GW5000M-ES-20 | 32.768 |  |  | Techplus Control System | GRE-U-P4880-1 | 8 | GOODWE TECHNOLOGIES CO., LTD | GW5000M-ES-20 | GREENTEK |  | Yes |  | 2026-01-10
2023-03-07 | HBS4931 | Techplus Control System GRE-U-P4880-1(x2) w/ GOODWE TECHNOLOGIES CO., LTD GW6000-ES-20 | 8.192 |  |  | Techplus Control System | GRE-U-P4880-1 | 2 | GOODWE TECHNOLOGIES CO., LTD | GW6000-ES-20 | GREENTEK |  | Yes |  | 2026-01-10
2023-03-07 | HBS4932 | Techplus Control System GRE-U-P4880-1(x3) w/ GOODWE TECHNOLOGIES CO., LTD GW6000-ES-20 | 12.288 |  |  | Techplus Control System | GRE-U-P4880-1 | 3 | GOODWE TECHNOLOGIES CO., LTD | GW6000-ES-20 | GREENTEK |  | Yes |  | 2026-01-10
2023-03-07 | HBS4933 | Techplus Control System GRE-U-P4880-1(x4) w/ GOODWE TECHNOLOGIES CO., LTD GW6000-ES-20 | 16.384 |  |  | Techplus Control System | GRE-U-P4880-1 | 4 | GOODWE TECHNOLOGIES CO., LTD | GW6000-ES-20 | GREENTEK |  | Yes |  | 2026-01-10
2023-03-07 | HBS4934 | Techplus Control System GRE-U-P4880-1(x5) w/ GOODWE TECHNOLOGIES CO., LTD GW6000-ES-20 | 20.48 |  |  | Techplus Control System | GRE-U-P4880-1 | 5 | GOODWE TECHNOLOGIES CO., LTD | GW6000-ES-20 | GREENTEK |  | Yes |  | 2026-01-10
2023-03-07 | HBS4935 | Techplus Control System GRE-U-P4880-1(x6) w/ GOODWE TECHNOLOGIES CO., LTD GW6000-ES-20 | 24.576 |  |  | Techplus Control System | GRE-U-P4880-1 | 6 | GOODWE TECHNOLOGIES CO., LTD | GW6000-ES-20 | GREENTEK |  | Yes |  | 2026-01-10
2023-03-07 | HBS4936 | Techplus Control System GRE-U-P4880-1(x7) w/ GOODWE TECHNOLOGIES CO., LTD GW6000-ES-20 | 28.672 |  |  | Techplus Control System | GRE-U-P4880-1 | 7 | GOODWE TECHNOLOGIES CO., LTD | GW6000-ES-20 | GREENTEK |  | Yes |  | 2026-01-10
2023-03-07 | HBS4937 | Techplus Control System GRE-U-P4880-1(x8) w/ GOODWE TECHNOLOGIES CO., LTD GW6000-ES-20 | 32.768 |  |  | Techplus Control System | GRE-U-P4880-1 | 8 | GOODWE TECHNOLOGIES CO., LTD | GW6000-ES-20 | GREENTEK |  | Yes |  | 2026-01-10
2023-03-07 | HBS4939 | Techplus Control System GRE-U-P4880-1(x2) w/ GOODWE TECHNOLOGIES CO., LTD GW6000M-ES-20 | 8.192 |  |  | Techplus Control System | GRE-U-P4880-1 | 2 | GOODWE TECHNOLOGIES CO., LTD | GW6000M-ES-20 | GREENTEK |  | Yes |  | 2026-01-10
2023-03-07 | HBS4940 | Techplus Control System GRE-U-P4880-1(x3) w/ GOODWE TECHNOLOGIES CO., LTD GW6000M-ES-20 | 12.288 |  |  | Techplus Control System | GRE-U-P4880-1 | 3 | GOODWE TECHNOLOGIES CO., LTD | GW6000M-ES-20 | GREENTEK |  | Yes |  | 2026-01-10
2023-03-07 | HBS4941 | Techplus Control System GRE-U-P4880-1(x4) w/ GOODWE TECHNOLOGIES CO., LTD GW6000M-ES-20 | 16.384 |  |  | Techplus Control System | GRE-U-P4880-1 | 4 | GOODWE TECHNOLOGIES CO., LTD | GW6000M-ES-20 | GREENTEK |  | Yes |  | 2026-01-10
2023-03-07 | HBS4942 | Techplus Control System GRE-U-P4880-1(x5) w/ GOODWE TECHNOLOGIES CO., LTD GW6000M-ES-20 | 20.48 |  |  | Techplus Control System | GRE-U-P4880-1 | 5 | GOODWE TECHNOLOGIES CO., LTD | GW6000M-ES-20 | GREENTEK |  | Yes |  | 2026-01-10
2023-03-07 | HBS4943 | Techplus Control System GRE-U-P4880-1(x6) w/ GOODWE TECHNOLOGIES CO., LTD GW6000M-ES-20 | 24.576 |  |  | Techplus Control System | GRE-U-P4880-1 | 6 | GOODWE TECHNOLOGIES CO., LTD | GW6000M-ES-20 | GREENTEK |  | Yes |  | 2026-01-10
2023-03-07 | HBS4944 | Techplus Control System GRE-U-P4880-1(x7) w/ GOODWE TECHNOLOGIES CO., LTD GW6000M-ES-20 | 28.672 |  |  | Techplus Control System | GRE-U-P4880-1 | 7 | GOODWE TECHNOLOGIES CO., LTD | GW6000M-ES-20 | GREENTEK |  | Yes |  | 2026-01-10
2023-03-07 | HBS4945 | Techplus Control System GRE-U-P4880-1(x8) w/ GOODWE TECHNOLOGIES CO., LTD GW6000M-ES-20 | 32.768 |  |  | Techplus Control System | GRE-U-P4880-1 | 8 | GOODWE TECHNOLOGIES CO., LTD | GW6000M-ES-20 | GREENTEK |  | Yes |  | 2026-01-10
2023-03-07 | HBS4947 | Techplus Control System GRE-U-P4880-1(x2) w/ SHENZHEN GROWATT NEW ENERGY CO., LTD SPH3000 | 8.192 |  |  | Techplus Control System | GRE-U-P4880-1 | 2 | SHENZHEN GROWATT NEW ENERGY CO., LTD | SPH3000 | GREENTEK |  | Yes |  | 2024-08-30
2023-03-07 | HBS4948 | Techplus Control System GRE-U-P4880-1(x3) w/ SHENZHEN GROWATT NEW ENERGY CO., LTD SPH3000 | 12.288 |  |  | Techplus Control System | GRE-U-P4880-1 | 3 | SHENZHEN GROWATT NEW ENERGY CO., LTD | SPH3000 | GREENTEK |  | Yes |  | 2024-08-30
2023-03-07 | HBS4949 | Techplus Control System GRE-U-P4880-1(x4) w/ SHENZHEN GROWATT NEW ENERGY CO., LTD SPH3000 | 16.384 |  |  | Techplus Control System | GRE-U-P4880-1 | 4 | SHENZHEN GROWATT NEW ENERGY CO., LTD | SPH3000 | GREENTEK |  | Yes |  | 2024-08-30
2023-03-07 | HBS4950 | Techplus Control System GRE-U-P4880-1(x5) w/ SHENZHEN GROWATT NEW ENERGY CO., LTD SPH3000 | 20.48 |  |  | Techplus Control System | GRE-U-P4880-1 | 5 | SHENZHEN GROWATT NEW ENERGY CO., LTD | SPH3000 | GREENTEK |  | Yes |  | 2024-08-30
2023-03-07 | HBS4951 | Techplus Control System GRE-U-P4880-1(x6) w/ SHENZHEN GROWATT NEW ENERGY CO., LTD SPH3000 | 24.576 |  |  | Techplus Control System | GRE-U-P4880-1 | 6 | SHENZHEN GROWATT NEW ENERGY CO., LTD | SPH3000 | GREENTEK |  | Yes |  | 2024-08-30
2023-03-07 | HBS4952 | Techplus Control System GRE-U-P4880-1(x7) w/ SHENZHEN GROWATT NEW ENERGY CO., LTD SPH3000 | 28.672 |  |  | Techplus Control System | GRE-U-P4880-1 | 7 | SHENZHEN GROWATT NEW ENERGY CO., LTD | SPH3000 | GREENTEK |  | Yes |  | 2024-08-30
2023-03-07 | HBS4953 | Techplus Control System GRE-U-P4880-1(x8) w/ SHENZHEN GROWATT NEW ENERGY CO., LTD SPH3000 | 32.768 |  |  | Techplus Control System | GRE-U-P4880-1 | 8 | SHENZHEN GROWATT NEW ENERGY CO., LTD | SPH3000 | GREENTEK |  | Yes |  | 2024-08-30
2023-03-07 | HBS4955 | Techplus Control System GRE-U-P4880-1(x2) w/ SHENZHEN GROWATT NEW ENERGY CO., LTD SPH 3000TL BL-UP | 8.192 |  |  | Techplus Control System | GRE-U-P4880-1 | 2 | SHENZHEN GROWATT NEW ENERGY CO., LTD | SPH 3000TL BL-UP | GREENTEK |  | Yes |  | 2024-08-30
2023-03-07 | HBS4956 | Techplus Control System GRE-U-P4880-1(x3) w/ SHENZHEN GROWATT NEW ENERGY CO., LTD SPH 3000TL BL-UP | 12.288 |  |  | Techplus Control System | GRE-U-P4880-1 | 3 | SHENZHEN GROWATT NEW ENERGY CO., LTD | SPH 3000TL BL-UP | GREENTEK |  | Yes |  | 2024-08-30
2023-03-07 | HBS4957 | Techplus Control System GRE-U-P4880-1(x4) w/ SHENZHEN GROWATT NEW ENERGY CO., LTD SPH 3000TL BL-UP | 16.384 |  |  | Techplus Control System | GRE-U-P4880-1 | 4 | SHENZHEN GROWATT NEW ENERGY CO., LTD | SPH 3000TL BL-UP | GREENTEK |  | Yes |  | 2024-08-30
2023-03-07 | HBS4958 | Techplus Control System GRE-U-P4880-1(x5) w/ SHENZHEN GROWATT NEW ENERGY CO., LTD SPH 3000TL BL-UP | 20.48 |  |  | Techplus Control System | GRE-U-P4880-1 | 5 | SHENZHEN GROWATT NEW ENERGY CO., LTD | SPH 3000TL BL-UP | GREENTEK |  | Yes |  | 2024-08-30
2023-03-07 | HBS4959 | Techplus Control System GRE-U-P4880-1(x6) w/ SHENZHEN GROWATT NEW ENERGY CO., LTD SPH 3000TL BL-UP | 24.576 |  |  | Techplus Control System | GRE-U-P4880-1 | 6 | SHENZHEN GROWATT NEW ENERGY CO., LTD | SPH 3000TL BL-UP | GREENTEK |  | Yes |  | 2024-08-30
2023-03-07 | HBS4960 | Techplus Control System GRE-U-P4880-1(x7) w/ SHENZHEN GROWATT NEW ENERGY CO., LTD SPH 3000TL BL-UP | 28.672 |  |  | Techplus Control System | GRE-U-P4880-1 | 7 | SHENZHEN GROWATT NEW ENERGY CO., LTD | SPH 3000TL BL-UP | GREENTEK |  | Yes |  | 2024-08-30
2023-03-07 | HBS4961 | Techplus Control System GRE-U-P4880-1(x8) w/ SHENZHEN GROWATT NEW ENERGY CO., LTD SPH 3000TL BL-UP | 32.768 |  |  | Techplus Control System | GRE-U-P4880-1 | 8 | SHENZHEN GROWATT NEW ENERGY CO., LTD | SPH 3000TL BL-UP | GREENTEK |  | Yes |  | 2024-08-30
2023-03-07 | HBS4963 | Techplus Control System GRE-U-P4880-1(x2) w/ SHENZHEN GROWATT NEW ENERGY CO., LTD SPH 3600TL BL-UP | 8.192 |  |  | Techplus Control System | GRE-U-P4880-1 | 2 | SHENZHEN GROWATT NEW ENERGY CO., LTD | SPH 3600TL BL-UP | GREENTEK |  | Yes |  | 2024-08-30
2023-03-07 | HBS4964 | Techplus Control System GRE-U-P4880-1(x3) w/ SHENZHEN GROWATT NEW ENERGY CO., LTD SPH 3600TL BL-UP | 12.288 |  |  | Techplus Control System | GRE-U-P4880-1 | 3 | SHENZHEN GROWATT NEW ENERGY CO., LTD | SPH 3600TL BL-UP | GREENTEK |  | Yes |  | 2024-08-30
2023-03-07 | HBS4965 | Techplus Control System GRE-U-P4880-1(x4) w/ SHENZHEN GROWATT NEW ENERGY CO., LTD SPH 3600TL BL-UP | 16.384 |  |  | Techplus Control System | GRE-U-P4880-1 | 4 | SHENZHEN GROWATT NEW ENERGY CO., LTD | SPH 3600TL BL-UP | GREENTEK |  | Yes |  | 2024-08-30
2023-03-07 | HBS4966 | Techplus Control System GRE-U-P4880-1(x5) w/ SHENZHEN GROWATT NEW ENERGY CO., LTD SPH 3600TL BL-UP | 20.48 |  |  | Techplus Control System | GRE-U-P4880-1 | 5 | SHENZHEN GROWATT NEW ENERGY CO., LTD | SPH 3600TL BL-UP | GREENTEK |  | Yes |  | 2024-08-30
2023-03-07 | HBS4967 | Techplus Control System GRE-U-P4880-1(x6) w/ SHENZHEN GROWATT NEW ENERGY CO., LTD SPH 3600TL BL-UP | 24.576 |  |  | Techplus Control System | GRE-U-P4880-1 | 6 | SHENZHEN GROWATT NEW ENERGY CO., LTD | SPH 3600TL BL-UP | GREENTEK |  | Yes |  | 2024-08-30
2023-03-07 | HBS4968 | Techplus Control System GRE-U-P4880-1(x7) w/ SHENZHEN GROWATT NEW ENERGY CO., LTD SPH 3600TL BL-UP | 28.672 |  |  | Techplus Control System | GRE-U-P4880-1 | 7 | SHENZHEN GROWATT NEW ENERGY CO., LTD | SPH 3600TL BL-UP | GREENTEK |  | Yes |  | 2024-08-30
2023-03-07 | HBS4969 | Techplus Control System GRE-U-P4880-1(x8) w/ SHENZHEN GROWATT NEW ENERGY CO., LTD SPH 3600TL BL-UP | 32.768 |  |  | Techplus Control System | GRE-U-P4880-1 | 8 | SHENZHEN GROWATT NEW ENERGY CO., LTD | SPH 3600TL BL-UP | GREENTEK |  | Yes |  | 2024-08-30
2023-03-07 | HBS4971 | Techplus Control System GRE-U-P4880-1(x2) w/ SHENZHEN GROWATT NEW ENERGY CO., LTD SPH4000 | 8.192 |  |  | Techplus Control System | GRE-U-P4880-1 | 2 | SHENZHEN GROWATT NEW ENERGY CO., LTD | SPH4000 | GREENTEK |  | Yes |  | 2024-08-30
2023-03-07 | HBS4972 | Techplus Control System GRE-U-P4880-1(x3) w/ SHENZHEN GROWATT NEW ENERGY CO., LTD SPH4000 | 12.288 |  |  | Techplus Control System | GRE-U-P4880-1 | 3 | SHENZHEN GROWATT NEW ENERGY CO., LTD | SPH4000 | GREENTEK |  | Yes |  | 2024-08-30
2023-03-07 | HBS4973 | Techplus Control System GRE-U-P4880-1(x4) w/ SHENZHEN GROWATT NEW ENERGY CO., LTD SPH4000 | 16.384 |  |  | Techplus Control System | GRE-U-P4880-1 | 4 | SHENZHEN GROWATT NEW ENERGY CO., LTD | SPH4000 | GREENTEK |  | Yes |  | 2024-08-30
2023-03-07 | HBS4974 | Techplus Control System GRE-U-P4880-1(x5) w/ SHENZHEN GROWATT NEW ENERGY CO., LTD SPH4000 | 20.48 |  |  | Techplus Control System | GRE-U-P4880-1 | 5 | SHENZHEN GROWATT NEW ENERGY CO., LTD | SPH4000 | GREENTEK |  | Yes |  | 2024-08-30
2023-03-07 | HBS4975 | Techplus Control System GRE-U-P4880-1(x6) w/ SHENZHEN GROWATT NEW ENERGY CO., LTD SPH4000 | 24.576 |  |  | Techplus Control System | GRE-U-P4880-1 | 6 | SHENZHEN GROWATT NEW ENERGY CO., LTD | SPH4000 | GREENTEK |  | Yes |  | 2024-08-30
2023-03-07 | HBS4976 | Techplus Control System GRE-U-P4880-1(x7) w/ SHENZHEN GROWATT NEW ENERGY CO., LTD SPH4000 | 28.672 |  |  | Techplus Control System | GRE-U-P4880-1 | 7 | SHENZHEN GROWATT NEW ENERGY CO., LTD | SPH4000 | GREENTEK |  | Yes |  | 2024-08-30
2023-03-07 | HBS4977 | Techplus Control System GRE-U-P4880-1(x8) w/ SHENZHEN GROWATT NEW ENERGY CO., LTD SPH4000 | 32.768 |  |  | Techplus Control System | GRE-U-P4880-1 | 8 | SHENZHEN GROWATT NEW ENERGY CO., LTD | SPH4000 | GREENTEK |  | Yes |  | 2024-08-30
2023-03-07 | HBS4979 | Techplus Control System GRE-U-P4880-1(x2) w/ SHENZHEN GROWATT NEW ENERGY CO., LTD SPH 4000TL BL-UP | 8.192 |  |  | Techplus Control System | GRE-U-P4880-1 | 2 | SHENZHEN GROWATT NEW ENERGY CO., LTD | SPH 4000TL BL-UP | GREENTEK |  | Yes |  | 2024-08-30
2023-03-07 | HBS4980 | Techplus Control System GRE-U-P4880-1(x3) w/ SHENZHEN GROWATT NEW ENERGY CO., LTD SPH 4000TL BL-UP | 12.288 |  |  | Techplus Control System | GRE-U-P4880-1 | 3 | SHENZHEN GROWATT NEW ENERGY CO., LTD | SPH 4000TL BL-UP | GREENTEK |  | Yes |  | 2024-08-30
2023-03-07 | HBS4981 | Techplus Control System GRE-U-P4880-1(x4) w/ SHENZHEN GROWATT NEW ENERGY CO., LTD SPH 4000TL BL-UP | 16.384 |  |  | Techplus Control System | GRE-U-P4880-1 | 4 | SHENZHEN GROWATT NEW ENERGY CO., LTD | SPH 4000TL BL-UP | GREENTEK |  | Yes |  | 2024-08-30
2023-03-07 | HBS4982 | Techplus Control System GRE-U-P4880-1(x5) w/ SHENZHEN GROWATT NEW ENERGY CO., LTD SPH 4000TL BL-UP | 20.48 |  |  | Techplus Control System | GRE-U-P4880-1 | 5 | SHENZHEN GROWATT NEW ENERGY CO., LTD | SPH 4000TL BL-UP | GREENTEK |  | Yes |  | 2024-08-30
2023-03-07 | HBS4983 | Techplus Control System GRE-U-P4880-1(x6) w/ SHENZHEN GROWATT NEW ENERGY CO., LTD SPH 4000TL BL-UP | 24.576 |  |  | Techplus Control System | GRE-U-P4880-1 | 6 | SHENZHEN GROWATT NEW ENERGY CO., LTD | SPH 4000TL BL-UP | GREENTEK |  | Yes |  | 2024-08-30
2023-03-07 | HBS4984 | Techplus Control System GRE-U-P4880-1(x7) w/ SHENZHEN GROWATT NEW ENERGY CO., LTD SPH 4000TL BL-UP | 28.672 |  |  | Techplus Control System | GRE-U-P4880-1 | 7 | SHENZHEN GROWATT NEW ENERGY CO., LTD | SPH 4000TL BL-UP | GREENTEK |  | Yes |  | 2024-08-30
2023-03-07 | HBS4985 | Techplus Control System GRE-U-P4880-1(x8) w/ SHENZHEN GROWATT NEW ENERGY CO., LTD SPH 4000TL BL-UP | 32.768 |  |  | Techplus Control System | GRE-U-P4880-1 | 8 | SHENZHEN GROWATT NEW ENERGY CO., LTD | SPH 4000TL BL-UP | GREENTEK |  | Yes |  | 2024-08-30
2023-03-07 | HBS4987 | Techplus Control System GRE-U-P4880-1(x2) w/ SHENZHEN GROWATT NEW ENERGY CO., LTD SPH 4600TL BL-UP | 8.192 |  |  | Techplus Control System | GRE-U-P4880-1 | 2 | SHENZHEN GROWATT NEW ENERGY CO., LTD | SPH 4600TL BL-UP | GREENTEK |  | Yes |  | 2024-08-30
2023-03-07 | HBS4988 | Techplus Control System GRE-U-P4880-1(x3) w/ SHENZHEN GROWATT NEW ENERGY CO., LTD SPH 4600TL BL-UP | 12.288 |  |  | Techplus Control System | GRE-U-P4880-1 | 3 | SHENZHEN GROWATT NEW ENERGY CO., LTD | SPH 4600TL BL-UP | GREENTEK |  | Yes |  | 2024-08-30
2023-03-07 | HBS4989 | Techplus Control System GRE-U-P4880-1(x4) w/ SHENZHEN GROWATT NEW ENERGY CO., LTD SPH 4600TL BL-UP | 16.384 |  |  | Techplus Control System | GRE-U-P4880-1 | 4 | SHENZHEN GROWATT NEW ENERGY CO., LTD | SPH 4600TL BL-UP | GREENTEK |  | Yes |  | 2024-08-30
2023-03-07 | HBS4990 | Techplus Control System GRE-U-P4880-1(x5) w/ SHENZHEN GROWATT NEW ENERGY CO., LTD SPH 4600TL BL-UP | 20.48 |  |  | Techplus Control System | GRE-U-P4880-1 | 5 | SHENZHEN GROWATT NEW ENERGY CO., LTD | SPH 4600TL BL-UP | GREENTEK |  | Yes |  | 2024-08-30
2023-03-07 | HBS4991 | Techplus Control System GRE-U-P4880-1(x6) w/ SHENZHEN GROWATT NEW ENERGY CO., LTD SPH 4600TL BL-UP | 24.576 |  |  | Techplus Control System | GRE-U-P4880-1 | 6 | SHENZHEN GROWATT NEW ENERGY CO., LTD | SPH 4600TL BL-UP | GREENTEK |  | Yes |  | 2024-08-30
2023-03-07 | HBS4992 | Techplus Control System GRE-U-P4880-1(x7) w/ SHENZHEN GROWATT NEW ENERGY CO., LTD SPH 4600TL BL-UP | 28.672 |  |  | Techplus Control System | GRE-U-P4880-1 | 7 | SHENZHEN GROWATT NEW ENERGY CO., LTD | SPH 4600TL BL-UP | GREENTEK |  | Yes |  | 2024-08-30
2023-03-07 | HBS4993 | Techplus Control System GRE-U-P4880-1(x8) w/ SHENZHEN GROWATT NEW ENERGY CO., LTD SPH 4600TL BL-UP | 32.768 |  |  | Techplus Control System | GRE-U-P4880-1 | 8 | SHENZHEN GROWATT NEW ENERGY CO., LTD | SPH 4600TL BL-UP | GREENTEK |  | Yes |  | 2024-08-30
2023-03-07 | HBS4995 | Techplus Control System GRE-U-P4880-1(x2) w/ SHENZHEN GROWATT NEW ENERGY CO., LTD SPH5000 | 8.192 |  |  | Techplus Control System | GRE-U-P4880-1 | 2 | SHENZHEN GROWATT NEW ENERGY CO., LTD | SPH5000 | GREENTEK |  | Yes |  | 2024-08-30
2023-03-07 | HBS4996 | Techplus Control System GRE-U-P4880-1(x3) w/ SHENZHEN GROWATT NEW ENERGY CO., LTD SPH5000 | 12.288 |  |  | Techplus Control System | GRE-U-P4880-1 | 3 | SHENZHEN GROWATT NEW ENERGY CO., LTD | SPH5000 | GREENTEK |  | Yes |  | 2024-08-30
2023-03-07 | HBS4997 | Techplus Control System GRE-U-P4880-1(x4) w/ SHENZHEN GROWATT NEW ENERGY CO., LTD SPH5000 | 16.384 |  |  | Techplus Control System | GRE-U-P4880-1 | 4 | SHENZHEN GROWATT NEW ENERGY CO., LTD | SPH5000 | GREENTEK |  | Yes |  | 2024-08-30
2023-03-07 | HBS4998 | Techplus Control System GRE-U-P4880-1(x5) w/ SHENZHEN GROWATT NEW ENERGY CO., LTD SPH5000 | 20.48 |  |  | Techplus Control System | GRE-U-P4880-1 | 5 | SHENZHEN GROWATT NEW ENERGY CO., LTD | SPH5000 | GREENTEK |  | Yes |  | 2024-08-30
2023-03-07 | HBS4999 | Techplus Control System GRE-U-P4880-1(x6) w/ SHENZHEN GROWATT NEW ENERGY CO., LTD SPH5000 | 24.576 |  |  | Techplus Control System | GRE-U-P4880-1 | 6 | SHENZHEN GROWATT NEW ENERGY CO., LTD | SPH5000 | GREENTEK |  | Yes |  | 2024-08-30
2023-03-07 | HBS5000 | Techplus Control System GRE-U-P4880-1(x7) w/ SHENZHEN GROWATT NEW ENERGY CO., LTD SPH5000 | 28.672 |  |  | Techplus Control System | GRE-U-P4880-1 | 7 | SHENZHEN GROWATT NEW ENERGY CO., LTD | SPH5000 | GREENTEK |  | Yes |  | 2024-08-30
2023-03-07 | HBS5001 | Techplus Control System GRE-U-P4880-1(x8) w/ SHENZHEN GROWATT NEW ENERGY CO., LTD SPH5000 | 32.768 |  |  | Techplus Control System | GRE-U-P4880-1 | 8 | SHENZHEN GROWATT NEW ENERGY CO., LTD | SPH5000 | GREENTEK |  | Yes |  | 2024-08-30
2023-03-07 | HBS5003 | Techplus Control System GRE-U-P4880-1(x2) w/ SHENZHEN GROWATT NEW ENERGY CO., LTD SPH 5000TL BL-UP | 8.192 |  |  | Techplus Control System | GRE-U-P4880-1 | 2 | SHENZHEN GROWATT NEW ENERGY CO., LTD | SPH 5000TL BL-UP | GREENTEK |  | Yes |  | 2024-08-30
2023-03-07 | HBS5004 | Techplus Control System GRE-U-P4880-1(x3) w/ SHENZHEN GROWATT NEW ENERGY CO., LTD SPH 5000TL BL-UP | 12.288 |  |  | Techplus Control System | GRE-U-P4880-1 | 3 | SHENZHEN GROWATT NEW ENERGY CO., LTD | SPH 5000TL BL-UP | GREENTEK |  | Yes |  | 2024-08-30
2023-03-07 | HBS5005 | Techplus Control System GRE-U-P4880-1(x4) w/ SHENZHEN GROWATT NEW ENERGY CO., LTD SPH 5000TL BL-UP | 16.384 |  |  | Techplus Control System | GRE-U-P4880-1 | 4 | SHENZHEN GROWATT NEW ENERGY CO., LTD | SPH 5000TL BL-UP | GREENTEK |  | Yes |  | 2024-08-30
2023-03-07 | HBS5006 | Techplus Control System GRE-U-P4880-1(x5) w/ SHENZHEN GROWATT NEW ENERGY CO., LTD SPH 5000TL BL-UP | 20.48 |  |  | Techplus Control System | GRE-U-P4880-1 | 5 | SHENZHEN GROWATT NEW ENERGY CO., LTD | SPH 5000TL BL-UP | GREENTEK |  | Yes |  | 2024-08-30
2023-03-07 | HBS5007 | Techplus Control System GRE-U-P4880-1(x6) w/ SHENZHEN GROWATT NEW ENERGY CO., LTD SPH 5000TL BL-UP | 24.576 |  |  | Techplus Control System | GRE-U-P4880-1 | 6 | SHENZHEN GROWATT NEW ENERGY CO., LTD | SPH 5000TL BL-UP | GREENTEK |  | Yes |  | 2024-08-30
2023-03-07 | HBS5008 | Techplus Control System GRE-U-P4880-1(x7) w/ SHENZHEN GROWATT NEW ENERGY CO., LTD SPH 5000TL BL-UP | 28.672 |  |  | Techplus Control System | GRE-U-P4880-1 | 7 | SHENZHEN GROWATT NEW ENERGY CO., LTD | SPH 5000TL BL-UP | GREENTEK |  | Yes |  | 2024-08-30
2023-03-07 | HBS5009 | Techplus Control System GRE-U-P4880-1(x8) w/ SHENZHEN GROWATT NEW ENERGY CO., LTD SPH 5000TL BL-UP | 32.768 |  |  | Techplus Control System | GRE-U-P4880-1 | 8 | SHENZHEN GROWATT NEW ENERGY CO., LTD | SPH 5000TL BL-UP | GREENTEK |  | Yes |  | 2024-08-30
2023-03-07 | HBS5011 | Techplus Control System GRE-U-P4880-1(x2) w/ SHENZHEN GROWATT NEW ENERGY CO., LTD SPH6000 | 8.192 |  |  | Techplus Control System | GRE-U-P4880-1 | 2 | SHENZHEN GROWATT NEW ENERGY CO., LTD | SPH6000 | GREENTEK |  | Yes |  | 2024-08-30
2023-03-07 | HBS5012 | Techplus Control System GRE-U-P4880-1(x3) w/ SHENZHEN GROWATT NEW ENERGY CO., LTD SPH6000 | 12.288 |  |  | Techplus Control System | GRE-U-P4880-1 | 3 | SHENZHEN GROWATT NEW ENERGY CO., LTD | SPH6000 | GREENTEK |  | Yes |  | 2024-08-30
2023-03-07 | HBS5013 | Techplus Control System GRE-U-P4880-1(x4) w/ SHENZHEN GROWATT NEW ENERGY CO., LTD SPH6000 | 16.384 |  |  | Techplus Control System | GRE-U-P4880-1 | 4 | SHENZHEN GROWATT NEW ENERGY CO., LTD | SPH6000 | GREENTEK |  | Yes |  | 2024-08-30
2023-03-07 | HBS5014 | Techplus Control System GRE-U-P4880-1(x5) w/ SHENZHEN GROWATT NEW ENERGY CO., LTD SPH6000 | 20.48 |  |  | Techplus Control System | GRE-U-P4880-1 | 5 | SHENZHEN GROWATT NEW ENERGY CO., LTD | SPH6000 | GREENTEK |  | Yes |  | 2024-08-30
2023-03-07 | HBS5015 | Techplus Control System GRE-U-P4880-1(x6) w/ SHENZHEN GROWATT NEW ENERGY CO., LTD SPH6000 | 24.576 |  |  | Techplus Control System | GRE-U-P4880-1 | 6 | SHENZHEN GROWATT NEW ENERGY CO., LTD | SPH6000 | GREENTEK |  | Yes |  | 2024-08-30
2023-03-07 | HBS5016 | Techplus Control System GRE-U-P4880-1(x7) w/ SHENZHEN GROWATT NEW ENERGY CO., LTD SPH6000 | 28.672 |  |  | Techplus Control System | GRE-U-P4880-1 | 7 | SHENZHEN GROWATT NEW ENERGY CO., LTD | SPH6000 | GREENTEK |  | Yes |  | 2024-08-30
2023-03-07 | HBS5017 | Techplus Control System GRE-U-P4880-1(x8) w/ SHENZHEN GROWATT NEW ENERGY CO., LTD SPH6000 | 32.768 |  |  | Techplus Control System | GRE-U-P4880-1 | 8 | SHENZHEN GROWATT NEW ENERGY CO., LTD | SPH6000 | GREENTEK |  | Yes |  | 2024-08-30
2023-03-07 | HBS5019 | Techplus Control System GRE-U-P4880-1(x2) w/ SHENZHEN GROWATT NEW ENERGY CO., LTD SPH 6000TL BL-UP | 8.192 |  |  | Techplus Control System | GRE-U-P4880-1 | 2 | SHENZHEN GROWATT NEW ENERGY CO., LTD | SPH 6000TL BL-UP | GREENTEK |  | Yes |  | 2024-08-30
2023-03-07 | HBS5020 | Techplus Control System GRE-U-P4880-1(x3) w/ SHENZHEN GROWATT NEW ENERGY CO., LTD SPH 6000TL BL-UP | 12.288 |  |  | Techplus Control System | GRE-U-P4880-1 | 3 | SHENZHEN GROWATT NEW ENERGY CO., LTD | SPH 6000TL BL-UP | GREENTEK |  | Yes |  | 2024-08-30
2023-03-07 | HBS5021 | Techplus Control System GRE-U-P4880-1(x4) w/ SHENZHEN GROWATT NEW ENERGY CO., LTD SPH 6000TL BL-UP | 16.384 |  |  | Techplus Control System | GRE-U-P4880-1 | 4 | SHENZHEN GROWATT NEW ENERGY CO., LTD | SPH 6000TL BL-UP | GREENTEK |  | Yes |  | 2024-08-30
2023-03-07 | HBS5022 | Techplus Control System GRE-U-P4880-1(x5) w/ SHENZHEN GROWATT NEW ENERGY CO., LTD SPH 6000TL BL-UP | 20.48 |  |  | Techplus Control System | GRE-U-P4880-1 | 5 | SHENZHEN GROWATT NEW ENERGY CO., LTD | SPH 6000TL BL-UP | GREENTEK |  | Yes |  | 2024-08-30
2023-03-07 | HBS5023 | Techplus Control System GRE-U-P4880-1(x6) w/ SHENZHEN GROWATT NEW ENERGY CO., LTD SPH 6000TL BL-UP | 24.576 |  |  | Techplus Control System | GRE-U-P4880-1 | 6 | SHENZHEN GROWATT NEW ENERGY CO., LTD | SPH 6000TL BL-UP | GREENTEK |  | Yes |  | 2024-08-30
2023-03-07 | HBS5024 | Techplus Control System GRE-U-P4880-1(x7) w/ SHENZHEN GROWATT NEW ENERGY CO., LTD SPH 6000TL BL-UP | 28.672 |  |  | Techplus Control System | GRE-U-P4880-1 | 7 | SHENZHEN GROWATT NEW ENERGY CO., LTD | SPH 6000TL BL-UP | GREENTEK |  | Yes |  | 2024-08-30
2023-03-07 | HBS5025 | Techplus Control System GRE-U-P4880-1(x8) w/ SHENZHEN GROWATT NEW ENERGY CO., LTD SPH 6000TL BL-UP | 32.768 |  |  | Techplus Control System | GRE-U-P4880-1 | 8 | SHENZHEN GROWATT NEW ENERGY CO., LTD | SPH 6000TL BL-UP | GREENTEK |  | Yes |  | 2024-08-30
2023-03-07 | HBS5027 | Techplus Control System GRE-U-P4880-1(x2) w/ SHENZHEN SOFAR SOLAR CO., LTD HYD 3000-EP | 8.192 |  |  | Techplus Control System | GRE-U-P4880-1 | 2 | SHENZHEN SOFAR SOLAR CO., LTD | HYD 3000-EP | GREENTEK |  | Yes |  | 2025-07-18
2023-03-07 | HBS5028 | Techplus Control System GRE-U-P4880-1(x3) w/ SHENZHEN SOFAR SOLAR CO., LTD HYD 3000-EP | 12.288 |  |  | Techplus Control System | GRE-U-P4880-1 | 3 | SHENZHEN SOFAR SOLAR CO., LTD | HYD 3000-EP | GREENTEK |  | Yes |  | 2025-07-18
2023-03-07 | HBS5029 | Techplus Control System GRE-U-P4880-1(x4) w/ SHENZHEN SOFAR SOLAR CO., LTD HYD 3000-EP | 16.384 |  |  | Techplus Control System | GRE-U-P4880-1 | 4 | SHENZHEN SOFAR SOLAR CO., LTD | HYD 3000-EP | GREENTEK |  | Yes |  | 2025-07-18
2023-03-07 | HBS5030 | Techplus Control System GRE-U-P4880-1(x5) w/ SHENZHEN SOFAR SOLAR CO., LTD HYD 3000-EP | 20.48 |  |  | Techplus Control System | GRE-U-P4880-1 | 5 | SHENZHEN SOFAR SOLAR CO., LTD | HYD 3000-EP | GREENTEK |  | Yes |  | 2025-07-18
2023-03-07 | HBS5031 | Techplus Control System GRE-U-P4880-1(x6) w/ SHENZHEN SOFAR SOLAR CO., LTD HYD 3000-EP | 24.576 |  |  | Techplus Control System | GRE-U-P4880-1 | 6 | SHENZHEN SOFAR SOLAR CO., LTD | HYD 3000-EP | GREENTEK |  | Yes |  | 2025-07-18
2023-03-07 | HBS5032 | Techplus Control System GRE-U-P4880-1(x7) w/ SHENZHEN SOFAR SOLAR CO., LTD HYD 3000-EP | 28.672 |  |  | Techplus Control System | GRE-U-P4880-1 | 7 | SHENZHEN SOFAR SOLAR CO., LTD | HYD 3000-EP | GREENTEK |  | Yes |  | 2025-07-18
2023-03-07 | HBS5033 | Techplus Control System GRE-U-P4880-1(x8) w/ SHENZHEN SOFAR SOLAR CO., LTD HYD 3000-EP | 32.768 |  |  | Techplus Control System | GRE-U-P4880-1 | 8 | SHENZHEN SOFAR SOLAR CO., LTD | HYD 3000-EP | GREENTEK |  | Yes |  | 2025-07-18
2023-03-07 | HBS5035 | Techplus Control System GRE-U-P4880-1(x2) w/ SHENZHEN SOFAR SOLAR CO., LTD HYD 3680-EP | 8.192 |  |  | Techplus Control System | GRE-U-P4880-1 | 2 | SHENZHEN SOFAR SOLAR CO., LTD | HYD 3680-EP | GREENTEK |  | Yes |  | 2025-07-18
2023-03-07 | HBS5036 | Techplus Control System GRE-U-P4880-1(x3) w/ SHENZHEN SOFAR SOLAR CO., LTD HYD 3680-EP | 12.288 |  |  | Techplus Control System | GRE-U-P4880-1 | 3 | SHENZHEN SOFAR SOLAR CO., LTD | HYD 3680-EP | GREENTEK |  | Yes |  | 2025-07-18
2023-03-07 | HBS5037 | Techplus Control System GRE-U-P4880-1(x4) w/ SHENZHEN SOFAR SOLAR CO., LTD HYD 3680-EP | 16.384 |  |  | Techplus Control System | GRE-U-P4880-1 | 4 | SHENZHEN SOFAR SOLAR CO., LTD | HYD 3680-EP | GREENTEK |  | Yes |  | 2025-07-18
2023-03-07 | HBS5038 | Techplus Control System GRE-U-P4880-1(x5) w/ SHENZHEN SOFAR SOLAR CO., LTD HYD 3680-EP | 20.48 |  |  | Techplus Control System | GRE-U-P4880-1 | 5 | SHENZHEN SOFAR SOLAR CO., LTD | HYD 3680-EP | GREENTEK |  | Yes |  | 2025-07-18
2023-03-07 | HBS5039 | Techplus Control System GRE-U-P4880-1(x6) w/ SHENZHEN SOFAR SOLAR CO., LTD HYD 3680-EP | 24.576 |  |  | Techplus Control System | GRE-U-P4880-1 | 6 | SHENZHEN SOFAR SOLAR CO., LTD | HYD 3680-EP | GREENTEK |  | Yes |  | 2025-07-18
2023-03-07 | HBS5040 | Techplus Control System GRE-U-P4880-1(x7) w/ SHENZHEN SOFAR SOLAR CO., LTD HYD 3680-EP | 28.672 |  |  | Techplus Control System | GRE-U-P4880-1 | 7 | SHENZHEN SOFAR SOLAR CO., LTD | HYD 3680-EP | GREENTEK |  | Yes |  | 2025-07-18
2023-03-07 | HBS5041 | Techplus Control System GRE-U-P4880-1(x8) w/ SHENZHEN SOFAR SOLAR CO., LTD HYD 3680-EP | 32.768 |  |  | Techplus Control System | GRE-U-P4880-1 | 8 | SHENZHEN SOFAR SOLAR CO., LTD | HYD 3680-EP | GREENTEK |  | Yes |  | 2025-07-18
2023-03-07 | HBS5043 | Techplus Control System GRE-U-P4880-1(x2) w/ SHENZHEN SOFAR SOLAR CO., LTD HYD 4000-EP | 8.192 |  |  | Techplus Control System | GRE-U-P4880-1 | 2 | SHENZHEN SOFAR SOLAR CO., LTD | HYD 4000-EP | GREENTEK |  | Yes |  | 2025-07-18
2023-03-07 | HBS5044 | Techplus Control System GRE-U-P4880-1(x3) w/ SHENZHEN SOFAR SOLAR CO., LTD HYD 4000-EP | 12.288 |  |  | Techplus Control System | GRE-U-P4880-1 | 3 | SHENZHEN SOFAR SOLAR CO., LTD | HYD 4000-EP | GREENTEK |  | Yes |  | 2025-07-18
2023-03-07 | HBS5045 | Techplus Control System GRE-U-P4880-1(x4) w/ SHENZHEN SOFAR SOLAR CO., LTD HYD 4000-EP | 16.384 |  |  | Techplus Control System | GRE-U-P4880-1 | 4 | SHENZHEN SOFAR SOLAR CO., LTD | HYD 4000-EP | GREENTEK |  | Yes |  | 2025-07-18
2023-03-07 | HBS5046 | Techplus Control System GRE-U-P4880-1(x5) w/ SHENZHEN SOFAR SOLAR CO., LTD HYD 4000-EP | 20.48 |  |  | Techplus Control System | GRE-U-P4880-1 | 5 | SHENZHEN SOFAR SOLAR CO., LTD | HYD 4000-EP | GREENTEK |  | Yes |  | 2025-07-18
2023-03-07 | HBS5047 | Techplus Control System GRE-U-P4880-1(x6) w/ SHENZHEN SOFAR SOLAR CO., LTD HYD 4000-EP | 24.576 |  |  | Techplus Control System | GRE-U-P4880-1 | 6 | SHENZHEN SOFAR SOLAR CO., LTD | HYD 4000-EP | GREENTEK |  | Yes |  | 2025-07-18
2023-03-07 | HBS5048 | Techplus Control System GRE-U-P4880-1(x7) w/ SHENZHEN SOFAR SOLAR CO., LTD HYD 4000-EP | 28.672 |  |  | Techplus Control System | GRE-U-P4880-1 | 7 | SHENZHEN SOFAR SOLAR CO., LTD | HYD 4000-EP | GREENTEK |  | Yes |  | 2025-07-18
2023-03-07 | HBS5049 | Techplus Control System GRE-U-P4880-1(x8) w/ SHENZHEN SOFAR SOLAR CO., LTD HYD 4000-EP | 32.768 |  |  | Techplus Control System | GRE-U-P4880-1 | 8 | SHENZHEN SOFAR SOLAR CO., LTD | HYD 4000-EP | GREENTEK |  | Yes |  | 2025-07-18
2023-03-07 | HBS5051 | Techplus Control System GRE-U-P4880-1(x2) w/ SHENZHEN SOFAR SOLAR CO., LTD HYD 4600-EP | 8.192 |  |  | Techplus Control System | GRE-U-P4880-1 | 2 | SHENZHEN SOFAR SOLAR CO., LTD | HYD 4600-EP | GREENTEK |  | Yes |  | 2025-07-18
2023-03-07 | HBS5052 | Techplus Control System GRE-U-P4880-1(x3) w/ SHENZHEN SOFAR SOLAR CO., LTD HYD 4600-EP | 12.288 |  |  | Techplus Control System | GRE-U-P4880-1 | 3 | SHENZHEN SOFAR SOLAR CO., LTD | HYD 4600-EP | GREENTEK |  | Yes |  | 2025-07-18
2023-03-07 | HBS5053 | Techplus Control System GRE-U-P4880-1(x4) w/ SHENZHEN SOFAR SOLAR CO., LTD HYD 4600-EP | 16.384 |  |  | Techplus Control System | GRE-U-P4880-1 | 4 | SHENZHEN SOFAR SOLAR CO., LTD | HYD 4600-EP | GREENTEK |  | Yes |  | 2025-07-18
2023-03-07 | HBS5054 | Techplus Control System GRE-U-P4880-1(x5) w/ SHENZHEN SOFAR SOLAR CO., LTD HYD 4600-EP | 20.48 |  |  | Techplus Control System | GRE-U-P4880-1 | 5 | SHENZHEN SOFAR SOLAR CO., LTD | HYD 4600-EP | GREENTEK |  | Yes |  | 2025-07-18
2023-03-07 | HBS5055 | Techplus Control System GRE-U-P4880-1(x6) w/ SHENZHEN SOFAR SOLAR CO., LTD HYD 4600-EP | 24.576 |  |  | Techplus Control System | GRE-U-P4880-1 | 6 | SHENZHEN SOFAR SOLAR CO., LTD | HYD 4600-EP | GREENTEK |  | Yes |  | 2025-07-18
2023-03-07 | HBS5056 | Techplus Control System GRE-U-P4880-1(x7) w/ SHENZHEN SOFAR SOLAR CO., LTD HYD 4600-EP | 28.672 |  |  | Techplus Control System | GRE-U-P4880-1 | 7 | SHENZHEN SOFAR SOLAR CO., LTD | HYD 4600-EP | GREENTEK |  | Yes |  | 2025-07-18
2023-03-07 | HBS5057 | Techplus Control System GRE-U-P4880-1(x8) w/ SHENZHEN SOFAR SOLAR CO., LTD HYD 4600-EP | 32.768 |  |  | Techplus Control System | GRE-U-P4880-1 | 8 | SHENZHEN SOFAR SOLAR CO., LTD | HYD 4600-EP | GREENTEK |  | Yes |  | 2025-07-18
2023-03-07 | HBS5059 | Techplus Control System GRE-U-P4880-1(x2) w/ SHENZHEN SOFAR SOLAR CO., LTD HYD 5000-EP | 8.192 |  |  | Techplus Control System | GRE-U-P4880-1 | 2 | SHENZHEN SOFAR SOLAR CO., LTD | HYD 5000-EP | GREENTEK |  | Yes |  | 2025-07-18
2023-03-07 | HBS5060 | Techplus Control System GRE-U-P4880-1(x3) w/ SHENZHEN SOFAR SOLAR CO., LTD HYD 5000-EP | 12.288 |  |  | Techplus Control System | GRE-U-P4880-1 | 3 | SHENZHEN SOFAR SOLAR CO., LTD | HYD 5000-EP | GREENTEK |  | Yes |  | 2025-07-18
2023-03-07 | HBS5061 | Techplus Control System GRE-U-P4880-1(x4) w/ SHENZHEN SOFAR SOLAR CO., LTD HYD 5000-EP | 16.384 |  |  | Techplus Control System | GRE-U-P4880-1 | 4 | SHENZHEN SOFAR SOLAR CO., LTD | HYD 5000-EP | GREENTEK |  | Yes |  | 2025-07-18
2023-03-07 | HBS5062 | Techplus Control System GRE-U-P4880-1(x5) w/ SHENZHEN SOFAR SOLAR CO., LTD HYD 5000-EP | 20.48 |  |  | Techplus Control System | GRE-U-P4880-1 | 5 | SHENZHEN SOFAR SOLAR CO., LTD | HYD 5000-EP | GREENTEK |  | Yes |  | 2025-07-18
2023-03-07 | HBS5063 | Techplus Control System GRE-U-P4880-1(x6) w/ SHENZHEN SOFAR SOLAR CO., LTD HYD 5000-EP | 24.576 |  |  | Techplus Control System | GRE-U-P4880-1 | 6 | SHENZHEN SOFAR SOLAR CO., LTD | HYD 5000-EP | GREENTEK |  | Yes |  | 2025-07-18
2023-03-07 | HBS5064 | Techplus Control System GRE-U-P4880-1(x7) w/ SHENZHEN SOFAR SOLAR CO., LTD HYD 5000-EP | 28.672 |  |  | Techplus Control System | GRE-U-P4880-1 | 7 | SHENZHEN SOFAR SOLAR CO., LTD | HYD 5000-EP | GREENTEK |  | Yes |  | 2025-07-18
2023-03-07 | HBS5065 | Techplus Control System GRE-U-P4880-1(x8) w/ SHENZHEN SOFAR SOLAR CO., LTD HYD 5000-EP | 32.768 |  |  | Techplus Control System | GRE-U-P4880-1 | 8 | SHENZHEN SOFAR SOLAR CO., LTD | HYD 5000-EP | GREENTEK |  | Yes |  | 2025-07-18
2023-03-07 | HBS5067 | Techplus Control System GRE-U-P4880-1(x2) w/ SHENZHEN SOFAR SOLAR CO., LTD HYD 5500-EP | 8.192 |  |  | Techplus Control System | GRE-U-P4880-1 | 2 | SHENZHEN SOFAR SOLAR CO., LTD | HYD 5500-EP | GREENTEK |  | Yes |  | 2025-07-18
2023-03-07 | HBS5068 | Techplus Control System GRE-U-P4880-1(x3) w/ SHENZHEN SOFAR SOLAR CO., LTD HYD 5500-EP | 12.288 |  |  | Techplus Control System | GRE-U-P4880-1 | 3 | SHENZHEN SOFAR SOLAR CO., LTD | HYD 5500-EP | GREENTEK |  | Yes |  | 2025-07-18
2023-03-07 | HBS5069 | Techplus Control System GRE-U-P4880-1(x4) w/ SHENZHEN SOFAR SOLAR CO., LTD HYD 5500-EP | 16.384 |  |  | Techplus Control System | GRE-U-P4880-1 | 4 | SHENZHEN SOFAR SOLAR CO., LTD | HYD 5500-EP | GREENTEK |  | Yes |  | 2025-07-18
2023-03-07 | HBS5070 | Techplus Control System GRE-U-P4880-1(x5) w/ SHENZHEN SOFAR SOLAR CO., LTD HYD 5500-EP | 20.48 |  |  | Techplus Control System | GRE-U-P4880-1 | 5 | SHENZHEN SOFAR SOLAR CO., LTD | HYD 5500-EP | GREENTEK |  | Yes |  | 2025-07-18
2023-03-07 | HBS5071 | Techplus Control System GRE-U-P4880-1(x6) w/ SHENZHEN SOFAR SOLAR CO., LTD HYD 5500-EP | 24.576 |  |  | Techplus Control System | GRE-U-P4880-1 | 6 | SHENZHEN SOFAR SOLAR CO., LTD | HYD 5500-EP | GREENTEK |  | Yes |  | 2025-07-18
2023-03-07 | HBS5072 | Techplus Control System GRE-U-P4880-1(x7) w/ SHENZHEN SOFAR SOLAR CO., LTD HYD 5500-EP | 28.672 |  |  | Techplus Control System | GRE-U-P4880-1 | 7 | SHENZHEN SOFAR SOLAR CO., LTD | HYD 5500-EP | GREENTEK |  | Yes |  | 2025-07-18
2023-03-07 | HBS5073 | Techplus Control System GRE-U-P4880-1(x8) w/ SHENZHEN SOFAR SOLAR CO., LTD HYD 5500-EP | 32.768 |  |  | Techplus Control System | GRE-U-P4880-1 | 8 | SHENZHEN SOFAR SOLAR CO., LTD | HYD 5500-EP | GREENTEK |  | Yes |  | 2025-07-18
2023-03-07 | HBS5075 | Techplus Control System GRE-U-P4880-1(x2) w/ SHENZHEN SOFAR SOLAR CO., LTD HYD 6000-EP | 8.192 |  |  | Techplus Control System | GRE-U-P4880-1 | 2 | SHENZHEN SOFAR SOLAR CO., LTD | HYD 6000-EP | GREENTEK |  | Yes |  | 2025-07-18
2023-03-07 | HBS5076 | Techplus Control System GRE-U-P4880-1(x3) w/ SHENZHEN SOFAR SOLAR CO., LTD HYD 6000-EP | 12.288 |  |  | Techplus Control System | GRE-U-P4880-1 | 3 | SHENZHEN SOFAR SOLAR CO., LTD | HYD 6000-EP | GREENTEK |  | Yes |  | 2025-07-18
2023-03-07 | HBS5077 | Techplus Control System GRE-U-P4880-1(x4) w/ SHENZHEN SOFAR SOLAR CO., LTD HYD 6000-EP | 16.384 |  |  | Techplus Control System | GRE-U-P4880-1 | 4 | SHENZHEN SOFAR SOLAR CO., LTD | HYD 6000-EP | GREENTEK |  | Yes |  | 2025-07-18
2023-03-07 | HBS5078 | Techplus Control System GRE-U-P4880-1(x5) w/ SHENZHEN SOFAR SOLAR CO., LTD HYD 6000-EP | 20.48 |  |  | Techplus Control System | GRE-U-P4880-1 | 5 | SHENZHEN SOFAR SOLAR CO., LTD | HYD 6000-EP | GREENTEK |  | Yes |  | 2025-07-18
2023-03-07 | HBS5079 | Techplus Control System GRE-U-P4880-1(x6) w/ SHENZHEN SOFAR SOLAR CO., LTD HYD 6000-EP | 24.576 |  |  | Techplus Control System | GRE-U-P4880-1 | 6 | SHENZHEN SOFAR SOLAR CO., LTD | HYD 6000-EP | GREENTEK |  | Yes |  | 2025-07-18
2023-03-07 | HBS5080 | Techplus Control System GRE-U-P4880-1(x7) w/ SHENZHEN SOFAR SOLAR CO., LTD HYD 6000-EP | 28.672 |  |  | Techplus Control System | GRE-U-P4880-1 | 7 | SHENZHEN SOFAR SOLAR CO., LTD | HYD 6000-EP | GREENTEK |  | Yes |  | 2025-07-18
2023-03-07 | HBS5081 | Techplus Control System GRE-U-P4880-1(x8) w/ SHENZHEN SOFAR SOLAR CO., LTD HYD 6000-EP | 32.768 |  |  | Techplus Control System | GRE-U-P4880-1 | 8 | SHENZHEN SOFAR SOLAR CO., LTD | HYD 6000-EP | GREENTEK |  | Yes |  | 2025-07-18
2023-03-07 | HBS5083 | Techplus Control System GRE-U-P4880-1(x2) w/ NINGBO DEYE INVERTER TECHNOLOGY CO., LTD SUN-3K-SG04LP1-AU | 8.192 |  |  | Techplus Control System | GRE-U-P4880-1 | 2 | NINGBO DEYE INVERTER TECHNOLOGY CO., LTD | SUN-3K-SG04LP1-AU | GREENTEK |  | Yes |  | 2025-08-15
2023-03-07 | HBS5084 | Techplus Control System GRE-U-P4880-1(x3) w/ NINGBO DEYE INVERTER TECHNOLOGY CO., LTD SUN-3K-SG04LP1-AU | 12.288 |  |  | Techplus Control System | GRE-U-P4880-1 | 3 | NINGBO DEYE INVERTER TECHNOLOGY CO., LTD | SUN-3K-SG04LP1-AU | GREENTEK |  | Yes |  | 2025-08-15
2023-03-07 | HBS5085 | Techplus Control System GRE-U-P4880-1(x4) w/ NINGBO DEYE INVERTER TECHNOLOGY CO., LTD SUN-3K-SG04LP1-AU | 16.384 |  |  | Techplus Control System | GRE-U-P4880-1 | 4 | NINGBO DEYE INVERTER TECHNOLOGY CO., LTD | SUN-3K-SG04LP1-AU | GREENTEK |  | Yes |  | 2025-08-15
2023-03-07 | HBS5086 | Techplus Control System GRE-U-P4880-1(x5) w/ NINGBO DEYE INVERTER TECHNOLOGY CO., LTD SUN-3K-SG04LP1-AU | 20.48 |  |  | Techplus Control System | GRE-U-P4880-1 | 5 | NINGBO DEYE INVERTER TECHNOLOGY CO., LTD | SUN-3K-SG04LP1-AU | GREENTEK |  | Yes |  | 2025-08-15
2023-03-07 | HBS5087 | Techplus Control System GRE-U-P4880-1(x6) w/ NINGBO DEYE INVERTER TECHNOLOGY CO., LTD SUN-3K-SG04LP1-AU | 24.576 |  |  | Techplus Control System | GRE-U-P4880-1 | 6 | NINGBO DEYE INVERTER TECHNOLOGY CO., LTD | SUN-3K-SG04LP1-AU | GREENTEK |  | Yes |  | 2025-08-15
2023-03-07 | HBS5088 | Techplus Control System GRE-U-P4880-1(x7) w/ NINGBO DEYE INVERTER TECHNOLOGY CO., LTD SUN-3K-SG04LP1-AU | 28.672 |  |  | Techplus Control System | GRE-U-P4880-1 | 7 | NINGBO DEYE INVERTER TECHNOLOGY CO., LTD | SUN-3K-SG04LP1-AU | GREENTEK |  | Yes |  | 2025-08-15
2023-03-07 | HBS5089 | Techplus Control System GRE-U-P4880-1(x8) w/ NINGBO DEYE INVERTER TECHNOLOGY CO., LTD SUN-3K-SG04LP1-AU | 32.768 |  |  | Techplus Control System | GRE-U-P4880-1 | 8 | NINGBO DEYE INVERTER TECHNOLOGY CO., LTD | SUN-3K-SG04LP1-AU | GREENTEK |  | Yes |  | 2025-08-15
2023-03-07 | HBS5091 | Techplus Control System GRE-U-P4880-1(x2) w/ NINGBO DEYE INVERTER TECHNOLOGY CO., LTD SUN-3.6K-SG04LP1-AU | 8.192 |  |  | Techplus Control System | GRE-U-P4880-1 | 2 | NINGBO DEYE INVERTER TECHNOLOGY CO., LTD | SUN-3.6K-SG04LP1-AU | GREENTEK |  | Yes |  | 2025-08-15
2023-03-07 | HBS5092 | Techplus Control System GRE-U-P4880-1(x3) w/ NINGBO DEYE INVERTER TECHNOLOGY CO., LTD SUN-3.6K-SG04LP1-AU | 12.288 |  |  | Techplus Control System | GRE-U-P4880-1 | 3 | NINGBO DEYE INVERTER TECHNOLOGY CO., LTD | SUN-3.6K-SG04LP1-AU | GREENTEK |  | Yes |  | 2025-08-15
2023-03-07 | HBS5093 | Techplus Control System GRE-U-P4880-1(x4) w/ NINGBO DEYE INVERTER TECHNOLOGY CO., LTD SUN-3.6K-SG04LP1-AU | 16.384 |  |  | Techplus Control System | GRE-U-P4880-1 | 4 | NINGBO DEYE INVERTER TECHNOLOGY CO., LTD | SUN-3.6K-SG04LP1-AU | GREENTEK |  | Yes |  | 2025-08-15
2023-03-07 | HBS5094 | Techplus Control System GRE-U-P4880-1(x5) w/ NINGBO DEYE INVERTER TECHNOLOGY CO., LTD SUN-3.6K-SG04LP1-AU | 20.48 |  |  | Techplus Control System | GRE-U-P4880-1 | 5 | NINGBO DEYE INVERTER TECHNOLOGY CO., LTD | SUN-3.6K-SG04LP1-AU | GREENTEK |  | Yes |  | 2025-08-15
2023-03-07 | HBS5095 | Techplus Control System GRE-U-P4880-1(x6) w/ NINGBO DEYE INVERTER TECHNOLOGY CO., LTD SUN-3.6K-SG04LP1-AU | 24.576 |  |  | Techplus Control System | GRE-U-P4880-1 | 6 | NINGBO DEYE INVERTER TECHNOLOGY CO., LTD | SUN-3.6K-SG04LP1-AU | GREENTEK |  | Yes |  | 2025-08-15
2023-03-07 | HBS5096 | Techplus Control System GRE-U-P4880-1(x7) w/ NINGBO DEYE INVERTER TECHNOLOGY CO., LTD SUN-3.6K-SG04LP1-AU | 28.672 |  |  | Techplus Control System | GRE-U-P4880-1 | 7 | NINGBO DEYE INVERTER TECHNOLOGY CO., LTD | SUN-3.6K-SG04LP1-AU | GREENTEK |  | Yes |  | 2025-08-15
2023-03-07 | HBS5097 | Techplus Control System GRE-U-P4880-1(x8) w/ NINGBO DEYE INVERTER TECHNOLOGY CO., LTD SUN-3.6K-SG04LP1-AU | 32.768 |  |  | Techplus Control System | GRE-U-P4880-1 | 8 | NINGBO DEYE INVERTER TECHNOLOGY CO., LTD | SUN-3.6K-SG04LP1-AU | GREENTEK |  | Yes |  | 2025-08-15
2023-03-07 | HBS5099 | Techplus Control System GRE-U-P4880-1(x2) w/ NINGBO DEYE INVERTER TECHNOLOGY CO., LTD SUN-5K-SG04LP1-AU | 8.192 |  |  | Techplus Control System | GRE-U-P4880-1 | 2 | NINGBO DEYE INVERTER TECHNOLOGY CO., LTD | SUN-5K-SG04LP1-AU | GREENTEK |  | Yes |  | 2025-08-15
2023-03-07 | HBS5100 | Techplus Control System GRE-U-P4880-1(x3) w/ NINGBO DEYE INVERTER TECHNOLOGY CO., LTD SUN-5K-SG04LP1-AU | 12.288 |  |  | Techplus Control System | GRE-U-P4880-1 | 3 | NINGBO DEYE INVERTER TECHNOLOGY CO., LTD | SUN-5K-SG04LP1-AU | GREENTEK |  | Yes |  | 2025-08-15
2023-03-07 | HBS5101 | Techplus Control System GRE-U-P4880-1(x4) w/ NINGBO DEYE INVERTER TECHNOLOGY CO., LTD SUN-5K-SG04LP1-AU | 16.384 |  |  | Techplus Control System | GRE-U-P4880-1 | 4 | NINGBO DEYE INVERTER TECHNOLOGY CO., LTD | SUN-5K-SG04LP1-AU | GREENTEK |  | Yes |  | 2025-08-15
2023-03-07 | HBS5102 | Techplus Control System GRE-U-P4880-1(x5) w/ NINGBO DEYE INVERTER TECHNOLOGY CO., LTD SUN-5K-SG04LP1-AU | 20.48 |  |  | Techplus Control System | GRE-U-P4880-1 | 5 | NINGBO DEYE INVERTER TECHNOLOGY CO., LTD | SUN-5K-SG04LP1-AU | GREENTEK |  | Yes |  | 2025-08-15
2023-03-07 | HBS5103 | Techplus Control System GRE-U-P4880-1(x6) w/ NINGBO DEYE INVERTER TECHNOLOGY CO., LTD SUN-5K-SG04LP1-AU | 24.576 |  |  | Techplus Control System | GRE-U-P4880-1 | 6 | NINGBO DEYE INVERTER TECHNOLOGY CO., LTD | SUN-5K-SG04LP1-AU | GREENTEK |  | Yes |  | 2025-08-15
2023-03-07 | HBS5104 | Techplus Control System GRE-U-P4880-1(x7) w/ NINGBO DEYE INVERTER TECHNOLOGY CO., LTD SUN-5K-SG04LP1-AU | 28.672 |  |  | Techplus Control System | GRE-U-P4880-1 | 7 | NINGBO DEYE INVERTER TECHNOLOGY CO., LTD | SUN-5K-SG04LP1-AU | GREENTEK |  | Yes |  | 2025-08-15
2023-03-07 | HBS5105 | Techplus Control System GRE-U-P4880-1(x8) w/ NINGBO DEYE INVERTER TECHNOLOGY CO., LTD SUN-5K-SG04LP1-AU | 32.768 |  |  | Techplus Control System | GRE-U-P4880-1 | 8 | NINGBO DEYE INVERTER TECHNOLOGY CO., LTD | SUN-5K-SG04LP1-AU | GREENTEK |  | Yes |  | 2025-08-15
2023-03-07 | HBS5107 | Techplus Control System GRE-U-P4880-1(x2) w/ NINGBO DEYE INVERTER TECHNOLOGY CO., LTD SUN-6K-SG04LP1-AU | 8.192 |  |  | Techplus Control System | GRE-U-P4880-1 | 2 | NINGBO DEYE INVERTER TECHNOLOGY CO., LTD | SUN-6K-SG04LP1-AU | GREENTEK |  | Yes |  | 2025-08-15
2023-03-07 | HBS5108 | Techplus Control System GRE-U-P4880-1(x3) w/ NINGBO DEYE INVERTER TECHNOLOGY CO., LTD SUN-6K-SG04LP1-AU | 12.288 |  |  | Techplus Control System | GRE-U-P4880-1 | 3 | NINGBO DEYE INVERTER TECHNOLOGY CO., LTD | SUN-6K-SG04LP1-AU | GREENTEK |  | Yes |  | 2025-08-15
2023-03-07 | HBS5109 | Techplus Control System GRE-U-P4880-1(x4) w/ NINGBO DEYE INVERTER TECHNOLOGY CO., LTD SUN-6K-SG04LP1-AU | 16.384 |  |  | Techplus Control System | GRE-U-P4880-1 | 4 | NINGBO DEYE INVERTER TECHNOLOGY CO., LTD | SUN-6K-SG04LP1-AU | GREENTEK |  | Yes |  | 2025-08-15
2023-03-07 | HBS5110 | Techplus Control System GRE-U-P4880-1(x5) w/ NINGBO DEYE INVERTER TECHNOLOGY CO., LTD SUN-6K-SG04LP1-AU | 20.48 |  |  | Techplus Control System | GRE-U-P4880-1 | 5 | NINGBO DEYE INVERTER TECHNOLOGY CO., LTD | SUN-6K-SG04LP1-AU | GREENTEK |  | Yes |  | 2025-08-15
2023-03-07 | HBS5111 | Techplus Control System GRE-U-P4880-1(x6) w/ NINGBO DEYE INVERTER TECHNOLOGY CO., LTD SUN-6K-SG04LP1-AU | 24.576 |  |  | Techplus Control System | GRE-U-P4880-1 | 6 | NINGBO DEYE INVERTER TECHNOLOGY CO., LTD | SUN-6K-SG04LP1-AU | GREENTEK |  | Yes |  | 2025-08-15
2023-03-07 | HBS5112 | Techplus Control System GRE-U-P4880-1(x7) w/ NINGBO DEYE INVERTER TECHNOLOGY CO., LTD SUN-6K-SG04LP1-AU | 28.672 |  |  | Techplus Control System | GRE-U-P4880-1 | 7 | NINGBO DEYE INVERTER TECHNOLOGY CO., LTD | SUN-6K-SG04LP1-AU | GREENTEK |  | Yes |  | 2025-08-15
2023-03-07 | HBS5113 | Techplus Control System GRE-U-P4880-1(x8) w/ NINGBO DEYE INVERTER TECHNOLOGY CO., LTD SUN-6K-SG04LP1-AU | 32.768 |  |  | Techplus Control System | GRE-U-P4880-1 | 8 | NINGBO DEYE INVERTER TECHNOLOGY CO., LTD | SUN-6K-SG04LP1-AU | GREENTEK |  | Yes |  | 2025-08-15
2023-03-07 | HBS5114 | Techplus Control System GRE-U-P4880-1(x2) w/ NINGBO DEYE INVERTER TECHNOLOGY CO., LTD SUN-7.6K-SG05LP1-AU | 8.192 |  |  | Techplus Control System | GRE-U-P4880-1 | 2 | NINGBO DEYE INVERTER TECHNOLOGY CO., LTD | SUN-7.6K-SG05LP1-AU | GREENTEK |  | Yes |  | 2025-09-05
2023-03-07 | HBS5115 | Techplus Control System GRE-U-P4880-1(x3) w/ NINGBO DEYE INVERTER TECHNOLOGY CO., LTD SUN-7.6K-SG05LP1-AU | 12.288 |  |  | Techplus Control System | GRE-U-P4880-1 | 3 | NINGBO DEYE INVERTER TECHNOLOGY CO., LTD | SUN-7.6K-SG05LP1-AU | GREENTEK |  | Yes |  | 2025-09-05
2023-03-07 | HBS5116 | Techplus Control System GRE-U-P4880-1(x4) w/ NINGBO DEYE INVERTER TECHNOLOGY CO., LTD SUN-7.6K-SG05LP1-AU | 16.384 |  |  | Techplus Control System | GRE-U-P4880-1 | 4 | NINGBO DEYE INVERTER TECHNOLOGY CO., LTD | SUN-7.6K-SG05LP1-AU | GREENTEK |  | Yes |  | 2025-09-05
2023-03-07 | HBS5117 | Techplus Control System GRE-U-P4880-1(x5) w/ NINGBO DEYE INVERTER TECHNOLOGY CO., LTD SUN-7.6K-SG05LP1-AU | 20.48 |  |  | Techplus Control System | GRE-U-P4880-1 | 5 | NINGBO DEYE INVERTER TECHNOLOGY CO., LTD | SUN-7.6K-SG05LP1-AU | GREENTEK |  | Yes |  | 2025-09-05
2023-03-07 | HBS5118 | Techplus Control System GRE-U-P4880-1(x6) w/ NINGBO DEYE INVERTER TECHNOLOGY CO., LTD SUN-7.6K-SG05LP1-AU | 24.576 |  |  | Techplus Control System | GRE-U-P4880-1 | 6 | NINGBO DEYE INVERTER TECHNOLOGY CO., LTD | SUN-7.6K-SG05LP1-AU | GREENTEK |  | Yes |  | 2025-09-05
2023-03-07 | HBS5119 | Techplus Control System GRE-U-P4880-1(x7) w/ NINGBO DEYE INVERTER TECHNOLOGY CO., LTD SUN-7.6K-SG05LP1-AU | 28.672 |  |  | Techplus Control System | GRE-U-P4880-1 | 7 | NINGBO DEYE INVERTER TECHNOLOGY CO., LTD | SUN-7.6K-SG05LP1-AU | GREENTEK |  | Yes |  | 2025-09-05
2023-03-07 | HBS5120 | Techplus Control System GRE-U-P4880-1(x8) w/ NINGBO DEYE INVERTER TECHNOLOGY CO., LTD SUN-7.6K-SG05LP1-AU | 32.768 |  |  | Techplus Control System | GRE-U-P4880-1 | 8 | NINGBO DEYE INVERTER TECHNOLOGY CO., LTD | SUN-7.6K-SG05LP1-AU | GREENTEK |  | Yes |  | 2025-09-05
2023-03-07 | HBS5121 | Techplus Control System GRE-U-P4880-1(x2) w/ NINGBO DEYE INVERTER TECHNOLOGY CO., LTD SUN-8K-SG05LP1-AU | 8.192 |  |  | Techplus Control System | GRE-U-P4880-1 | 2 | NINGBO DEYE INVERTER TECHNOLOGY CO., LTD | SUN-8K-SG05LP1-AU | GREENTEK |  | Yes |  | 2025-09-05
2023-03-07 | HBS5123 | Techplus Control System GRE-U-P4880-1(x2) w/ NINGBO DEYE INVERTER TECHNOLOGY CO., LTD SUN-5K-SG04LP3-AU | 8.192 |  |  | Techplus Control System | GRE-U-P4880-1 | 2 | NINGBO DEYE INVERTER TECHNOLOGY CO., LTD | SUN-5K-SG04LP3-AU | GREENTEK |  | Yes |  | 2025-04-20
2023-03-07 | HBS5124 | Techplus Control System GRE-U-P4880-1(x3) w/ NINGBO DEYE INVERTER TECHNOLOGY CO., LTD SUN-5K-SG04LP3-AU | 12.288 |  |  | Techplus Control System | GRE-U-P4880-1 | 3 | NINGBO DEYE INVERTER TECHNOLOGY CO., LTD | SUN-5K-SG04LP3-AU | GREENTEK |  | Yes |  | 2025-04-20
2023-03-07 | HBS5125 | Techplus Control System GRE-U-P4880-1(x4) w/ NINGBO DEYE INVERTER TECHNOLOGY CO., LTD SUN-5K-SG04LP3-AU | 16.384 |  |  | Techplus Control System | GRE-U-P4880-1 | 4 | NINGBO DEYE INVERTER TECHNOLOGY CO., LTD | SUN-5K-SG04LP3-AU | GREENTEK |  | Yes |  | 2025-04-20
2023-03-07 | HBS5126 | Techplus Control System GRE-U-P4880-1(x5) w/ NINGBO DEYE INVERTER TECHNOLOGY CO., LTD SUN-5K-SG04LP3-AU | 20.48 |  |  | Techplus Control System | GRE-U-P4880-1 | 5 | NINGBO DEYE INVERTER TECHNOLOGY CO., LTD | SUN-5K-SG04LP3-AU | GREENTEK |  | Yes |  | 2025-04-20
2023-03-07 | HBS5127 | Techplus Control System GRE-U-P4880-1(x6) w/ NINGBO DEYE INVERTER TECHNOLOGY CO., LTD SUN-5K-SG04LP3-AU | 24.576 |  |  | Techplus Control System | GRE-U-P4880-1 | 6 | NINGBO DEYE INVERTER TECHNOLOGY CO., LTD | SUN-5K-SG04LP3-AU | GREENTEK |  | Yes |  | 2025-04-20
2023-03-07 | HBS5128 | Techplus Control System GRE-U-P4880-1(x7) w/ NINGBO DEYE INVERTER TECHNOLOGY CO., LTD SUN-5K-SG04LP3-AU | 28.672 |  |  | Techplus Control System | GRE-U-P4880-1 | 7 | NINGBO DEYE INVERTER TECHNOLOGY CO., LTD | SUN-5K-SG04LP3-AU | GREENTEK |  | Yes |  | 2025-04-20
2023-03-07 | HBS5129 | Techplus Control System GRE-U-P4880-1(x8) w/ NINGBO DEYE INVERTER TECHNOLOGY CO., LTD SUN-5K-SG04LP3-AU | 32.768 |  |  | Techplus Control System | GRE-U-P4880-1 | 8 | NINGBO DEYE INVERTER TECHNOLOGY CO., LTD | SUN-5K-SG04LP3-AU | GREENTEK |  | Yes |  | 2025-04-20
2023-03-07 | HBS5131 | Techplus Control System GRE-U-P4880-1(x2) w/ NINGBO DEYE INVERTER TECHNOLOGY CO., LTD SUN-6K-SG04LP3-AU | 8.192 |  |  | Techplus Control System | GRE-U-P4880-1 | 2 | NINGBO DEYE INVERTER TECHNOLOGY CO., LTD | SUN-6K-SG04LP3-AU | GREENTEK |  | Yes |  | 2025-04-20
2023-03-07 | HBS5132 | Techplus Control System GRE-U-P4880-1(x3) w/ NINGBO DEYE INVERTER TECHNOLOGY CO., LTD SUN-6K-SG04LP3-AU | 12.288 |  |  | Techplus Control System | GRE-U-P4880-1 | 3 | NINGBO DEYE INVERTER TECHNOLOGY CO., LTD | SUN-6K-SG04LP3-AU | GREENTEK |  | Yes |  | 2025-04-20
2023-03-07 | HBS5133 | Techplus Control System GRE-U-P4880-1(x4) w/ NINGBO DEYE INVERTER TECHNOLOGY CO., LTD SUN-6K-SG04LP3-AU | 16.384 |  |  | Techplus Control System | GRE-U-P4880-1 | 4 | NINGBO DEYE INVERTER TECHNOLOGY CO., LTD | SUN-6K-SG04LP3-AU | GREENTEK |  | Yes |  | 2025-04-20
2023-03-07 | HBS5134 | Techplus Control System GRE-U-P4880-1(x5) w/ NINGBO DEYE INVERTER TECHNOLOGY CO., LTD SUN-6K-SG04LP3-AU | 20.48 |  |  | Techplus Control System | GRE-U-P4880-1 | 5 | NINGBO DEYE INVERTER TECHNOLOGY CO., LTD | SUN-6K-SG04LP3-AU | GREENTEK |  | Yes |  | 2025-04-20
2023-03-07 | HBS5135 | Techplus Control System GRE-U-P4880-1(x6) w/ NINGBO DEYE INVERTER TECHNOLOGY CO., LTD SUN-6K-SG04LP3-AU | 24.576 |  |  | Techplus Control System | GRE-U-P4880-1 | 6 | NINGBO DEYE INVERTER TECHNOLOGY CO., LTD | SUN-6K-SG04LP3-AU | GREENTEK |  | Yes |  | 2025-04-20
2023-03-07 | HBS5136 | Techplus Control System GRE-U-P4880-1(x7) w/ NINGBO DEYE INVERTER TECHNOLOGY CO., LTD SUN-6K-SG04LP3-AU | 28.672 |  |  | Techplus Control System | GRE-U-P4880-1 | 7 | NINGBO DEYE INVERTER TECHNOLOGY CO., LTD | SUN-6K-SG04LP3-AU | GREENTEK |  | Yes |  | 2025-04-20
2023-03-07 | HBS5137 | Techplus Control System GRE-U-P4880-1(x8) w/ NINGBO DEYE INVERTER TECHNOLOGY CO., LTD SUN-6K-SG04LP3-AU | 32.768 |  |  | Techplus Control System | GRE-U-P4880-1 | 8 | NINGBO DEYE INVERTER TECHNOLOGY CO., LTD | SUN-6K-SG04LP3-AU | GREENTEK |  | Yes |  | 2025-04-20
2023-03-07 | HBS5138 | Techplus Control System GRE-U-P4880-1(x2) w/ NINGBO DEYE INVERTER TECHNOLOGY CO., LTD SUN-8K-SG04LP3-AU | 8.192 |  |  | Techplus Control System | GRE-U-P4880-1 | 2 | NINGBO DEYE INVERTER TECHNOLOGY CO., LTD | SUN-8K-SG04LP3-AU | GREENTEK |  | Yes |  | 2025-04-20
2023-03-07 | HBS5139 | Techplus Control System GRE-U-P4880-1(x3) w/ NINGBO DEYE INVERTER TECHNOLOGY CO., LTD SUN-8K-SG04LP3-AU | 12.288 |  |  | Techplus Control System | GRE-U-P4880-1 | 3 | NINGBO DEYE INVERTER TECHNOLOGY CO., LTD | SUN-8K-SG04LP3-AU | GREENTEK |  | Yes |  | 2025-04-20
2023-03-07 | HBS5140 | Techplus Control System GRE-U-P4880-1(x4) w/ NINGBO DEYE INVERTER TECHNOLOGY CO., LTD SUN-8K-SG04LP3-AU | 16.384 |  |  | Techplus Control System | GRE-U-P4880-1 | 4 | NINGBO DEYE INVERTER TECHNOLOGY CO., LTD | SUN-8K-SG04LP3-AU | GREENTEK |  | Yes |  | 2025-04-20
2023-03-07 | HBS5141 | Techplus Control System GRE-U-P4880-1(x5) w/ NINGBO DEYE INVERTER TECHNOLOGY CO., LTD SUN-8K-SG04LP3-AU | 20.48 |  |  | Techplus Control System | GRE-U-P4880-1 | 5 | NINGBO DEYE INVERTER TECHNOLOGY CO., LTD | SUN-8K-SG04LP3-AU | GREENTEK |  | Yes |  | 2025-04-20
2023-03-07 | HBS5142 | Techplus Control System GRE-U-P4880-1(x6) w/ NINGBO DEYE INVERTER TECHNOLOGY CO., LTD SUN-8K-SG04LP3-AU | 24.576 |  |  | Techplus Control System | GRE-U-P4880-1 | 6 | NINGBO DEYE INVERTER TECHNOLOGY CO., LTD | SUN-8K-SG04LP3-AU | GREENTEK |  | Yes |  | 2025-04-20
2023-03-07 | HBS5143 | Techplus Control System GRE-U-P4880-1(x7) w/ NINGBO DEYE INVERTER TECHNOLOGY CO., LTD SUN-8K-SG04LP3-AU | 28.672 |  |  | Techplus Control System | GRE-U-P4880-1 | 7 | NINGBO DEYE INVERTER TECHNOLOGY CO., LTD | SUN-8K-SG04LP3-AU | GREENTEK |  | Yes |  | 2025-04-20
2023-03-07 | HBS5144 | Techplus Control System GRE-U-P4880-1(x8) w/ NINGBO DEYE INVERTER TECHNOLOGY CO., LTD SUN-8K-SG04LP3-AU | 32.768 |  |  | Techplus Control System | GRE-U-P4880-1 | 8 | NINGBO DEYE INVERTER TECHNOLOGY CO., LTD | SUN-8K-SG04LP3-AU | GREENTEK |  | Yes |  | 2025-04-20
2023-03-07 | HBS5145 | Techplus Control System GRE-U-P4880-1(x2) w/ NINGBO DEYE INVERTER TECHNOLOGY CO., LTD SUN-10K-SG04LP3-AU | 8.192 |  |  | Techplus Control System | GRE-U-P4880-1 | 2 | NINGBO DEYE INVERTER TECHNOLOGY CO., LTD | SUN-10K-SG04LP3-AU | GREENTEK |  | Yes |  | 2025-04-20
2023-03-07 | HBS5146 | Techplus Control System GRE-U-P4880-1(x3) w/ NINGBO DEYE INVERTER TECHNOLOGY CO., LTD SUN-10K-SG04LP3-AU | 12.288 |  |  | Techplus Control System | GRE-U-P4880-1 | 3 | NINGBO DEYE INVERTER TECHNOLOGY CO., LTD | SUN-10K-SG04LP3-AU | GREENTEK |  | Yes |  | 2025-04-20
2023-03-07 | HBS5147 | Techplus Control System GRE-U-P4880-1(x4) w/ NINGBO DEYE INVERTER TECHNOLOGY CO., LTD SUN-10K-SG04LP3-AU | 16.384 |  |  | Techplus Control System | GRE-U-P4880-1 | 4 | NINGBO DEYE INVERTER TECHNOLOGY CO., LTD | SUN-10K-SG04LP3-AU | GREENTEK |  | Yes |  | 2025-04-20
2023-03-07 | HBS5148 | Techplus Control System GRE-U-P4880-1(x5) w/ NINGBO DEYE INVERTER TECHNOLOGY CO., LTD SUN-10K-SG04LP3-AU | 20.48 |  |  | Techplus Control System | GRE-U-P4880-1 | 5 | NINGBO DEYE INVERTER TECHNOLOGY CO., LTD | SUN-10K-SG04LP3-AU | GREENTEK |  | Yes |  | 2025-04-20
2023-03-07 | HBS5149 | Techplus Control System GRE-U-P4880-1(x6) w/ NINGBO DEYE INVERTER TECHNOLOGY CO., LTD SUN-10K-SG04LP3-AU | 24.576 |  |  | Techplus Control System | GRE-U-P4880-1 | 6 | NINGBO DEYE INVERTER TECHNOLOGY CO., LTD | SUN-10K-SG04LP3-AU | GREENTEK |  | Yes |  | 2025-04-20
2023-03-07 | HBS5150 | Techplus Control System GRE-U-P4880-1(x7) w/ NINGBO DEYE INVERTER TECHNOLOGY CO., LTD SUN-10K-SG04LP3-AU | 28.672 |  |  | Techplus Control System | GRE-U-P4880-1 | 7 | NINGBO DEYE INVERTER TECHNOLOGY CO., LTD | SUN-10K-SG04LP3-AU | GREENTEK |  | Yes |  | 2025-04-20
2023-03-07 | HBS5151 | Techplus Control System GRE-U-P4880-1(x8) w/ NINGBO DEYE INVERTER TECHNOLOGY CO., LTD SUN-10K-SG04LP3-AU | 32.768 |  |  | Techplus Control System | GRE-U-P4880-1 | 8 | NINGBO DEYE INVERTER TECHNOLOGY CO., LTD | SUN-10K-SG04LP3-AU | GREENTEK |  | Yes |  | 2025-04-20
2023-03-07 | HBS5152 | Techplus Control System GRE-U-P4880-1(x2) w/ NINGBO DEYE INVERTER TECHNOLOGY CO., LTD SUN-12K-SG04LP3-AU | 8.192 |  |  | Techplus Control System | GRE-U-P4880-1 | 2 | NINGBO DEYE INVERTER TECHNOLOGY CO., LTD | SUN-12K-SG04LP3-AU | GREENTEK |  | Yes |  | 2025-04-20
2023-03-07 | HBS5153 | Techplus Control System GRE-U-P4880-1(x3) w/ NINGBO DEYE INVERTER TECHNOLOGY CO., LTD SUN-12K-SG04LP3-AU | 12.288 |  |  | Techplus Control System | GRE-U-P4880-1 | 3 | NINGBO DEYE INVERTER TECHNOLOGY CO., LTD | SUN-12K-SG04LP3-AU | GREENTEK |  | Yes |  | 2025-04-20
2023-03-07 | HBS5154 | Techplus Control System GRE-U-P4880-1(x4) w/ NINGBO DEYE INVERTER TECHNOLOGY CO., LTD SUN-12K-SG04LP3-AU | 16.384 |  |  | Techplus Control System | GRE-U-P4880-1 | 4 | NINGBO DEYE INVERTER TECHNOLOGY CO., LTD | SUN-12K-SG04LP3-AU | GREENTEK |  | Yes |  | 2025-04-20
2023-03-07 | HBS5155 | Techplus Control System GRE-U-P4880-1(x5) w/ NINGBO DEYE INVERTER TECHNOLOGY CO., LTD SUN-12K-SG04LP3-AU | 20.48 |  |  | Techplus Control System | GRE-U-P4880-1 | 5 | NINGBO DEYE INVERTER TECHNOLOGY CO., LTD | SUN-12K-SG04LP3-AU | GREENTEK |  | Yes |  | 2025-04-20
2023-03-07 | HBS5156 | Techplus Control System GRE-U-P4880-1(x6) w/ NINGBO DEYE INVERTER TECHNOLOGY CO., LTD SUN-12K-SG04LP3-AU | 24.576 |  |  | Techplus Control System | GRE-U-P4880-1 | 6 | NINGBO DEYE INVERTER TECHNOLOGY CO., LTD | SUN-12K-SG04LP3-AU | GREENTEK |  | Yes |  | 2025-04-20
2023-03-07 | HBS5157 | Techplus Control System GRE-U-P4880-1(x7) w/ NINGBO DEYE INVERTER TECHNOLOGY CO., LTD SUN-12K-SG04LP3-AU | 28.672 |  |  | Techplus Control System | GRE-U-P4880-1 | 7 | NINGBO DEYE INVERTER TECHNOLOGY CO., LTD | SUN-12K-SG04LP3-AU | GREENTEK |  | Yes |  | 2025-04-20
2023-03-07 | HBS5158 | Techplus Control System GRE-U-P4880-1(x8) w/ NINGBO DEYE INVERTER TECHNOLOGY CO., LTD SUN-12K-SG04LP3-AU | 32.768 |  |  | Techplus Control System | GRE-U-P4880-1 | 8 | NINGBO DEYE INVERTER TECHNOLOGY CO., LTD | SUN-12K-SG04LP3-AU | GREENTEK |  | Yes |  | 2025-04-20
2023-03-07 | HBS5160 | Techplus Control System GRE-U-P4880-1(x2) w/ ShenZhen Lux Power Technology Co Ltd LXP-3KHybrid-NS | 8.192 |  |  | Techplus Control System | GRE-U-P4880-1 | 2 | ShenZhen Lux Power Technology Co Ltd | LXP-3KHybrid-NS | GREENTEK |  | Yes |  | 2025-09-01
2023-03-07 | HBS5161 | Techplus Control System GRE-U-P4880-1(x3) w/ ShenZhen Lux Power Technology Co Ltd LXP-3KHybrid-NS | 12.288 |  |  | Techplus Control System | GRE-U-P4880-1 | 3 | ShenZhen Lux Power Technology Co Ltd | LXP-3KHybrid-NS | GREENTEK |  | Yes |  | 2025-09-01
2023-03-07 | HBS5162 | Techplus Control System GRE-U-P4880-1(x4) w/ ShenZhen Lux Power Technology Co Ltd LXP-3KHybrid-NS | 16.384 |  |  | Techplus Control System | GRE-U-P4880-1 | 4 | ShenZhen Lux Power Technology Co Ltd | LXP-3KHybrid-NS | GREENTEK |  | Yes |  | 2025-09-01
2023-03-07 | HBS5163 | Techplus Control System GRE-U-P4880-1(x5) w/ ShenZhen Lux Power Technology Co Ltd LXP-3KHybrid-NS | 20.48 |  |  | Techplus Control System | GRE-U-P4880-1 | 5 | ShenZhen Lux Power Technology Co Ltd | LXP-3KHybrid-NS | GREENTEK |  | Yes |  | 2025-09-01
2023-03-07 | HBS5164 | Techplus Control System GRE-U-P4880-1(x6) w/ ShenZhen Lux Power Technology Co Ltd LXP-3KHybrid-NS | 24.576 |  |  | Techplus Control System | GRE-U-P4880-1 | 6 | ShenZhen Lux Power Technology Co Ltd | LXP-3KHybrid-NS | GREENTEK |  | Yes |  | 2025-09-01
2023-03-07 | HBS5165 | Techplus Control System GRE-U-P4880-1(x7) w/ ShenZhen Lux Power Technology Co Ltd LXP-3KHybrid-NS | 28.672 |  |  | Techplus Control System | GRE-U-P4880-1 | 7 | ShenZhen Lux Power Technology Co Ltd | LXP-3KHybrid-NS | GREENTEK |  | Yes |  | 2025-09-01
2023-03-07 | HBS5166 | Techplus Control System GRE-U-P4880-1(x8) w/ ShenZhen Lux Power Technology Co Ltd LXP-3KHybrid-NS | 32.768 |  |  | Techplus Control System | GRE-U-P4880-1 | 8 | ShenZhen Lux Power Technology Co Ltd | LXP-3KHybrid-NS | GREENTEK |  | Yes |  | 2025-09-01
2023-03-07 | HBS5168 | Techplus Control System GRE-U-P4880-1(x2) w/ ShenZhen Lux Power Technology Co Ltd LXP-4KHybrid-NS | 8.192 |  |  | Techplus Control System | GRE-U-P4880-1 | 2 | ShenZhen Lux Power Technology Co Ltd | LXP-4KHybrid-NS | GREENTEK |  | Yes |  | 2025-09-01
2023-03-07 | HBS5169 | Techplus Control System GRE-U-P4880-1(x3) w/ ShenZhen Lux Power Technology Co Ltd LXP-4KHybrid-NS | 12.288 |  |  | Techplus Control System | GRE-U-P4880-1 | 3 | ShenZhen Lux Power Technology Co Ltd | LXP-4KHybrid-NS | GREENTEK |  | Yes |  | 2025-09-01
2023-03-07 | HBS5170 | Techplus Control System GRE-U-P4880-1(x4) w/ ShenZhen Lux Power Technology Co Ltd LXP-4KHybrid-NS | 16.384 |  |  | Techplus Control System | GRE-U-P4880-1 | 4 | ShenZhen Lux Power Technology Co Ltd | LXP-4KHybrid-NS | GREENTEK |  | Yes |  | 2025-09-01
2023-03-07 | HBS5171 | Techplus Control System GRE-U-P4880-1(x5) w/ ShenZhen Lux Power Technology Co Ltd LXP-4KHybrid-NS | 20.48 |  |  | Techplus Control System | GRE-U-P4880-1 | 5 | ShenZhen Lux Power Technology Co Ltd | LXP-4KHybrid-NS | GREENTEK |  | Yes |  | 2025-09-01
2023-03-07 | HBS5172 | Techplus Control System GRE-U-P4880-1(x6) w/ ShenZhen Lux Power Technology Co Ltd LXP-4KHybrid-NS | 24.576 |  |  | Techplus Control System | GRE-U-P4880-1 | 6 | ShenZhen Lux Power Technology Co Ltd | LXP-4KHybrid-NS | GREENTEK |  | Yes |  | 2025-09-01
2023-03-07 | HBS5173 | Techplus Control System GRE-U-P4880-1(x7) w/ ShenZhen Lux Power Technology Co Ltd LXP-4KHybrid-NS | 28.672 |  |  | Techplus Control System | GRE-U-P4880-1 | 7 | ShenZhen Lux Power Technology Co Ltd | LXP-4KHybrid-NS | GREENTEK |  | Yes |  | 2025-09-01
2023-03-07 | HBS5174 | Techplus Control System GRE-U-P4880-1(x8) w/ ShenZhen Lux Power Technology Co Ltd LXP-4KHybrid-NS | 32.768 |  |  | Techplus Control System | GRE-U-P4880-1 | 8 | ShenZhen Lux Power Technology Co Ltd | LXP-4KHybrid-NS | GREENTEK |  | Yes |  | 2025-09-01
2023-03-07 | HBS5176 | Techplus Control System GRE-U-P4880-1(x2) w/ ShenZhen Lux Power Technology Co Ltd LXP-4.6KHybrid-NS | 8.192 |  |  | Techplus Control System | GRE-U-P4880-1 | 2 | ShenZhen Lux Power Technology Co Ltd | LXP-4.6KHybrid-NS | GREENTEK |  | Yes |  | 2025-09-01
2023-03-07 | HBS5177 | Techplus Control System GRE-U-P4880-1(x3) w/ ShenZhen Lux Power Technology Co Ltd LXP-4.6KHybrid-NS | 12.288 |  |  | Techplus Control System | GRE-U-P4880-1 | 3 | ShenZhen Lux Power Technology Co Ltd | LXP-4.6KHybrid-NS | GREENTEK |  | Yes |  | 2025-09-01
2023-03-07 | HBS5178 | Techplus Control System GRE-U-P4880-1(x4) w/ ShenZhen Lux Power Technology Co Ltd LXP-4.6KHybrid-NS | 16.384 |  |  | Techplus Control System | GRE-U-P4880-1 | 4 | ShenZhen Lux Power Technology Co Ltd | LXP-4.6KHybrid-NS | GREENTEK |  | Yes |  | 2025-09-01
2023-03-07 | HBS5179 | Techplus Control System GRE-U-P4880-1(x5) w/ ShenZhen Lux Power Technology Co Ltd LXP-4.6KHybrid-NS | 20.48 |  |  | Techplus Control System | GRE-U-P4880-1 | 5 | ShenZhen Lux Power Technology Co Ltd | LXP-4.6KHybrid-NS | GREENTEK |  | Yes |  | 2025-09-01
2023-03-07 | HBS5180 | Techplus Control System GRE-U-P4880-1(x6) w/ ShenZhen Lux Power Technology Co Ltd LXP-4.6KHybrid-NS | 24.576 |  |  | Techplus Control System | GRE-U-P4880-1 | 6 | ShenZhen Lux Power Technology Co Ltd | LXP-4.6KHybrid-NS | GREENTEK |  | Yes |  | 2025-09-01
2023-03-07 | HBS5181 | Techplus Control System GRE-U-P4880-1(x7) w/ ShenZhen Lux Power Technology Co Ltd LXP-4.6KHybrid-NS | 28.672 |  |  | Techplus Control System | GRE-U-P4880-1 | 7 | ShenZhen Lux Power Technology Co Ltd | LXP-4.6KHybrid-NS | GREENTEK |  | Yes |  | 2025-09-01
2023-03-07 | HBS5182 | Techplus Control System GRE-U-P4880-1(x8) w/ ShenZhen Lux Power Technology Co Ltd LXP-4.6KHybrid-NS | 32.768 |  |  | Techplus Control System | GRE-U-P4880-1 | 8 | ShenZhen Lux Power Technology Co Ltd | LXP-4.6KHybrid-NS | GREENTEK |  | Yes |  | 2025-09-01
2023-03-07 | HBS5184 | Techplus Control System GRE-U-P4880-1(x2) w/ ShenZhen Lux Power Technology Co Ltd LXP-5KHybrid-NS | 8.192 |  |  | Techplus Control System | GRE-U-P4880-1 | 2 | ShenZhen Lux Power Technology Co Ltd | LXP-5KHybrid-NS | GREENTEK |  | Yes |  | 2025-09-01
2023-03-07 | HBS5185 | Techplus Control System GRE-U-P4880-1(x3) w/ ShenZhen Lux Power Technology Co Ltd LXP-5KHybrid-NS | 12.288 |  |  | Techplus Control System | GRE-U-P4880-1 | 3 | ShenZhen Lux Power Technology Co Ltd | LXP-5KHybrid-NS | GREENTEK |  | Yes |  | 2025-09-01
2023-03-07 | HBS5186 | Techplus Control System GRE-U-P4880-1(x4) w/ ShenZhen Lux Power Technology Co Ltd LXP-5KHybrid-NS | 16.384 |  |  | Techplus Control System | GRE-U-P4880-1 | 4 | ShenZhen Lux Power Technology Co Ltd | LXP-5KHybrid-NS | GREENTEK |  | Yes |  | 2025-09-01
2023-03-07 | HBS5187 | Techplus Control System GRE-U-P4880-1(x5) w/ ShenZhen Lux Power Technology Co Ltd LXP-5KHybrid-NS | 20.48 |  |  | Techplus Control System | GRE-U-P4880-1 | 5 | ShenZhen Lux Power Technology Co Ltd | LXP-5KHybrid-NS | GREENTEK |  | Yes |  | 2025-09-01
2023-03-07 | HBS5188 | Techplus Control System GRE-U-P4880-1(x6) w/ ShenZhen Lux Power Technology Co Ltd LXP-5KHybrid-NS | 24.576 |  |  | Techplus Control System | GRE-U-P4880-1 | 6 | ShenZhen Lux Power Technology Co Ltd | LXP-5KHybrid-NS | GREENTEK |  | Yes |  | 2025-09-01
2023-03-07 | HBS5189 | Techplus Control System GRE-U-P4880-1(x7) w/ ShenZhen Lux Power Technology Co Ltd LXP-5KHybrid-NS | 28.672 |  |  | Techplus Control System | GRE-U-P4880-1 | 7 | ShenZhen Lux Power Technology Co Ltd | LXP-5KHybrid-NS | GREENTEK |  | Yes |  | 2025-09-01
2023-03-07 | HBS5190 | Techplus Control System GRE-U-P4880-1(x8) w/ ShenZhen Lux Power Technology Co Ltd LXP-5KHybrid-NS | 32.768 |  |  | Techplus Control System | GRE-U-P4880-1 | 8 | ShenZhen Lux Power Technology Co Ltd | LXP-5KHybrid-NS | GREENTEK |  | Yes |  | 2025-09-01
2023-03-07 | HBS5192 | Techplus Control System GRE-U-P4880-1(x2) w/ Selectronic Australia Pty Ltd SPMC480-AU | 8.192 |  |  | Techplus Control System | GRE-U-P4880-1 | 2 | Selectronic Australia Pty Ltd | SPMC480-AU | GREENTEK |  | Yes |  | 2025-04-08
2023-03-07 | HBS5193 | Techplus Control System GRE-U-P4880-1(x3) w/ Selectronic Australia Pty Ltd SPMC480-AU | 12.288 |  |  | Techplus Control System | GRE-U-P4880-1 | 3 | Selectronic Australia Pty Ltd | SPMC480-AU | GREENTEK |  | Yes |  | 2025-04-08
2023-03-07 | HBS5194 | Techplus Control System GRE-U-P4880-1(x4) w/ Selectronic Australia Pty Ltd SPMC480-AU | 16.384 |  |  | Techplus Control System | GRE-U-P4880-1 | 4 | Selectronic Australia Pty Ltd | SPMC480-AU | GREENTEK |  | Yes |  | 2025-04-08
2023-03-07 | HBS5195 | Techplus Control System GRE-U-P4880-1(x5) w/ Selectronic Australia Pty Ltd SPMC480-AU | 20.48 |  |  | Techplus Control System | GRE-U-P4880-1 | 5 | Selectronic Australia Pty Ltd | SPMC480-AU | GREENTEK |  | Yes |  | 2025-04-08
2023-03-07 | HBS5196 | Techplus Control System GRE-U-P4880-1(x6) w/ Selectronic Australia Pty Ltd SPMC480-AU | 24.576 |  |  | Techplus Control System | GRE-U-P4880-1 | 6 | Selectronic Australia Pty Ltd | SPMC480-AU | GREENTEK |  | Yes |  | 2025-04-08
2023-03-07 | HBS5197 | Techplus Control System GRE-U-P4880-1(x7) w/ Selectronic Australia Pty Ltd SPMC480-AU | 28.672 |  |  | Techplus Control System | GRE-U-P4880-1 | 7 | Selectronic Australia Pty Ltd | SPMC480-AU | GREENTEK |  | Yes |  | 2025-04-08
2023-03-07 | HBS5198 | Techplus Control System GRE-U-P4880-1(x8) w/ Selectronic Australia Pty Ltd SPMC480-AU | 32.768 |  |  | Techplus Control System | GRE-U-P4880-1 | 8 | Selectronic Australia Pty Ltd | SPMC480-AU | GREENTEK |  | Yes |  | 2025-04-08
2023-03-07 | HBS5200 | Techplus Control System GRE-U-P4880-1(x2) w/ Selectronic Australia Pty Ltd SPMC481-AU | 8.192 |  |  | Techplus Control System | GRE-U-P4880-1 | 2 | Selectronic Australia Pty Ltd | SPMC481-AU | GREENTEK |  | Yes |  | 2025-04-08
2023-03-07 | HBS5201 | Techplus Control System GRE-U-P4880-1(x3) w/ Selectronic Australia Pty Ltd SPMC481-AU | 12.288 |  |  | Techplus Control System | GRE-U-P4880-1 | 3 | Selectronic Australia Pty Ltd | SPMC481-AU | GREENTEK |  | Yes |  | 2025-04-08
2023-03-07 | HBS5202 | Techplus Control System GRE-U-P4880-1(x4) w/ Selectronic Australia Pty Ltd SPMC481-AU | 16.384 |  |  | Techplus Control System | GRE-U-P4880-1 | 4 | Selectronic Australia Pty Ltd | SPMC481-AU | GREENTEK |  | Yes |  | 2025-04-08
2023-03-07 | HBS5203 | Techplus Control System GRE-U-P4880-1(x5) w/ Selectronic Australia Pty Ltd SPMC481-AU | 20.48 |  |  | Techplus Control System | GRE-U-P4880-1 | 5 | Selectronic Australia Pty Ltd | SPMC481-AU | GREENTEK |  | Yes |  | 2025-04-08
2023-03-07 | HBS5204 | Techplus Control System GRE-U-P4880-1(x6) w/ Selectronic Australia Pty Ltd SPMC481-AU | 24.576 |  |  | Techplus Control System | GRE-U-P4880-1 | 6 | Selectronic Australia Pty Ltd | SPMC481-AU | GREENTEK |  | Yes |  | 2025-04-08
2023-03-07 | HBS5205 | Techplus Control System GRE-U-P4880-1(x7) w/ Selectronic Australia Pty Ltd SPMC481-AU | 28.672 |  |  | Techplus Control System | GRE-U-P4880-1 | 7 | Selectronic Australia Pty Ltd | SPMC481-AU | GREENTEK |  | Yes |  | 2025-04-08
2023-03-07 | HBS5206 | Techplus Control System GRE-U-P4880-1(x8) w/ Selectronic Australia Pty Ltd SPMC481-AU | 32.768 |  |  | Techplus Control System | GRE-U-P4880-1 | 8 | Selectronic Australia Pty Ltd | SPMC481-AU | GREENTEK |  | Yes |  | 2025-04-08
2023-03-07 | HBS5208 | Techplus Control System GRE-U-P4880-1(x2) w/ Selectronic Australia Pty Ltd SPMC482-AU | 8.192 |  |  | Techplus Control System | GRE-U-P4880-1 | 2 | Selectronic Australia Pty Ltd | SPMC482-AU | GREENTEK |  | Yes |  | 2025-04-08
2023-03-07 | HBS5209 | Techplus Control System GRE-U-P4880-1(x3) w/ Selectronic Australia Pty Ltd SPMC482-AU | 12.288 |  |  | Techplus Control System | GRE-U-P4880-1 | 3 | Selectronic Australia Pty Ltd | SPMC482-AU | GREENTEK |  | Yes |  | 2025-04-08
2023-03-07 | HBS5210 | Techplus Control System GRE-U-P4880-1(x4) w/ Selectronic Australia Pty Ltd SPMC482-AU | 16.384 |  |  | Techplus Control System | GRE-U-P4880-1 | 4 | Selectronic Australia Pty Ltd | SPMC482-AU | GREENTEK |  | Yes |  | 2025-04-08
2023-03-07 | HBS5211 | Techplus Control System GRE-U-P4880-1(x5) w/ Selectronic Australia Pty Ltd SPMC482-AU | 20.48 |  |  | Techplus Control System | GRE-U-P4880-1 | 5 | Selectronic Australia Pty Ltd | SPMC482-AU | GREENTEK |  | Yes |  | 2025-04-08
2023-03-07 | HBS5212 | Techplus Control System GRE-U-P4880-1(x6) w/ Selectronic Australia Pty Ltd SPMC482-AU | 24.576 |  |  | Techplus Control System | GRE-U-P4880-1 | 6 | Selectronic Australia Pty Ltd | SPMC482-AU | GREENTEK |  | Yes |  | 2025-04-08
2023-03-07 | HBS5213 | Techplus Control System GRE-U-P4880-1(x7) w/ Selectronic Australia Pty Ltd SPMC482-AU | 28.672 |  |  | Techplus Control System | GRE-U-P4880-1 | 7 | Selectronic Australia Pty Ltd | SPMC482-AU | GREENTEK |  | Yes |  | 2025-04-08
2023-03-07 | HBS5214 | Techplus Control System GRE-U-P4880-1(x8) w/ Selectronic Australia Pty Ltd SPMC482-AU | 32.768 |  |  | Techplus Control System | GRE-U-P4880-1 | 8 | Selectronic Australia Pty Ltd | SPMC482-AU | GREENTEK |  | Yes |  | 2025-04-08
2023-03-24 | HBS5216 | Shenzhen SOFARSOLAR Co Ltd BTS5k(x2) w/ Shenzhen SOFARSOLAR Co Ltd HYD 5KTL-3PH | 9.5 |  |  | Shenzhen SOFARSOLAR Co Ltd | BTS5k | 2 | Shenzhen SOFARSOLAR Co Ltd | HYD 5KTL-3PH | SOFAR SOLAR |  | Yes |  | 2025-06-24
2023-03-24 | HBS5217 | Shenzhen SOFARSOLAR Co Ltd BTS5k(x3) w/ Shenzhen SOFARSOLAR Co Ltd HYD 5KTL-3PH | 14.25 |  |  | Shenzhen SOFARSOLAR Co Ltd | BTS5k | 3 | Shenzhen SOFARSOLAR Co Ltd | HYD 5KTL-3PH | SOFAR SOLAR |  | Yes |  | 2025-06-24
2023-03-24 | HBS5218 | Shenzhen SOFARSOLAR Co Ltd BTS5k(x4) w/ Shenzhen SOFARSOLAR Co Ltd HYD 5KTL-3PH | 19 |  |  | Shenzhen SOFARSOLAR Co Ltd | BTS5k | 4 | Shenzhen SOFARSOLAR Co Ltd | HYD 5KTL-3PH | SOFAR SOLAR |  | Yes |  | 2025-06-24
2023-03-24 | HBS5219 | Shenzhen SOFARSOLAR Co Ltd BTS5k(x5) w/ Shenzhen SOFARSOLAR Co Ltd HYD 5KTL-3PH | 23.75 |  |  | Shenzhen SOFARSOLAR Co Ltd | BTS5k | 5 | Shenzhen SOFARSOLAR Co Ltd | HYD 5KTL-3PH | SOFAR SOLAR |  | Yes |  | 2025-06-24
2023-03-24 | HBS5220 | Shenzhen SOFARSOLAR Co Ltd BTS5k(x6) w/ Shenzhen SOFARSOLAR Co Ltd HYD 5KTL-3PH | 28.5 |  |  | Shenzhen SOFARSOLAR Co Ltd | BTS5k | 6 | Shenzhen SOFARSOLAR Co Ltd | HYD 5KTL-3PH | SOFAR SOLAR |  | Yes |  | 2025-06-24
2023-03-24 | HBS5221 | Shenzhen SOFARSOLAR Co Ltd BTS5k(x7) w/ Shenzhen SOFARSOLAR Co Ltd HYD 5KTL-3PH | 33.25 |  |  | Shenzhen SOFARSOLAR Co Ltd | BTS5k | 7 | Shenzhen SOFARSOLAR Co Ltd | HYD 5KTL-3PH | SOFAR SOLAR |  | Yes |  | 2025-06-24
2023-03-24 | HBS5222 | Shenzhen SOFARSOLAR Co Ltd BTS5k(x8) w/ Shenzhen SOFARSOLAR Co Ltd HYD 5KTL-3PH | 38 |  |  | Shenzhen SOFARSOLAR Co Ltd | BTS5k | 8 | Shenzhen SOFARSOLAR Co Ltd | HYD 5KTL-3PH | SOFAR SOLAR |  | Yes |  | 2025-06-24
2023-03-24 | HBS5224 | Shenzhen SOFARSOLAR Co Ltd BTS5k(x2) w/ Shenzhen SOFARSOLAR Co Ltd HYD 6KTL-3PH | 9.5 |  |  | Shenzhen SOFARSOLAR Co Ltd | BTS5k | 2 | Shenzhen SOFARSOLAR Co Ltd | HYD 6KTL-3PH | SOFAR SOLAR |  | Yes |  | 2025-06-24
2023-03-24 | HBS5225 | Shenzhen SOFARSOLAR Co Ltd BTS5k(x3) w/ Shenzhen SOFARSOLAR Co Ltd HYD 6KTL-3PH | 14.25 |  |  | Shenzhen SOFARSOLAR Co Ltd | BTS5k | 3 | Shenzhen SOFARSOLAR Co Ltd | HYD 6KTL-3PH | SOFAR SOLAR |  | Yes |  | 2025-06-24
2023-03-24 | HBS5226 | Shenzhen SOFARSOLAR Co Ltd BTS5k(x4) w/ Shenzhen SOFARSOLAR Co Ltd HYD 6KTL-3PH | 19 |  |  | Shenzhen SOFARSOLAR Co Ltd | BTS5k | 4 | Shenzhen SOFARSOLAR Co Ltd | HYD 6KTL-3PH | SOFAR SOLAR |  | Yes |  | 2025-06-24
2023-03-24 | HBS5227 | Shenzhen SOFARSOLAR Co Ltd BTS5k(x5) w/ Shenzhen SOFARSOLAR Co Ltd HYD 6KTL-3PH | 23.75 |  |  | Shenzhen SOFARSOLAR Co Ltd | BTS5k | 5 | Shenzhen SOFARSOLAR Co Ltd | HYD 6KTL-3PH | SOFAR SOLAR |  | Yes |  | 2025-06-24
2023-03-24 | HBS5228 | Shenzhen SOFARSOLAR Co Ltd BTS5k(x6) w/ Shenzhen SOFARSOLAR Co Ltd HYD 6KTL-3PH | 28.5 |  |  | Shenzhen SOFARSOLAR Co Ltd | BTS5k | 6 | Shenzhen SOFARSOLAR Co Ltd | HYD 6KTL-3PH | SOFAR SOLAR |  | Yes |  | 2025-06-24
2023-03-24 | HBS5229 | Shenzhen SOFARSOLAR Co Ltd BTS5k(x7) w/ Shenzhen SOFARSOLAR Co Ltd HYD 6KTL-3PH | 33.25 |  |  | Shenzhen SOFARSOLAR Co Ltd | BTS5k | 7 | Shenzhen SOFARSOLAR Co Ltd | HYD 6KTL-3PH | SOFAR SOLAR |  | Yes |  | 2025-06-24
2023-03-24 | HBS5230 | Shenzhen SOFARSOLAR Co Ltd BTS5k(x8) w/ Shenzhen SOFARSOLAR Co Ltd HYD 6KTL-3PH | 38 |  |  | Shenzhen SOFARSOLAR Co Ltd | BTS5k | 8 | Shenzhen SOFARSOLAR Co Ltd | HYD 6KTL-3PH | SOFAR SOLAR |  | Yes |  | 2025-06-24
2023-03-24 | HBS5232 | Shenzhen SOFARSOLAR Co Ltd BTS5k(x2) w/ Shenzhen SOFARSOLAR Co Ltd HYD 8KTL-3PH | 9.5 |  |  | Shenzhen SOFARSOLAR Co Ltd | BTS5k | 2 | Shenzhen SOFARSOLAR Co Ltd | HYD 8KTL-3PH | SOFAR SOLAR |  | Yes |  | 2025-06-24
2023-03-24 | HBS5233 | Shenzhen SOFARSOLAR Co Ltd BTS5k(x3) w/ Shenzhen SOFARSOLAR Co Ltd HYD 8KTL-3PH | 14.25 |  |  | Shenzhen SOFARSOLAR Co Ltd | BTS5k | 3 | Shenzhen SOFARSOLAR Co Ltd | HYD 8KTL-3PH | SOFAR SOLAR |  | Yes |  | 2025-06-24
2023-03-24 | HBS5234 | Shenzhen SOFARSOLAR Co Ltd BTS5k(x4) w/ Shenzhen SOFARSOLAR Co Ltd HYD 8KTL-3PH | 19 |  |  | Shenzhen SOFARSOLAR Co Ltd | BTS5k | 4 | Shenzhen SOFARSOLAR Co Ltd | HYD 8KTL-3PH | SOFAR SOLAR |  | Yes |  | 2025-06-24
2023-03-24 | HBS5235 | Shenzhen SOFARSOLAR Co Ltd BTS5k(x5) w/ Shenzhen SOFARSOLAR Co Ltd HYD 8KTL-3PH | 23.75 |  |  | Shenzhen SOFARSOLAR Co Ltd | BTS5k | 5 | Shenzhen SOFARSOLAR Co Ltd | HYD 8KTL-3PH | SOFAR SOLAR |  | Yes |  | 2025-06-24
2023-03-24 | HBS5236 | Shenzhen SOFARSOLAR Co Ltd BTS5k(x6) w/ Shenzhen SOFARSOLAR Co Ltd HYD 8KTL-3PH | 28.5 |  |  | Shenzhen SOFARSOLAR Co Ltd | BTS5k | 6 | Shenzhen SOFARSOLAR Co Ltd | HYD 8KTL-3PH | SOFAR SOLAR |  | Yes |  | 2025-06-24
2023-03-24 | HBS5237 | Shenzhen SOFARSOLAR Co Ltd BTS5k(x7) w/ Shenzhen SOFARSOLAR Co Ltd HYD 8KTL-3PH | 33.25 |  |  | Shenzhen SOFARSOLAR Co Ltd | BTS5k | 7 | Shenzhen SOFARSOLAR Co Ltd | HYD 8KTL-3PH | SOFAR SOLAR |  | Yes |  | 2025-06-24
2023-03-24 | HBS5238 | Shenzhen SOFARSOLAR Co Ltd BTS5k(x8) w/ Shenzhen SOFARSOLAR Co Ltd HYD 8KTL-3PH | 38 |  |  | Shenzhen SOFARSOLAR Co Ltd | BTS5k | 8 | Shenzhen SOFARSOLAR Co Ltd | HYD 8KTL-3PH | SOFAR SOLAR |  | Yes |  | 2025-06-24
2023-03-24 | HBS5240 | Shenzhen SOFARSOLAR Co Ltd BTS5k(x2) w/ Shenzhen SOFARSOLAR Co Ltd HYD 10KTL-3PH | 9.5 |  |  | Shenzhen SOFARSOLAR Co Ltd | BTS5k | 2 | Shenzhen SOFARSOLAR Co Ltd | HYD 10KTL-3PH | SOFAR SOLAR |  | Yes |  | 2025-06-24
2023-03-24 | HBS5241 | Shenzhen SOFARSOLAR Co Ltd BTS5k(x3) w/ Shenzhen SOFARSOLAR Co Ltd HYD 10KTL-3PH | 14.25 |  |  | Shenzhen SOFARSOLAR Co Ltd | BTS5k | 3 | Shenzhen SOFARSOLAR Co Ltd | HYD 10KTL-3PH | SOFAR SOLAR |  | Yes |  | 2025-06-24
2023-03-24 | HBS5242 | Shenzhen SOFARSOLAR Co Ltd BTS5k(x4) w/ Shenzhen SOFARSOLAR Co Ltd HYD 10KTL-3PH | 19 |  |  | Shenzhen SOFARSOLAR Co Ltd | BTS5k | 4 | Shenzhen SOFARSOLAR Co Ltd | HYD 10KTL-3PH | SOFAR SOLAR |  | Yes |  | 2025-06-24
2023-03-24 | HBS5243 | Shenzhen SOFARSOLAR Co Ltd BTS5k(x5) w/ Shenzhen SOFARSOLAR Co Ltd HYD 10KTL-3PH | 23.75 |  |  | Shenzhen SOFARSOLAR Co Ltd | BTS5k | 5 | Shenzhen SOFARSOLAR Co Ltd | HYD 10KTL-3PH | SOFAR SOLAR |  | Yes |  | 2025-06-24
2023-03-24 | HBS5244 | Shenzhen SOFARSOLAR Co Ltd BTS5k(x6) w/ Shenzhen SOFARSOLAR Co Ltd HYD 10KTL-3PH | 28.5 |  |  | Shenzhen SOFARSOLAR Co Ltd | BTS5k | 6 | Shenzhen SOFARSOLAR Co Ltd | HYD 10KTL-3PH | SOFAR SOLAR |  | Yes |  | 2025-06-24
2023-03-24 | HBS5245 | Shenzhen SOFARSOLAR Co Ltd BTS5k(x7) w/ Shenzhen SOFARSOLAR Co Ltd HYD 10KTL-3PH | 33.25 |  |  | Shenzhen SOFARSOLAR Co Ltd | BTS5k | 7 | Shenzhen SOFARSOLAR Co Ltd | HYD 10KTL-3PH | SOFAR SOLAR |  | Yes |  | 2025-06-24
2023-03-24 | HBS5246 | Shenzhen SOFARSOLAR Co Ltd BTS5k(x8) w/ Shenzhen SOFARSOLAR Co Ltd HYD 10KTL-3PH | 38 |  |  | Shenzhen SOFARSOLAR Co Ltd | BTS5k | 8 | Shenzhen SOFARSOLAR Co Ltd | HYD 10KTL-3PH | SOFAR SOLAR |  | Yes |  | 2025-06-24
2023-03-24 | HBS5248 | Shenzhen SOFARSOLAR Co Ltd BTS5k(x2) w/ Shenzhen SOFARSOLAR Co Ltd HYD 15KTL-3PH | 9.5 |  |  | Shenzhen SOFARSOLAR Co Ltd | BTS5k | 2 | Shenzhen SOFARSOLAR Co Ltd | HYD 15KTL-3PH | SOFAR SOLAR |  | Yes |  | 2025-06-24
2023-03-24 | HBS5249 | Shenzhen SOFARSOLAR Co Ltd BTS5k(x3) w/ Shenzhen SOFARSOLAR Co Ltd HYD 15KTL-3PH | 14.25 |  |  | Shenzhen SOFARSOLAR Co Ltd | BTS5k | 3 | Shenzhen SOFARSOLAR Co Ltd | HYD 15KTL-3PH | SOFAR SOLAR |  | Yes |  | 2025-06-24
2023-03-24 | HBS5250 | Shenzhen SOFARSOLAR Co Ltd BTS5k(x4) w/ Shenzhen SOFARSOLAR Co Ltd HYD 15KTL-3PH | 19 |  |  | Shenzhen SOFARSOLAR Co Ltd | BTS5k | 4 | Shenzhen SOFARSOLAR Co Ltd | HYD 15KTL-3PH | SOFAR SOLAR |  | Yes |  | 2025-06-24
2023-03-24 | HBS5251 | Shenzhen SOFARSOLAR Co Ltd BTS5k(x5) w/ Shenzhen SOFARSOLAR Co Ltd HYD 15KTL-3PH | 23.75 |  |  | Shenzhen SOFARSOLAR Co Ltd | BTS5k | 5 | Shenzhen SOFARSOLAR Co Ltd | HYD 15KTL-3PH | SOFAR SOLAR |  | Yes |  | 2025-06-24
2023-03-24 | HBS5252 | Shenzhen SOFARSOLAR Co Ltd BTS5k(x6) w/ Shenzhen SOFARSOLAR Co Ltd HYD 15KTL-3PH | 28.5 |  |  | Shenzhen SOFARSOLAR Co Ltd | BTS5k | 6 | Shenzhen SOFARSOLAR Co Ltd | HYD 15KTL-3PH | SOFAR SOLAR |  | Yes |  | 2025-06-24
2023-03-24 | HBS5253 | Shenzhen SOFARSOLAR Co Ltd BTS5k(x7) w/ Shenzhen SOFARSOLAR Co Ltd HYD 15KTL-3PH | 33.25 |  |  | Shenzhen SOFARSOLAR Co Ltd | BTS5k | 7 | Shenzhen SOFARSOLAR Co Ltd | HYD 15KTL-3PH | SOFAR SOLAR |  | Yes |  | 2025-06-24
2023-03-24 | HBS5254 | Shenzhen SOFARSOLAR Co Ltd BTS5k(x8) w/ Shenzhen SOFARSOLAR Co Ltd HYD 15KTL-3PH | 38 |  |  | Shenzhen SOFARSOLAR Co Ltd | BTS5k | 8 | Shenzhen SOFARSOLAR Co Ltd | HYD 15KTL-3PH | SOFAR SOLAR |  | Yes |  | 2025-06-24
2023-03-24 | HBS5256 | Shenzhen SOFARSOLAR Co Ltd BTS5k(x2) w/ Shenzhen SOFARSOLAR Co Ltd HYD 20KTL-3PH | 9.5 |  |  | Shenzhen SOFARSOLAR Co Ltd | BTS5k | 2 | Shenzhen SOFARSOLAR Co Ltd | HYD 20KTL-3PH | SOFAR SOLAR |  | Yes |  | 2025-06-24
2023-03-24 | HBS5257 | Shenzhen SOFARSOLAR Co Ltd BTS5k(x3) w/ Shenzhen SOFARSOLAR Co Ltd HYD 20KTL-3PH | 14.25 |  |  | Shenzhen SOFARSOLAR Co Ltd | BTS5k | 3 | Shenzhen SOFARSOLAR Co Ltd | HYD 20KTL-3PH | SOFAR SOLAR |  | Yes |  | 2025-06-24
2023-03-24 | HBS5258 | Shenzhen SOFARSOLAR Co Ltd BTS5k(x4) w/ Shenzhen SOFARSOLAR Co Ltd HYD 20KTL-3PH | 19 |  |  | Shenzhen SOFARSOLAR Co Ltd | BTS5k | 4 | Shenzhen SOFARSOLAR Co Ltd | HYD 20KTL-3PH | SOFAR SOLAR |  | Yes |  | 2025-06-24
2023-03-24 | HBS5259 | Shenzhen SOFARSOLAR Co Ltd BTS5k(x5) w/ Shenzhen SOFARSOLAR Co Ltd HYD 20KTL-3PH | 23.75 |  |  | Shenzhen SOFARSOLAR Co Ltd | BTS5k | 5 | Shenzhen SOFARSOLAR Co Ltd | HYD 20KTL-3PH | SOFAR SOLAR |  | Yes |  | 2025-06-24
2023-03-24 | HBS5260 | Shenzhen SOFARSOLAR Co Ltd BTS5k(x6) w/ Shenzhen SOFARSOLAR Co Ltd HYD 20KTL-3PH | 28.5 |  |  | Shenzhen SOFARSOLAR Co Ltd | BTS5k | 6 | Shenzhen SOFARSOLAR Co Ltd | HYD 20KTL-3PH | SOFAR SOLAR |  | Yes |  | 2025-06-24
2023-03-24 | HBS5261 | Shenzhen SOFARSOLAR Co Ltd BTS5k(x7) w/ Shenzhen SOFARSOLAR Co Ltd HYD 20KTL-3PH | 33.25 |  |  | Shenzhen SOFARSOLAR Co Ltd | BTS5k | 7 | Shenzhen SOFARSOLAR Co Ltd | HYD 20KTL-3PH | SOFAR SOLAR |  | Yes |  | 2025-06-24
2023-03-24 | HBS5262 | Shenzhen SOFARSOLAR Co Ltd BTS5k(x8) w/ Shenzhen SOFARSOLAR Co Ltd HYD 20KTL-3PH | 38 |  |  | Shenzhen SOFARSOLAR Co Ltd | BTS5k | 8 | Shenzhen SOFARSOLAR Co Ltd | HYD 20KTL-3PH | SOFAR SOLAR |  | Yes |  | 2025-06-24
2023-03-24 | HBS5264 | Shenzhen SOFARSOLAR Co Ltd BTS5k(x2) w/ Shenzhen SOFARSOLAR Co Ltd ME 5KTL-3PH | 9.5 |  |  | Shenzhen SOFARSOLAR Co Ltd | BTS5k | 2 | Shenzhen SOFARSOLAR Co Ltd | ME 5KTL-3PH | SOFAR SOLAR |  | Yes |  | 2025-07-14
2023-03-24 | HBS5265 | Shenzhen SOFARSOLAR Co Ltd BTS5k(x3) w/ Shenzhen SOFARSOLAR Co Ltd ME 5KTL-3PH | 14.25 |  |  | Shenzhen SOFARSOLAR Co Ltd | BTS5k | 3 | Shenzhen SOFARSOLAR Co Ltd | ME 5KTL-3PH | SOFAR SOLAR |  | Yes |  | 2025-07-14
2023-03-24 | HBS5266 | Shenzhen SOFARSOLAR Co Ltd BTS5k(x4) w/ Shenzhen SOFARSOLAR Co Ltd ME 5KTL-3PH | 19 |  |  | Shenzhen SOFARSOLAR Co Ltd | BTS5k | 4 | Shenzhen SOFARSOLAR Co Ltd | ME 5KTL-3PH | SOFAR SOLAR |  | Yes |  | 2025-07-14
2023-03-24 | HBS5267 | Shenzhen SOFARSOLAR Co Ltd BTS5k(x5) w/ Shenzhen SOFARSOLAR Co Ltd ME 5KTL-3PH | 23.75 |  |  | Shenzhen SOFARSOLAR Co Ltd | BTS5k | 5 | Shenzhen SOFARSOLAR Co Ltd | ME 5KTL-3PH | SOFAR SOLAR |  | Yes |  | 2025-07-14
2023-03-24 | HBS5268 | Shenzhen SOFARSOLAR Co Ltd BTS5k(x6) w/ Shenzhen SOFARSOLAR Co Ltd ME 5KTL-3PH | 28.5 |  |  | Shenzhen SOFARSOLAR Co Ltd | BTS5k | 6 | Shenzhen SOFARSOLAR Co Ltd | ME 5KTL-3PH | SOFAR SOLAR |  | Yes |  | 2025-07-14
2023-03-24 | HBS5269 | Shenzhen SOFARSOLAR Co Ltd BTS5k(x7) w/ Shenzhen SOFARSOLAR Co Ltd ME 5KTL-3PH | 33.25 |  |  | Shenzhen SOFARSOLAR Co Ltd | BTS5k | 7 | Shenzhen SOFARSOLAR Co Ltd | ME 5KTL-3PH | SOFAR SOLAR |  | Yes |  | 2025-07-14
2023-03-24 | HBS5270 | Shenzhen SOFARSOLAR Co Ltd BTS5k(x8) w/ Shenzhen SOFARSOLAR Co Ltd ME 5KTL-3PH | 38 |  |  | Shenzhen SOFARSOLAR Co Ltd | BTS5k | 8 | Shenzhen SOFARSOLAR Co Ltd | ME 5KTL-3PH | SOFAR SOLAR |  | Yes |  | 2025-07-14
2023-03-24 | HBS5272 | Shenzhen SOFARSOLAR Co Ltd BTS5k(x2) w/ Shenzhen SOFARSOLAR Co Ltd ME 6KTL-3PH | 9.5 |  |  | Shenzhen SOFARSOLAR Co Ltd | BTS5k | 2 | Shenzhen SOFARSOLAR Co Ltd | ME 6KTL-3PH | SOFAR SOLAR |  | Yes |  | 2025-07-14
2023-03-24 | HBS5273 | Shenzhen SOFARSOLAR Co Ltd BTS5k(x3) w/ Shenzhen SOFARSOLAR Co Ltd ME 6KTL-3PH | 14.25 |  |  | Shenzhen SOFARSOLAR Co Ltd | BTS5k | 3 | Shenzhen SOFARSOLAR Co Ltd | ME 6KTL-3PH | SOFAR SOLAR |  | Yes |  | 2025-07-14
2023-03-24 | HBS5274 | Shenzhen SOFARSOLAR Co Ltd BTS5k(x4) w/ Shenzhen SOFARSOLAR Co Ltd ME 6KTL-3PH | 19 |  |  | Shenzhen SOFARSOLAR Co Ltd | BTS5k | 4 | Shenzhen SOFARSOLAR Co Ltd | ME 6KTL-3PH | SOFAR SOLAR |  | Yes |  | 2025-07-14
2023-03-24 | HBS5275 | Shenzhen SOFARSOLAR Co Ltd BTS5k(x5) w/ Shenzhen SOFARSOLAR Co Ltd ME 6KTL-3PH | 23.75 |  |  | Shenzhen SOFARSOLAR Co Ltd | BTS5k | 5 | Shenzhen SOFARSOLAR Co Ltd | ME 6KTL-3PH | SOFAR SOLAR |  | Yes |  | 2025-07-14
2023-03-24 | HBS5276 | Shenzhen SOFARSOLAR Co Ltd BTS5k(x6) w/ Shenzhen SOFARSOLAR Co Ltd ME 6KTL-3PH | 28.5 |  |  | Shenzhen SOFARSOLAR Co Ltd | BTS5k | 6 | Shenzhen SOFARSOLAR Co Ltd | ME 6KTL-3PH | SOFAR SOLAR |  | Yes |  | 2025-07-14
2023-03-24 | HBS5277 | Shenzhen SOFARSOLAR Co Ltd BTS5k(x7) w/ Shenzhen SOFARSOLAR Co Ltd ME 6KTL-3PH | 33.25 |  |  | Shenzhen SOFARSOLAR Co Ltd | BTS5k | 7 | Shenzhen SOFARSOLAR Co Ltd | ME 6KTL-3PH | SOFAR SOLAR |  | Yes |  | 2025-07-14
2023-03-24 | HBS5278 | Shenzhen SOFARSOLAR Co Ltd BTS5k(x8) w/ Shenzhen SOFARSOLAR Co Ltd ME 6KTL-3PH | 38 |  |  | Shenzhen SOFARSOLAR Co Ltd | BTS5k | 8 | Shenzhen SOFARSOLAR Co Ltd | ME 6KTL-3PH | SOFAR SOLAR |  | Yes |  | 2025-07-14
2023-03-24 | HBS5280 | Shenzhen SOFARSOLAR Co Ltd BTS5k(x2) w/ Shenzhen SOFARSOLAR Co Ltd ME 8KTL-3PH | 9.5 |  |  | Shenzhen SOFARSOLAR Co Ltd | BTS5k | 2 | Shenzhen SOFARSOLAR Co Ltd | ME 8KTL-3PH | SOFAR SOLAR |  | Yes |  | 2025-07-14
2023-03-24 | HBS5281 | Shenzhen SOFARSOLAR Co Ltd BTS5k(x3) w/ Shenzhen SOFARSOLAR Co Ltd ME 8KTL-3PH | 14.25 |  |  | Shenzhen SOFARSOLAR Co Ltd | BTS5k | 3 | Shenzhen SOFARSOLAR Co Ltd | ME 8KTL-3PH | SOFAR SOLAR |  | Yes |  | 2025-07-14
2023-03-24 | HBS5282 | Shenzhen SOFARSOLAR Co Ltd BTS5k(x4) w/ Shenzhen SOFARSOLAR Co Ltd ME 8KTL-3PH | 19 |  |  | Shenzhen SOFARSOLAR Co Ltd | BTS5k | 4 | Shenzhen SOFARSOLAR Co Ltd | ME 8KTL-3PH | SOFAR SOLAR |  | Yes |  | 2025-07-14
2023-03-24 | HBS5283 | Shenzhen SOFARSOLAR Co Ltd BTS5k(x5) w/ Shenzhen SOFARSOLAR Co Ltd ME 8KTL-3PH | 23.75 |  |  | Shenzhen SOFARSOLAR Co Ltd | BTS5k | 5 | Shenzhen SOFARSOLAR Co Ltd | ME 8KTL-3PH | SOFAR SOLAR |  | Yes |  | 2025-07-14
2023-03-24 | HBS5284 | Shenzhen SOFARSOLAR Co Ltd BTS5k(x6) w/ Shenzhen SOFARSOLAR Co Ltd ME 8KTL-3PH | 28.5 |  |  | Shenzhen SOFARSOLAR Co Ltd | BTS5k | 6 | Shenzhen SOFARSOLAR Co Ltd | ME 8KTL-3PH | SOFAR SOLAR |  | Yes |  | 2025-07-14
2023-03-24 | HBS5285 | Shenzhen SOFARSOLAR Co Ltd BTS5k(x7) w/ Shenzhen SOFARSOLAR Co Ltd ME 8KTL-3PH | 33.25 |  |  | Shenzhen SOFARSOLAR Co Ltd | BTS5k | 7 | Shenzhen SOFARSOLAR Co Ltd | ME 8KTL-3PH | SOFAR SOLAR |  | Yes |  | 2025-07-14
2023-03-24 | HBS5286 | Shenzhen SOFARSOLAR Co Ltd BTS5k(x8) w/ Shenzhen SOFARSOLAR Co Ltd ME 8KTL-3PH | 38 |  |  | Shenzhen SOFARSOLAR Co Ltd | BTS5k | 8 | Shenzhen SOFARSOLAR Co Ltd | ME 8KTL-3PH | SOFAR SOLAR |  | Yes |  | 2025-07-14
2023-03-24 | HBS5288 | Shenzhen SOFARSOLAR Co Ltd BTS5k(x2) w/ Shenzhen SOFARSOLAR Co Ltd ME 10KTL-3PH | 9.5 |  |  | Shenzhen SOFARSOLAR Co Ltd | BTS5k | 2 | Shenzhen SOFARSOLAR Co Ltd | ME 10KTL-3PH | SOFAR SOLAR |  | Yes |  | 2025-07-14
2023-03-24 | HBS5289 | Shenzhen SOFARSOLAR Co Ltd BTS5k(x3) w/ Shenzhen SOFARSOLAR Co Ltd ME 10KTL-3PH | 14.25 |  |  | Shenzhen SOFARSOLAR Co Ltd | BTS5k | 3 | Shenzhen SOFARSOLAR Co Ltd | ME 10KTL-3PH | SOFAR SOLAR |  | Yes |  | 2025-07-14
2023-03-24 | HBS5290 | Shenzhen SOFARSOLAR Co Ltd BTS5k(x4) w/ Shenzhen SOFARSOLAR Co Ltd ME 10KTL-3PH | 19 |  |  | Shenzhen SOFARSOLAR Co Ltd | BTS5k | 4 | Shenzhen SOFARSOLAR Co Ltd | ME 10KTL-3PH | SOFAR SOLAR |  | Yes |  | 2025-07-14
2023-03-24 | HBS5291 | Shenzhen SOFARSOLAR Co Ltd BTS5k(x5) w/ Shenzhen SOFARSOLAR Co Ltd ME 10KTL-3PH | 23.75 |  |  | Shenzhen SOFARSOLAR Co Ltd | BTS5k | 5 | Shenzhen SOFARSOLAR Co Ltd | ME 10KTL-3PH | SOFAR SOLAR |  | Yes |  | 2025-07-14
2023-03-24 | HBS5292 | Shenzhen SOFARSOLAR Co Ltd BTS5k(x6) w/ Shenzhen SOFARSOLAR Co Ltd ME 10KTL-3PH | 28.5 |  |  | Shenzhen SOFARSOLAR Co Ltd | BTS5k | 6 | Shenzhen SOFARSOLAR Co Ltd | ME 10KTL-3PH | SOFAR SOLAR |  | Yes |  | 2025-07-14
2023-03-24 | HBS5293 | Shenzhen SOFARSOLAR Co Ltd BTS5k(x7) w/ Shenzhen SOFARSOLAR Co Ltd ME 10KTL-3PH | 33.25 |  |  | Shenzhen SOFARSOLAR Co Ltd | BTS5k | 7 | Shenzhen SOFARSOLAR Co Ltd | ME 10KTL-3PH | SOFAR SOLAR |  | Yes |  | 2025-07-14
2023-03-24 | HBS5294 | Shenzhen SOFARSOLAR Co Ltd BTS5k(x8) w/ Shenzhen SOFARSOLAR Co Ltd ME 10KTL-3PH | 38 |  |  | Shenzhen SOFARSOLAR Co Ltd | BTS5k | 8 | Shenzhen SOFARSOLAR Co Ltd | ME 10KTL-3PH | SOFAR SOLAR |  | Yes |  | 2025-07-14
2023-03-24 | HBS5296 | Shenzhen SOFARSOLAR Co Ltd BTS5k(x2) w/ Shenzhen SOFARSOLAR Co Ltd ME 15KTL-3PH | 9.5 |  |  | Shenzhen SOFARSOLAR Co Ltd | BTS5k | 2 | Shenzhen SOFARSOLAR Co Ltd | ME 15KTL-3PH | SOFAR SOLAR |  | Yes |  | 2025-07-14
2023-03-24 | HBS5297 | Shenzhen SOFARSOLAR Co Ltd BTS5k(x3) w/ Shenzhen SOFARSOLAR Co Ltd ME 15KTL-3PH | 14.25 |  |  | Shenzhen SOFARSOLAR Co Ltd | BTS5k | 3 | Shenzhen SOFARSOLAR Co Ltd | ME 15KTL-3PH | SOFAR SOLAR |  | Yes |  | 2025-07-14
2023-03-24 | HBS5298 | Shenzhen SOFARSOLAR Co Ltd BTS5k(x4) w/ Shenzhen SOFARSOLAR Co Ltd ME 15KTL-3PH | 19 |  |  | Shenzhen SOFARSOLAR Co Ltd | BTS5k | 4 | Shenzhen SOFARSOLAR Co Ltd | ME 15KTL-3PH | SOFAR SOLAR |  | Yes |  | 2025-07-14
2023-03-24 | HBS5299 | Shenzhen SOFARSOLAR Co Ltd BTS5k(x5) w/ Shenzhen SOFARSOLAR Co Ltd ME 15KTL-3PH | 23.75 |  |  | Shenzhen SOFARSOLAR Co Ltd | BTS5k | 5 | Shenzhen SOFARSOLAR Co Ltd | ME 15KTL-3PH | SOFAR SOLAR |  | Yes |  | 2025-07-14
2023-03-24 | HBS5300 | Shenzhen SOFARSOLAR Co Ltd BTS5k(x6) w/ Shenzhen SOFARSOLAR Co Ltd ME 15KTL-3PH | 28.5 |  |  | Shenzhen SOFARSOLAR Co Ltd | BTS5k | 6 | Shenzhen SOFARSOLAR Co Ltd | ME 15KTL-3PH | SOFAR SOLAR |  | Yes |  | 2025-07-14
2023-03-24 | HBS5301 | Shenzhen SOFARSOLAR Co Ltd BTS5k(x7) w/ Shenzhen SOFARSOLAR Co Ltd ME 15KTL-3PH | 33.25 |  |  | Shenzhen SOFARSOLAR Co Ltd | BTS5k | 7 | Shenzhen SOFARSOLAR Co Ltd | ME 15KTL-3PH | SOFAR SOLAR |  | Yes |  | 2025-07-14
2023-03-24 | HBS5302 | Shenzhen SOFARSOLAR Co Ltd BTS5k(x8) w/ Shenzhen SOFARSOLAR Co Ltd ME 15KTL-3PH | 38 |  |  | Shenzhen SOFARSOLAR Co Ltd | BTS5k | 8 | Shenzhen SOFARSOLAR Co Ltd | ME 15KTL-3PH | SOFAR SOLAR |  | Yes |  | 2025-07-14
2023-03-24 | HBS5304 | Shenzhen SOFARSOLAR Co Ltd BTS5k(x2) w/ Shenzhen SOFARSOLAR Co Ltd ME 20KTL-3PH | 9.5 |  |  | Shenzhen SOFARSOLAR Co Ltd | BTS5k | 2 | Shenzhen SOFARSOLAR Co Ltd | ME 20KTL-3PH | SOFAR SOLAR |  | Yes |  | 2025-07-14
2023-03-24 | HBS5305 | Shenzhen SOFARSOLAR Co Ltd BTS5k(x3) w/ Shenzhen SOFARSOLAR Co Ltd ME 20KTL-3PH | 14.25 |  |  | Shenzhen SOFARSOLAR Co Ltd | BTS5k | 3 | Shenzhen SOFARSOLAR Co Ltd | ME 20KTL-3PH | SOFAR SOLAR |  | Yes |  | 2025-07-14
2023-03-24 | HBS5306 | Shenzhen SOFARSOLAR Co Ltd BTS5k(x4) w/ Shenzhen SOFARSOLAR Co Ltd ME 20KTL-3PH | 19 |  |  | Shenzhen SOFARSOLAR Co Ltd | BTS5k | 4 | Shenzhen SOFARSOLAR Co Ltd | ME 20KTL-3PH | SOFAR SOLAR |  | Yes |  | 2025-07-14
2023-03-24 | HBS5307 | Shenzhen SOFARSOLAR Co Ltd BTS5k(x5) w/ Shenzhen SOFARSOLAR Co Ltd ME 20KTL-3PH | 23.75 |  |  | Shenzhen SOFARSOLAR Co Ltd | BTS5k | 5 | Shenzhen SOFARSOLAR Co Ltd | ME 20KTL-3PH | SOFAR SOLAR |  | Yes |  | 2025-07-14
2023-03-24 | HBS5308 | Shenzhen SOFARSOLAR Co Ltd BTS5k(x6) w/ Shenzhen SOFARSOLAR Co Ltd ME 20KTL-3PH | 28.5 |  |  | Shenzhen SOFARSOLAR Co Ltd | BTS5k | 6 | Shenzhen SOFARSOLAR Co Ltd | ME 20KTL-3PH | SOFAR SOLAR |  | Yes |  | 2025-07-14
2023-03-24 | HBS5309 | Shenzhen SOFARSOLAR Co Ltd BTS5k(x7) w/ Shenzhen SOFARSOLAR Co Ltd ME 20KTL-3PH | 33.25 |  |  | Shenzhen SOFARSOLAR Co Ltd | BTS5k | 7 | Shenzhen SOFARSOLAR Co Ltd | ME 20KTL-3PH | SOFAR SOLAR |  | Yes |  | 2025-07-14
2023-03-24 | HBS5310 | Shenzhen SOFARSOLAR Co Ltd BTS5k(x8) w/ Shenzhen SOFARSOLAR Co Ltd ME 20KTL-3PH | 38 |  |  | Shenzhen SOFARSOLAR Co Ltd | BTS5k | 8 | Shenzhen SOFARSOLAR Co Ltd | ME 20KTL-3PH | SOFAR SOLAR |  | Yes |  | 2025-07-14
2023-03-24 | HBS5312 | Shenzhen SOFARSOLAR Co Ltd BTS5k(x2) w/ Shenzhen SOFARSOLAR Co Ltd ESI 3K-S1 | 9.5 |  |  | Shenzhen SOFARSOLAR Co Ltd | BTS5k | 2 | Shenzhen SOFARSOLAR Co Ltd | ESI 3K-S1 | SOFAR SOLAR |  | Yes |  | 2026-01-23
2023-03-24 | HBS5313 | Shenzhen SOFARSOLAR Co Ltd BTS5k(x3) w/ Shenzhen SOFARSOLAR Co Ltd ESI 3K-S1 | 14.25 |  |  | Shenzhen SOFARSOLAR Co Ltd | BTS5k | 3 | Shenzhen SOFARSOLAR Co Ltd | ESI 3K-S1 | SOFAR SOLAR |  | Yes |  | 2026-01-23
2023-03-24 | HBS5314 | Shenzhen SOFARSOLAR Co Ltd BTS5k(x4) w/ Shenzhen SOFARSOLAR Co Ltd ESI 3K-S1 | 19 |  |  | Shenzhen SOFARSOLAR Co Ltd | BTS5k | 4 | Shenzhen SOFARSOLAR Co Ltd | ESI 3K-S1 | SOFAR SOLAR |  | Yes |  | 2026-01-23
2023-03-24 | HBS5315 | Shenzhen SOFARSOLAR Co Ltd BTS5k(x5) w/ Shenzhen SOFARSOLAR Co Ltd ESI 3K-S1 | 23.75 |  |  | Shenzhen SOFARSOLAR Co Ltd | BTS5k | 5 | Shenzhen SOFARSOLAR Co Ltd | ESI 3K-S1 | SOFAR SOLAR |  | Yes |  | 2026-01-23
2023-03-24 | HBS5316 | Shenzhen SOFARSOLAR Co Ltd BTS5k(x6) w/ Shenzhen SOFARSOLAR Co Ltd ESI 3K-S1 | 28.5 |  |  | Shenzhen SOFARSOLAR Co Ltd | BTS5k | 6 | Shenzhen SOFARSOLAR Co Ltd | ESI 3K-S1 | SOFAR SOLAR |  | Yes |  | 2026-01-23
2023-03-24 | HBS5318 | Shenzhen SOFARSOLAR Co Ltd BTS5k(x2) w/ Shenzhen SOFARSOLAR Co Ltd ESI 3.68K-S1 | 9.5 |  |  | Shenzhen SOFARSOLAR Co Ltd | BTS5k | 2 | Shenzhen SOFARSOLAR Co Ltd | ESI 3.68K-S1 | SOFAR SOLAR |  | Yes |  | 2026-01-23
2023-03-24 | HBS5319 | Shenzhen SOFARSOLAR Co Ltd BTS5k(x3) w/ Shenzhen SOFARSOLAR Co Ltd ESI 3.68K-S1 | 14.25 |  |  | Shenzhen SOFARSOLAR Co Ltd | BTS5k | 3 | Shenzhen SOFARSOLAR Co Ltd | ESI 3.68K-S1 | SOFAR SOLAR |  | Yes |  | 2026-01-23
2023-03-24 | HBS5320 | Shenzhen SOFARSOLAR Co Ltd BTS5k(x4) w/ Shenzhen SOFARSOLAR Co Ltd ESI 3.68K-S1 | 19 |  |  | Shenzhen SOFARSOLAR Co Ltd | BTS5k | 4 | Shenzhen SOFARSOLAR Co Ltd | ESI 3.68K-S1 | SOFAR SOLAR |  | Yes |  | 2026-01-23
2023-03-24 | HBS5321 | Shenzhen SOFARSOLAR Co Ltd BTS5k(x5) w/ Shenzhen SOFARSOLAR Co Ltd ESI 3.68K-S1 | 23.75 |  |  | Shenzhen SOFARSOLAR Co Ltd | BTS5k | 5 | Shenzhen SOFARSOLAR Co Ltd | ESI 3.68K-S1 | SOFAR SOLAR |  | Yes |  | 2026-01-23
2023-03-24 | HBS5322 | Shenzhen SOFARSOLAR Co Ltd BTS5k(x6) w/ Shenzhen SOFARSOLAR Co Ltd ESI 3.68K-S1 | 28.5 |  |  | Shenzhen SOFARSOLAR Co Ltd | BTS5k | 6 | Shenzhen SOFARSOLAR Co Ltd | ESI 3.68K-S1 | SOFAR SOLAR |  | Yes |  | 2026-01-23
2023-03-24 | HBS5324 | Shenzhen SOFARSOLAR Co Ltd BTS5k(x2) w/ Shenzhen SOFARSOLAR Co Ltd ESI 4K-S1 | 9.5 |  |  | Shenzhen SOFARSOLAR Co Ltd | BTS5k | 2 | Shenzhen SOFARSOLAR Co Ltd | ESI 4K-S1 | SOFAR SOLAR |  | Yes |  | 2026-01-23
2023-03-24 | HBS5325 | Shenzhen SOFARSOLAR Co Ltd BTS5k(x3) w/ Shenzhen SOFARSOLAR Co Ltd ESI 4K-S1 | 14.25 |  |  | Shenzhen SOFARSOLAR Co Ltd | BTS5k | 3 | Shenzhen SOFARSOLAR Co Ltd | ESI 4K-S1 | SOFAR SOLAR |  | Yes |  | 2026-01-23
2023-03-24 | HBS5326 | Shenzhen SOFARSOLAR Co Ltd BTS5k(x4) w/ Shenzhen SOFARSOLAR Co Ltd ESI 4K-S1 | 19 |  |  | Shenzhen SOFARSOLAR Co Ltd | BTS5k | 4 | Shenzhen SOFARSOLAR Co Ltd | ESI 4K-S1 | SOFAR SOLAR |  | Yes |  | 2026-01-23
2023-03-24 | HBS5327 | Shenzhen SOFARSOLAR Co Ltd BTS5k(x5) w/ Shenzhen SOFARSOLAR Co Ltd ESI 4K-S1 | 23.75 |  |  | Shenzhen SOFARSOLAR Co Ltd | BTS5k | 5 | Shenzhen SOFARSOLAR Co Ltd | ESI 4K-S1 | SOFAR SOLAR |  | Yes |  | 2026-01-23
2023-03-24 | HBS5328 | Shenzhen SOFARSOLAR Co Ltd BTS5k(x6) w/ Shenzhen SOFARSOLAR Co Ltd ESI 4K-S1 | 28.5 |  |  | Shenzhen SOFARSOLAR Co Ltd | BTS5k | 6 | Shenzhen SOFARSOLAR Co Ltd | ESI 4K-S1 | SOFAR SOLAR |  | Yes |  | 2026-01-23
2023-03-24 | HBS5330 | Shenzhen SOFARSOLAR Co Ltd BTS5k(x2) w/ Shenzhen SOFARSOLAR Co Ltd ESI 4.6K-S1 | 9.5 |  |  | Shenzhen SOFARSOLAR Co Ltd | BTS5k | 2 | Shenzhen SOFARSOLAR Co Ltd | ESI 4.6K-S1 | SOFAR SOLAR |  | Yes |  | 2026-01-23
2023-03-24 | HBS5331 | Shenzhen SOFARSOLAR Co Ltd BTS5k(x3) w/ Shenzhen SOFARSOLAR Co Ltd ESI 4.6K-S1 | 14.25 |  |  | Shenzhen SOFARSOLAR Co Ltd | BTS5k | 3 | Shenzhen SOFARSOLAR Co Ltd | ESI 4.6K-S1 | SOFAR SOLAR |  | Yes |  | 2026-01-23
2023-03-24 | HBS5332 | Shenzhen SOFARSOLAR Co Ltd BTS5k(x4) w/ Shenzhen SOFARSOLAR Co Ltd ESI 4.6K-S1 | 19 |  |  | Shenzhen SOFARSOLAR Co Ltd | BTS5k | 4 | Shenzhen SOFARSOLAR Co Ltd | ESI 4.6K-S1 | SOFAR SOLAR |  | Yes |  | 2026-01-23
2023-03-24 | HBS5333 | Shenzhen SOFARSOLAR Co Ltd BTS5k(x5) w/ Shenzhen SOFARSOLAR Co Ltd ESI 4.6K-S1 | 23.75 |  |  | Shenzhen SOFARSOLAR Co Ltd | BTS5k | 5 | Shenzhen SOFARSOLAR Co Ltd | ESI 4.6K-S1 | SOFAR SOLAR |  | Yes |  | 2026-01-23
2023-03-24 | HBS5334 | Shenzhen SOFARSOLAR Co Ltd BTS5k(x6) w/ Shenzhen SOFARSOLAR Co Ltd ESI 4.6K-S1 | 28.5 |  |  | Shenzhen SOFARSOLAR Co Ltd | BTS5k | 6 | Shenzhen SOFARSOLAR Co Ltd | ESI 4.6K-S1 | SOFAR SOLAR |  | Yes |  | 2026-01-23
2023-03-24 | HBS5336 | Shenzhen SOFARSOLAR Co Ltd BTS5k(x2) w/ Shenzhen SOFARSOLAR Co Ltd ESI 5K-S1 | 9.5 |  |  | Shenzhen SOFARSOLAR Co Ltd | BTS5k | 2 | Shenzhen SOFARSOLAR Co Ltd | ESI 5K-S1 | SOFAR SOLAR |  | Yes |  | 2026-01-23
2023-03-24 | HBS5337 | Shenzhen SOFARSOLAR Co Ltd BTS5k(x3) w/ Shenzhen SOFARSOLAR Co Ltd ESI 5K-S1 | 14.25 |  |  | Shenzhen SOFARSOLAR Co Ltd | BTS5k | 3 | Shenzhen SOFARSOLAR Co Ltd | ESI 5K-S1 | SOFAR SOLAR |  | Yes |  | 2026-01-23
2023-03-24 | HBS5338 | Shenzhen SOFARSOLAR Co Ltd BTS5k(x4) w/ Shenzhen SOFARSOLAR Co Ltd ESI 5K-S1 | 19 |  |  | Shenzhen SOFARSOLAR Co Ltd | BTS5k | 4 | Shenzhen SOFARSOLAR Co Ltd | ESI 5K-S1 | SOFAR SOLAR |  | Yes |  | 2026-01-23
2023-03-24 | HBS5339 | Shenzhen SOFARSOLAR Co Ltd BTS5k(x5) w/ Shenzhen SOFARSOLAR Co Ltd ESI 5K-S1 | 23.75 |  |  | Shenzhen SOFARSOLAR Co Ltd | BTS5k | 5 | Shenzhen SOFARSOLAR Co Ltd | ESI 5K-S1 | SOFAR SOLAR |  | Yes |  | 2026-01-23
2023-03-24 | HBS5340 | Shenzhen SOFARSOLAR Co Ltd BTS5k(x6) w/ Shenzhen SOFARSOLAR Co Ltd ESI 5K-S1 | 28.5 |  |  | Shenzhen SOFARSOLAR Co Ltd | BTS5k | 6 | Shenzhen SOFARSOLAR Co Ltd | ESI 5K-S1 | SOFAR SOLAR |  | Yes |  | 2026-01-23
2023-03-24 | HBS5342 | Shenzhen SOFARSOLAR Co Ltd BTS5k(x2) w/ Shenzhen SOFARSOLAR Co Ltd ESI 6K-S1 | 9.5 |  |  | Shenzhen SOFARSOLAR Co Ltd | BTS5k | 2 | Shenzhen SOFARSOLAR Co Ltd | ESI 6K-S1 | SOFAR SOLAR |  | Yes |  | 2026-01-23
2023-03-24 | HBS5343 | Shenzhen SOFARSOLAR Co Ltd BTS5k(x3) w/ Shenzhen SOFARSOLAR Co Ltd ESI 6K-S1 | 14.25 |  |  | Shenzhen SOFARSOLAR Co Ltd | BTS5k | 3 | Shenzhen SOFARSOLAR Co Ltd | ESI 6K-S1 | SOFAR SOLAR |  | Yes |  | 2026-01-23
2023-03-24 | HBS5344 | Shenzhen SOFARSOLAR Co Ltd BTS5k(x4) w/ Shenzhen SOFARSOLAR Co Ltd ESI 6K-S1 | 19 |  |  | Shenzhen SOFARSOLAR Co Ltd | BTS5k | 4 | Shenzhen SOFARSOLAR Co Ltd | ESI 6K-S1 | SOFAR SOLAR |  | Yes |  | 2026-01-23
2023-03-24 | HBS5345 | Shenzhen SOFARSOLAR Co Ltd BTS5k(x5) w/ Shenzhen SOFARSOLAR Co Ltd ESI 6K-S1 | 23.75 |  |  | Shenzhen SOFARSOLAR Co Ltd | BTS5k | 5 | Shenzhen SOFARSOLAR Co Ltd | ESI 6K-S1 | SOFAR SOLAR |  | Yes |  | 2026-01-23
2023-03-24 | HBS5346 | Shenzhen SOFARSOLAR Co Ltd BTS5k(x6) w/ Shenzhen SOFARSOLAR Co Ltd ESI 6K-S1 | 28.5 |  |  | Shenzhen SOFARSOLAR Co Ltd | BTS5k | 6 | Shenzhen SOFARSOLAR Co Ltd | ESI 6K-S1 | SOFAR SOLAR |  | Yes |  | 2026-01-23
2023-04-21 | HBS5347 | Alpha ESS SMILE-G3-BAT-10.1P (x1) w/ Alpha ESS SMILE-G3-B5-INV | 9.6 |  |  | Alpha ESS | SMILE-G3-BAT-10.1P | 1 | Alpha ESS | SMILE-G3-B5-INV | Alpha ESS |  | Yes |  | 2025-07-21
2023-04-21 | HBS5348 | Alpha ESS SMILE-G3-BAT-10.1P II (x1) w/ Alpha ESS SMILE-G3-B5-INV | 19.2 |  |  | Alpha ESS | SMILE-G3-BAT-10.1P II | 1 | Alpha ESS | SMILE-G3-B5-INV | Alpha ESS |  | Yes |  | 2025-07-21
2023-04-21 | HBS5349 | Alpha ESS SMILE-G3-BAT-10.1P III (x1) w/ Alpha ESS SMILE-G3-B5-INV | 28.7 |  |  | Alpha ESS | SMILE-G3-BAT-10.1P III | 1 | Alpha ESS | SMILE-G3-B5-INV | Alpha ESS |  | Yes |  | 2025-07-21
2023-04-21 | HBS5350 | Alpha ESS SMILE-G3-BAT-10.1P IV (x1) w/ Alpha ESS SMILE-G3-B5-INV | 38.3 |  |  | Alpha ESS | SMILE-G3-BAT-10.1P IV | 1 | Alpha ESS | SMILE-G3-B5-INV | Alpha ESS |  | Yes |  | 2025-07-21
2023-04-21 | HBS5351 | Alpha ESS SMILE-G3-BAT-10.1P V (x1) w/ Alpha ESS SMILE-G3-B5-INV | 49.7 |  |  | Alpha ESS | SMILE-G3-BAT-10.1P V | 1 | Alpha ESS | SMILE-G3-B5-INV | Alpha ESS |  | Yes |  | 2025-07-21
2023-04-21 | HBS5352 | Alpha ESS SMILE-G3-BAT-10.1P VI (x1) w/ Alpha ESS SMILE-G3-B5-INV | 57.5 |  |  | Alpha ESS | SMILE-G3-BAT-10.1P VI | 1 | Alpha ESS | SMILE-G3-B5-INV | Alpha ESS |  | Yes |  | 2025-07-21
2023-04-21 | HBS5354 | Alpha ESS SMILE-BAT-5P II (x1) w/ Alpha ESS SMILE-S5 | 10.08 |  |  | Alpha ESS | SMILE-BAT-5P II | 1 | Alpha ESS | SMILE-S5 | Alpha ESS |  | Yes |  | 2025-11-24
2023-04-21 | HBS5355 | Alpha ESS SMILE-BAT-5P III (x1) w/ Alpha ESS SMILE-S5 | 15.12 |  |  | Alpha ESS | SMILE-BAT-5P III | 1 | Alpha ESS | SMILE-S5 | Alpha ESS |  | Yes |  | 2025-11-24
2023-04-21 | HBS5356 | Alpha ESS SMILE-BAT-5P IV (x1) w/ Alpha ESS SMILE-S5 | 20.16 |  |  | Alpha ESS | SMILE-BAT-5P IV | 1 | Alpha ESS | SMILE-S5 | Alpha ESS |  | Yes |  | 2025-11-24
2023-04-21 | HBS5357 | Alpha ESS SMILE-BAT-5P V (x1) w/ Alpha ESS SMILE-S5 | 25.2 |  |  | Alpha ESS | SMILE-BAT-5P V | 1 | Alpha ESS | SMILE-S5 | Alpha ESS |  | Yes |  | 2025-11-24
2023-04-21 | HBS5358 | Alpha ESS SMILE-BAT-5P VI (x1) w/ Alpha ESS SMILE-S5 | 30.24 |  |  | Alpha ESS | SMILE-BAT-5P VI | 1 | Alpha ESS | SMILE-S5 | Alpha ESS |  | Yes |  | 2025-11-24
2023-04-28 | HBS5359 | Eguana technologies Inc. EVOLVE LFP AU - 14kWh (x1) | 12.8 | Eguana technologies Inc. | EVOLVE LFP AU - 14kWh |  |  | 1 |  |  | Pylontech |  | Yes |  | 2026-01-13
2023-04-28 | HBS5360 | Eguana technologies Inc. EVOLVE LFP AU - 28kWh (x1) | 25.6 | Eguana technologies Inc. | EVOLVE LFP AU - 28kWh |  |  | 1 |  |  | Pylontech |  | Yes |  | 2026-01-13
2023-04-28 | HBS5361 | Eguana technologies Inc. EVOLVE LFP AU - 42kWh (x1) | 38.4 | Eguana technologies Inc. | EVOLVE LFP AU - 42kWh |  |  | 1 |  |  | Pylontech |  | Yes |  | 2026-01-13
2023-05-26 | HBS5362 | Goodwe LX F13.1-H (x1) w/ Goodwe GW3600N-EH | 13.1 |  |  | Goodwe | LX F13.1-H | 1 | Goodwe | GW3600N-EH | Goodwe |  | Yes |  | 2025-11-29
2023-05-26 | HBS5363 | Goodwe LX F13.1-H (x1) w/ Goodwe GW5000N-EH | 13.1 |  |  | Goodwe | LX F13.1-H | 1 | Goodwe | GW5000N-EH | Goodwe |  | Yes |  | 2025-11-29
2023-05-26 | HBS5364 | Goodwe LX F13.1-H (x1) w/ Goodwe GW6000N-EH | 13.1 |  |  | Goodwe | LX F13.1-H | 1 | Goodwe | GW6000N-EH | Goodwe |  | Yes |  | 2025-11-29
2023-05-26 | HBS5365 | Goodwe LX F13.1-H (x1) w/ Goodwe GW15K-ET | 13.1 |  |  | Goodwe | LX F13.1-H | 1 | Goodwe | GW15K-ET | Goodwe |  | Yes |  | 2026-02-10
2023-05-26 | HBS5366 | Goodwe LX F13.1-H (x1) w/ Goodwe GW20K-ET | 13.1 |  |  | Goodwe | LX F13.1-H | 1 | Goodwe | GW20K-ET | Goodwe |  | Yes |  | 2026-02-10
2023-05-26 | HBS5367 | Goodwe LX F13.1-H (x1) w/ Goodwe GW25K-ET | 13.1 |  |  | Goodwe | LX F13.1-H | 1 | Goodwe | GW25K-ET | Goodwe |  | Yes |  | 2026-02-10
2023-05-26 | HBS5368 | Goodwe LX F13.1-H (x1) w/ Goodwe GW29.9K-ET | 13.1 |  |  | Goodwe | LX F13.1-H | 1 | Goodwe | GW29.9K-ET | Goodwe |  | Yes |  | 2026-02-10
2023-05-26 | HBS5369 | Goodwe LX F13.1-H (x2) w/ Goodwe GW3600N-EH | 26.2 |  |  | Goodwe | LX F13.1-H | 2 | Goodwe | GW3600N-EH | Goodwe |  | Yes |  | 2025-11-29
2023-05-26 | HBS5370 | Goodwe LX F13.1-H (x3) w/ Goodwe GW3600N-EH | 39.3 |  |  | Goodwe | LX F13.1-H | 3 | Goodwe | GW3600N-EH | Goodwe |  | Yes |  | 2025-11-29
2023-05-26 | HBS5371 | Goodwe LX F13.1-H (x4) w/ Goodwe GW3600N-EH | 52.4 |  |  | Goodwe | LX F13.1-H | 4 | Goodwe | GW3600N-EH | Goodwe |  | Yes |  | 2025-11-29
2023-05-26 | HBS5372 | Goodwe LX F13.1-H (x5) w/ Goodwe GW3600N-EH | 65.5 |  |  | Goodwe | LX F13.1-H | 5 | Goodwe | GW3600N-EH | Goodwe |  | Yes |  | 2025-11-29
2023-05-26 | HBS5373 | Goodwe LX F13.1-H (x6) w/ Goodwe GW3600N-EH | 78.6 |  |  | Goodwe | LX F13.1-H | 6 | Goodwe | GW3600N-EH | Goodwe |  | Yes |  | 2025-11-29
2023-05-26 | HBS5374 | Goodwe LX F13.1-H (x7) w/ Goodwe GW3600N-EH | 91.7 |  |  | Goodwe | LX F13.1-H | 7 | Goodwe | GW3600N-EH | Goodwe |  | Yes |  | 2025-11-29
2023-05-26 | HBS5375 | Goodwe LX F13.1-H (x8) w/ Goodwe GW3600N-EH | 104.8 |  |  | Goodwe | LX F13.1-H | 8 | Goodwe | GW3600N-EH | Goodwe |  | Yes |  | 2025-11-29
2023-05-26 | HBS5376 | Goodwe LX F13.1-H (x2) w/ Goodwe GW5000N-EH | 26.2 |  |  | Goodwe | LX F13.1-H | 2 | Goodwe | GW5000N-EH | Goodwe |  | Yes |  | 2025-11-29
2023-05-26 | HBS5377 | Goodwe LX F13.1-H (x3) w/ Goodwe GW5000N-EH | 39.3 |  |  | Goodwe | LX F13.1-H | 3 | Goodwe | GW5000N-EH | Goodwe |  | Yes |  | 2025-11-29
2023-05-26 | HBS5378 | Goodwe LX F13.1-H (x4) w/ Goodwe GW5000N-EH | 52.4 |  |  | Goodwe | LX F13.1-H | 4 | Goodwe | GW5000N-EH | Goodwe |  | Yes |  | 2025-11-29
2023-05-26 | HBS5379 | Goodwe LX F13.1-H (x5) w/ Goodwe GW5000N-EH | 65.5 |  |  | Goodwe | LX F13.1-H | 5 | Goodwe | GW5000N-EH | Goodwe |  | Yes |  | 2025-11-29
2023-05-26 | HBS5380 | Goodwe LX F13.1-H (x6) w/ Goodwe GW5000N-EH | 78.6 |  |  | Goodwe | LX F13.1-H | 6 | Goodwe | GW5000N-EH | Goodwe |  | Yes |  | 2025-11-29
2023-05-26 | HBS5381 | Goodwe LX F13.1-H (x7) w/ Goodwe GW5000N-EH | 91.7 |  |  | Goodwe | LX F13.1-H | 7 | Goodwe | GW5000N-EH | Goodwe |  | Yes |  | 2025-11-29
2023-05-26 | HBS5382 | Goodwe LX F13.1-H (x8) w/ Goodwe GW5000N-EH | 104.8 |  |  | Goodwe | LX F13.1-H | 8 | Goodwe | GW5000N-EH | Goodwe |  | Yes |  | 2025-11-29
2023-05-26 | HBS5383 | Goodwe LX F13.1-H (x2) w/ Goodwe GW6000N-EH | 26.2 |  |  | Goodwe | LX F13.1-H | 2 | Goodwe | GW6000N-EH | Goodwe |  | Yes |  | 2025-11-29
2023-05-26 | HBS5384 | Goodwe LX F13.1-H (x3) w/ Goodwe GW6000N-EH | 39.3 |  |  | Goodwe | LX F13.1-H | 3 | Goodwe | GW6000N-EH | Goodwe |  | Yes |  | 2025-11-29
2023-05-26 | HBS5385 | Goodwe LX F13.1-H (x4) w/ Goodwe GW6000N-EH | 52.4 |  |  | Goodwe | LX F13.1-H | 4 | Goodwe | GW6000N-EH | Goodwe |  | Yes |  | 2025-11-29
2023-05-26 | HBS5386 | Goodwe LX F13.1-H (x5) w/ Goodwe GW6000N-EH | 65.5 |  |  | Goodwe | LX F13.1-H | 5 | Goodwe | GW6000N-EH | Goodwe |  | Yes |  | 2025-11-29
2023-05-26 | HBS5387 | Goodwe LX F13.1-H (x6) w/ Goodwe GW6000N-EH | 78.6 |  |  | Goodwe | LX F13.1-H | 6 | Goodwe | GW6000N-EH | Goodwe |  | Yes |  | 2025-11-29
2023-05-26 | HBS5388 | Goodwe LX F13.1-H (x7) w/ Goodwe GW6000N-EH | 91.7 |  |  | Goodwe | LX F13.1-H | 7 | Goodwe | GW6000N-EH | Goodwe |  | Yes |  | 2025-11-29
2023-05-26 | HBS5389 | Goodwe LX F13.1-H (x8) w/ Goodwe GW6000N-EH | 104.8 |  |  | Goodwe | LX F13.1-H | 8 | Goodwe | GW6000N-EH | Goodwe |  | Yes |  | 2025-11-29
2023-05-26 | HBS5390 | Goodwe LX F13.1-H (x2) w/ Goodwe GW15K-ET | 26.2 |  |  | Goodwe | LX F13.1-H | 2 | Goodwe | GW15K-ET | Goodwe |  | Yes |  | 2026-02-10
2023-05-26 | HBS5391 | Goodwe LX F13.1-H (x3) w/ Goodwe GW15K-ET | 39.3 |  |  | Goodwe | LX F13.1-H | 3 | Goodwe | GW15K-ET | Goodwe |  | Yes |  | 2026-02-10
2023-05-26 | HBS5392 | Goodwe LX F13.1-H (x4) w/ Goodwe GW15K-ET | 52.4 |  |  | Goodwe | LX F13.1-H | 4 | Goodwe | GW15K-ET | Goodwe |  | Yes |  | 2026-02-10
2023-05-26 | HBS5393 | Goodwe LX F13.1-H (x5) w/ Goodwe GW15K-ET | 65.5 |  |  | Goodwe | LX F13.1-H | 5 | Goodwe | GW15K-ET | Goodwe |  | Yes |  | 2026-02-10
2023-05-26 | HBS5394 | Goodwe LX F13.1-H (x6) w/ Goodwe GW15K-ET | 78.6 |  |  | Goodwe | LX F13.1-H | 6 | Goodwe | GW15K-ET | Goodwe |  | Yes |  | 2026-02-10
2023-05-26 | HBS5395 | Goodwe LX F13.1-H (x7) w/ Goodwe GW15K-ET | 91.7 |  |  | Goodwe | LX F13.1-H | 7 | Goodwe | GW15K-ET | Goodwe |  | Yes |  | 2026-02-10
2023-05-26 | HBS5396 | Goodwe LX F13.1-H (x8) w/ Goodwe GW15K-ET | 104.8 |  |  | Goodwe | LX F13.1-H | 8 | Goodwe | GW15K-ET | Goodwe |  | Yes |  | 2026-02-10
2023-05-26 | HBS5397 | Goodwe LX F13.1-H (x2) w/ Goodwe GW20K-ET | 26.2 |  |  | Goodwe | LX F13.1-H | 2 | Goodwe | GW20K-ET | Goodwe |  | Yes |  | 2026-02-10
2023-05-26 | HBS5398 | Goodwe LX F13.1-H (x3) w/ Goodwe GW20K-ET | 39.3 |  |  | Goodwe | LX F13.1-H | 3 | Goodwe | GW20K-ET | Goodwe |  | Yes |  | 2026-02-10
2023-05-26 | HBS5399 | Goodwe LX F13.1-H (x4) w/ Goodwe GW20K-ET | 52.4 |  |  | Goodwe | LX F13.1-H | 4 | Goodwe | GW20K-ET | Goodwe |  | Yes |  | 2026-02-10
2023-05-26 | HBS5400 | Goodwe LX F13.1-H (x5) w/ Goodwe GW20K-ET | 65.5 |  |  | Goodwe | LX F13.1-H | 5 | Goodwe | GW20K-ET | Goodwe |  | Yes |  | 2026-02-10
2023-05-26 | HBS5401 | Goodwe LX F13.1-H (x6) w/ Goodwe GW20K-ET | 78.6 |  |  | Goodwe | LX F13.1-H | 6 | Goodwe | GW20K-ET | Goodwe |  | Yes |  | 2026-02-10
2023-05-26 | HBS5402 | Goodwe LX F13.1-H (x7) w/ Goodwe GW20K-ET | 91.7 |  |  | Goodwe | LX F13.1-H | 7 | Goodwe | GW20K-ET | Goodwe |  | Yes |  | 2026-02-10
2023-05-26 | HBS5403 | Goodwe LX F13.1-H (x8) w/ Goodwe GW20K-ET | 104.8 |  |  | Goodwe | LX F13.1-H | 8 | Goodwe | GW20K-ET | Goodwe |  | Yes |  | 2026-02-10
2023-05-26 | HBS5404 | Goodwe LX F13.1-H (x2) w/ Goodwe GW25K-ET | 26.2 |  |  | Goodwe | LX F13.1-H | 2 | Goodwe | GW25K-ET | Goodwe |  | Yes |  | 2026-02-10
2023-05-26 | HBS5405 | Goodwe LX F13.1-H (x3) w/ Goodwe GW25K-ET | 39.3 |  |  | Goodwe | LX F13.1-H | 3 | Goodwe | GW25K-ET | Goodwe |  | Yes |  | 2026-02-10
2023-05-26 | HBS5406 | Goodwe LX F13.1-H (x4) w/ Goodwe GW25K-ET | 52.4 |  |  | Goodwe | LX F13.1-H | 4 | Goodwe | GW25K-ET | Goodwe |  | Yes |  | 2026-02-10
2023-05-26 | HBS5407 | Goodwe LX F13.1-H (x5) w/ Goodwe GW25K-ET | 65.5 |  |  | Goodwe | LX F13.1-H | 5 | Goodwe | GW25K-ET | Goodwe |  | Yes |  | 2026-02-10
2023-05-26 | HBS5408 | Goodwe LX F13.1-H (x6) w/ Goodwe GW25K-ET | 78.6 |  |  | Goodwe | LX F13.1-H | 6 | Goodwe | GW25K-ET | Goodwe |  | Yes |  | 2026-02-10
2023-05-26 | HBS5409 | Goodwe LX F13.1-H (x7) w/ Goodwe GW25K-ET | 91.7 |  |  | Goodwe | LX F13.1-H | 7 | Goodwe | GW25K-ET | Goodwe |  | Yes |  | 2026-02-10
2023-05-26 | HBS5410 | Goodwe LX F13.1-H (x8) w/ Goodwe GW25K-ET | 104.8 |  |  | Goodwe | LX F13.1-H | 8 | Goodwe | GW25K-ET | Goodwe |  | Yes |  | 2026-02-10
2023-05-26 | HBS5411 | Goodwe LX F13.1-H (x2) w/ Goodwe GW29.9K-ET | 26.2 |  |  | Goodwe | LX F13.1-H | 2 | Goodwe | GW29.9K-ET | Goodwe |  | Yes |  | 2026-02-10
2023-05-26 | HBS5412 | Goodwe LX F13.1-H (x3) w/ Goodwe GW29.9K-ET | 39.3 |  |  | Goodwe | LX F13.1-H | 3 | Goodwe | GW29.9K-ET | Goodwe |  | Yes |  | 2026-02-10
2023-05-26 | HBS5413 | Goodwe LX F13.1-H (x4) w/ Goodwe GW29.9K-ET | 52.4 |  |  | Goodwe | LX F13.1-H | 4 | Goodwe | GW29.9K-ET | Goodwe |  | Yes |  | 2026-02-10
2023-05-26 | HBS5414 | Goodwe LX F13.1-H (x5) w/ Goodwe GW29.9K-ET | 65.5 |  |  | Goodwe | LX F13.1-H | 5 | Goodwe | GW29.9K-ET | Goodwe |  | Yes |  | 2026-02-10
2023-05-26 | HBS5415 | Goodwe LX F13.1-H (x6) w/ Goodwe GW29.9K-ET | 78.6 |  |  | Goodwe | LX F13.1-H | 6 | Goodwe | GW29.9K-ET | Goodwe |  | Yes |  | 2026-02-10
2023-05-26 | HBS5416 | Goodwe LX F13.1-H (x7) w/ Goodwe GW29.9K-ET | 91.7 |  |  | Goodwe | LX F13.1-H | 7 | Goodwe | GW29.9K-ET | Goodwe |  | Yes |  | 2026-02-10
2023-05-26 | HBS5417 | Goodwe LX F13.1-H (x8) w/ Goodwe GW29.9K-ET | 104.8 |  |  | Goodwe | LX F13.1-H | 8 | Goodwe | GW29.9K-ET | Goodwe |  | Yes |  | 2026-02-10
2023-05-26 | HBS5418 | Goodwe LX F16.4-H (x1) w/ Goodwe GW3600N-EH | 16.38 |  |  | Goodwe | LX F16.4-H | 1 | Goodwe | GW3600N-EH | Goodwe |  | Yes |  | 2025-11-29
2023-05-26 | HBS5419 | Goodwe LX F16.4-H (x1) w/ Goodwe GW5000N-EH | 16.38 |  |  | Goodwe | LX F16.4-H | 1 | Goodwe | GW5000N-EH | Goodwe |  | Yes |  | 2025-11-29
2023-05-26 | HBS5420 | Goodwe LX F16.4-H (x1) w/ Goodwe GW6000N-EH | 16.38 |  |  | Goodwe | LX F16.4-H | 1 | Goodwe | GW6000N-EH | Goodwe |  | Yes |  | 2025-11-29
2023-05-26 | HBS5421 | Goodwe LX F16.4-H (x1) w/ Goodwe GW15K-ET | 16.38 |  |  | Goodwe | LX F16.4-H | 1 | Goodwe | GW15K-ET | Goodwe |  | Yes |  | 2026-02-10
2023-05-26 | HBS5422 | Goodwe LX F16.4-H (x1) w/ Goodwe GW20K-ET | 16.38 |  |  | Goodwe | LX F16.4-H | 1 | Goodwe | GW20K-ET | Goodwe |  | Yes |  | 2026-02-10
2023-05-26 | HBS5423 | Goodwe LX F16.4-H (x1) w/ Goodwe GW25K-ET | 16.38 |  |  | Goodwe | LX F16.4-H | 1 | Goodwe | GW25K-ET | Goodwe |  | Yes |  | 2026-02-10
2023-05-26 | HBS5424 | Goodwe LX F16.4-H (x1) w/ Goodwe GW29.9K-ET | 16.38 |  |  | Goodwe | LX F16.4-H | 1 | Goodwe | GW29.9K-ET | Goodwe |  | Yes |  | 2026-02-10
2023-05-26 | HBS5425 | Goodwe LX F16.4-H (x2) w/ Goodwe GW3600N-EH | 32.76 |  |  | Goodwe | LX F16.4-H | 2 | Goodwe | GW3600N-EH | Goodwe |  | Yes |  | 2025-11-29
2023-05-26 | HBS5426 | Goodwe LX F16.4-H (x3) w/ Goodwe GW3600N-EH | 49.14 |  |  | Goodwe | LX F16.4-H | 3 | Goodwe | GW3600N-EH | Goodwe |  | Yes |  | 2025-11-29
2023-05-26 | HBS5427 | Goodwe LX F16.4-H (x4) w/ Goodwe GW3600N-EH | 65.52 |  |  | Goodwe | LX F16.4-H | 4 | Goodwe | GW3600N-EH | Goodwe |  | Yes |  | 2025-11-29
2023-05-26 | HBS5428 | Goodwe LX F16.4-H (x5) w/ Goodwe GW3600N-EH | 81.9 |  |  | Goodwe | LX F16.4-H | 5 | Goodwe | GW3600N-EH | Goodwe |  | Yes |  | 2025-11-29
2023-05-26 | HBS5429 | Goodwe LX F16.4-H (x6) w/ Goodwe GW3600N-EH | 98.28 |  |  | Goodwe | LX F16.4-H | 6 | Goodwe | GW3600N-EH | Goodwe |  | Yes |  | 2025-11-29
2023-05-26 | HBS5430 | Goodwe LX F16.4-H (x7) w/ Goodwe GW3600N-EH | 114.66 |  |  | Goodwe | LX F16.4-H | 7 | Goodwe | GW3600N-EH | Goodwe |  | Yes |  | 2025-11-29
2023-05-26 | HBS5431 | Goodwe LX F16.4-H (x8) w/ Goodwe GW3600N-EH | 131.04 |  |  | Goodwe | LX F16.4-H | 8 | Goodwe | GW3600N-EH | Goodwe |  | Yes |  | 2025-11-29
2023-05-26 | HBS5432 | Goodwe LX F16.4-H (x2) w/ Goodwe GW5000N-EH | 32.76 |  |  | Goodwe | LX F16.4-H | 2 | Goodwe | GW5000N-EH | Goodwe |  | Yes |  | 2025-11-29
2023-05-26 | HBS5433 | Goodwe LX F16.4-H (x3) w/ Goodwe GW5000N-EH | 49.14 |  |  | Goodwe | LX F16.4-H | 3 | Goodwe | GW5000N-EH | Goodwe |  | Yes |  | 2025-11-29
2023-05-26 | HBS5434 | Goodwe LX F16.4-H (x4) w/ Goodwe GW5000N-EH | 65.52 |  |  | Goodwe | LX F16.4-H | 4 | Goodwe | GW5000N-EH | Goodwe |  | Yes |  | 2025-11-29
2023-05-26 | HBS5435 | Goodwe LX F16.4-H (x5) w/ Goodwe GW5000N-EH | 81.9 |  |  | Goodwe | LX F16.4-H | 5 | Goodwe | GW5000N-EH | Goodwe |  | Yes |  | 2025-11-29
2023-05-26 | HBS5436 | Goodwe LX F16.4-H (x6) w/ Goodwe GW5000N-EH | 98.28 |  |  | Goodwe | LX F16.4-H | 6 | Goodwe | GW5000N-EH | Goodwe |  | Yes |  | 2025-11-29
2023-05-26 | HBS5437 | Goodwe LX F16.4-H (x7) w/ Goodwe GW5000N-EH | 114.66 |  |  | Goodwe | LX F16.4-H | 7 | Goodwe | GW5000N-EH | Goodwe |  | Yes |  | 2025-11-29
2023-05-26 | HBS5438 | Goodwe LX F16.4-H (x8) w/ Goodwe GW5000N-EH | 131.04 |  |  | Goodwe | LX F16.4-H | 8 | Goodwe | GW5000N-EH | Goodwe |  | Yes |  | 2025-11-29
2023-05-26 | HBS5439 | Goodwe LX F16.4-H (x2) w/ Goodwe GW6000N-EH | 32.76 |  |  | Goodwe | LX F16.4-H | 2 | Goodwe | GW6000N-EH | Goodwe |  | Yes |  | 2025-11-29
2023-05-26 | HBS5440 | Goodwe LX F16.4-H (x3) w/ Goodwe GW6000N-EH | 49.14 |  |  | Goodwe | LX F16.4-H | 3 | Goodwe | GW6000N-EH | Goodwe |  | Yes |  | 2025-11-29
2023-05-26 | HBS5441 | Goodwe LX F16.4-H (x4) w/ Goodwe GW6000N-EH | 65.52 |  |  | Goodwe | LX F16.4-H | 4 | Goodwe | GW6000N-EH | Goodwe |  | Yes |  | 2025-11-29
2023-05-26 | HBS5442 | Goodwe LX F16.4-H (x5) w/ Goodwe GW6000N-EH | 81.9 |  |  | Goodwe | LX F16.4-H | 5 | Goodwe | GW6000N-EH | Goodwe |  | Yes |  | 2025-11-29
2023-05-26 | HBS5443 | Goodwe LX F16.4-H (x6) w/ Goodwe GW6000N-EH | 98.28 |  |  | Goodwe | LX F16.4-H | 6 | Goodwe | GW6000N-EH | Goodwe |  | Yes |  | 2025-11-29
2023-05-26 | HBS5444 | Goodwe LX F16.4-H (x7) w/ Goodwe GW6000N-EH | 114.66 |  |  | Goodwe | LX F16.4-H | 7 | Goodwe | GW6000N-EH | Goodwe |  | Yes |  | 2025-11-29
2023-05-26 | HBS5445 | Goodwe LX F16.4-H (x8) w/ Goodwe GW6000N-EH | 131.04 |  |  | Goodwe | LX F16.4-H | 8 | Goodwe | GW6000N-EH | Goodwe |  | Yes |  | 2025-11-29
2023-05-26 | HBS5446 | Goodwe LX F16.4-H (x2) w/ Goodwe GW15K-ET | 32.76 |  |  | Goodwe | LX F16.4-H | 2 | Goodwe | GW15K-ET | Goodwe |  | Yes |  | 2026-02-10
2023-05-26 | HBS5447 | Goodwe LX F16.4-H (x3) w/ Goodwe GW15K-ET | 49.14 |  |  | Goodwe | LX F16.4-H | 3 | Goodwe | GW15K-ET | Goodwe |  | Yes |  | 2026-02-10
2023-05-26 | HBS5448 | Goodwe LX F16.4-H (x4) w/ Goodwe GW15K-ET | 65.52 |  |  | Goodwe | LX F16.4-H | 4 | Goodwe | GW15K-ET | Goodwe |  | Yes |  | 2026-02-10
2023-05-26 | HBS5449 | Goodwe LX F16.4-H (x5) w/ Goodwe GW15K-ET | 81.9 |  |  | Goodwe | LX F16.4-H | 5 | Goodwe | GW15K-ET | Goodwe |  | Yes |  | 2026-02-10
2023-05-26 | HBS5450 | Goodwe LX F16.4-H (x6) w/ Goodwe GW15K-ET | 98.28 |  |  | Goodwe | LX F16.4-H | 6 | Goodwe | GW15K-ET | Goodwe |  | Yes |  | 2026-02-10
2023-05-26 | HBS5451 | Goodwe LX F16.4-H (x7) w/ Goodwe GW15K-ET | 114.66 |  |  | Goodwe | LX F16.4-H | 7 | Goodwe | GW15K-ET | Goodwe |  | Yes |  | 2026-02-10
2023-05-26 | HBS5452 | Goodwe LX F16.4-H (x8) w/ Goodwe GW15K-ET | 131.04 |  |  | Goodwe | LX F16.4-H | 8 | Goodwe | GW15K-ET | Goodwe |  | Yes |  | 2026-02-10
2023-05-26 | HBS5453 | Goodwe LX F16.4-H (x2) w/ Goodwe GW20K-ET | 32.76 |  |  | Goodwe | LX F16.4-H | 2 | Goodwe | GW20K-ET | Goodwe |  | Yes |  | 2026-02-10
2023-05-26 | HBS5454 | Goodwe LX F16.4-H (x3) w/ Goodwe GW20K-ET | 49.14 |  |  | Goodwe | LX F16.4-H | 3 | Goodwe | GW20K-ET | Goodwe |  | Yes |  | 2026-02-10
2023-05-26 | HBS5455 | Goodwe LX F16.4-H (x4) w/ Goodwe GW20K-ET | 65.52 |  |  | Goodwe | LX F16.4-H | 4 | Goodwe | GW20K-ET | Goodwe |  | Yes |  | 2026-02-10
2023-05-26 | HBS5456 | Goodwe LX F16.4-H (x5) w/ Goodwe GW20K-ET | 81.9 |  |  | Goodwe | LX F16.4-H | 5 | Goodwe | GW20K-ET | Goodwe |  | Yes |  | 2026-02-10
2023-05-26 | HBS5457 | Goodwe LX F16.4-H (x6) w/ Goodwe GW20K-ET | 98.28 |  |  | Goodwe | LX F16.4-H | 6 | Goodwe | GW20K-ET | Goodwe |  | Yes |  | 2026-02-10
2023-05-26 | HBS5458 | Goodwe LX F16.4-H (x7) w/ Goodwe GW20K-ET | 114.66 |  |  | Goodwe | LX F16.4-H | 7 | Goodwe | GW20K-ET | Goodwe |  | Yes |  | 2026-02-10
2023-05-26 | HBS5459 | Goodwe LX F16.4-H (x8) w/ Goodwe GW20K-ET | 131.04 |  |  | Goodwe | LX F16.4-H | 8 | Goodwe | GW20K-ET | Goodwe |  | Yes |  | 2026-02-10
2023-05-26 | HBS5460 | Goodwe LX F16.4-H (x2) w/ Goodwe GW25K-ET | 32.76 |  |  | Goodwe | LX F16.4-H | 2 | Goodwe | GW25K-ET | Goodwe |  | Yes |  | 2026-02-10
2023-05-26 | HBS5461 | Goodwe LX F16.4-H (x3) w/ Goodwe GW25K-ET | 49.14 |  |  | Goodwe | LX F16.4-H | 3 | Goodwe | GW25K-ET | Goodwe |  | Yes |  | 2026-02-10
2023-05-26 | HBS5462 | Goodwe LX F16.4-H (x4) w/ Goodwe GW25K-ET | 65.52 |  |  | Goodwe | LX F16.4-H | 4 | Goodwe | GW25K-ET | Goodwe |  | Yes |  | 2026-02-10
2023-05-26 | HBS5463 | Goodwe LX F16.4-H (x5) w/ Goodwe GW25K-ET | 81.9 |  |  | Goodwe | LX F16.4-H | 5 | Goodwe | GW25K-ET | Goodwe |  | Yes |  | 2026-02-10
2023-05-26 | HBS5464 | Goodwe LX F16.4-H (x6) w/ Goodwe GW25K-ET | 98.28 |  |  | Goodwe | LX F16.4-H | 6 | Goodwe | GW25K-ET | Goodwe |  | Yes |  | 2026-02-10
2023-05-26 | HBS5465 | Goodwe LX F16.4-H (x7) w/ Goodwe GW25K-ET | 114.66 |  |  | Goodwe | LX F16.4-H | 7 | Goodwe | GW25K-ET | Goodwe |  | Yes |  | 2026-02-10
2023-05-26 | HBS5466 | Goodwe LX F16.4-H (x8) w/ Goodwe GW25K-ET | 131.04 |  |  | Goodwe | LX F16.4-H | 8 | Goodwe | GW25K-ET | Goodwe |  | Yes |  | 2026-02-10
2023-05-26 | HBS5467 | Goodwe LX F16.4-H (x2) w/ Goodwe GW29.9K-ET | 32.76 |  |  | Goodwe | LX F16.4-H | 2 | Goodwe | GW29.9K-ET | Goodwe |  | Yes |  | 2026-02-10
2023-05-26 | HBS5468 | Goodwe LX F16.4-H (x3) w/ Goodwe GW29.9K-ET | 49.14 |  |  | Goodwe | LX F16.4-H | 3 | Goodwe | GW29.9K-ET | Goodwe |  | Yes |  | 2026-02-10
2023-05-26 | HBS5469 | Goodwe LX F16.4-H (x4) w/ Goodwe GW29.9K-ET | 65.52 |  |  | Goodwe | LX F16.4-H | 4 | Goodwe | GW29.9K-ET | Goodwe |  | Yes |  | 2026-02-10
2023-05-26 | HBS5470 | Goodwe LX F16.4-H (x5) w/ Goodwe GW29.9K-ET | 81.9 |  |  | Goodwe | LX F16.4-H | 5 | Goodwe | GW29.9K-ET | Goodwe |  | Yes |  | 2026-02-10
2023-05-26 | HBS5471 | Goodwe LX F16.4-H (x6) w/ Goodwe GW29.9K-ET | 98.28 |  |  | Goodwe | LX F16.4-H | 6 | Goodwe | GW29.9K-ET | Goodwe |  | Yes |  | 2026-02-10
2023-05-26 | HBS5472 | Goodwe LX F16.4-H (x7) w/ Goodwe GW29.9K-ET | 114.66 |  |  | Goodwe | LX F16.4-H | 7 | Goodwe | GW29.9K-ET | Goodwe |  | Yes |  | 2026-02-10
2023-05-26 | HBS5473 | Goodwe LX F16.4-H (x8) w/ Goodwe GW29.9K-ET | 131.04 |  |  | Goodwe | LX F16.4-H | 8 | Goodwe | GW29.9K-ET | Goodwe |  | Yes |  | 2026-02-10
2023-05-26 | HBS5474 | Goodwe LX F6.6-H (x1) w/ Goodwe GW3600N-EH | 6.55 |  |  | Goodwe | LX F6.6-H | 1 | Goodwe | GW3600N-EH | Goodwe |  | Yes |  | 2025-11-29
2023-05-26 | HBS5475 | Goodwe LX F6.6-H (x1) w/ Goodwe GW5000N-EH | 6.55 |  |  | Goodwe | LX F6.6-H | 1 | Goodwe | GW5000N-EH | Goodwe |  | Yes |  | 2025-11-29
2023-05-26 | HBS5476 | Goodwe LX F6.6-H (x1) w/ Goodwe GW6000N-EH | 6.55 |  |  | Goodwe | LX F6.6-H | 1 | Goodwe | GW6000N-EH | Goodwe |  | Yes |  | 2025-11-29
2023-05-26 | HBS5477 | Goodwe LX F6.6-H (x1) w/ Goodwe GW15K-ET | 6.55 |  |  | Goodwe | LX F6.6-H | 1 | Goodwe | GW15K-ET | Goodwe |  | Yes |  | 2026-02-10
2023-05-26 | HBS5478 | Goodwe LX F6.6-H (x1) w/ Goodwe GW20K-ET | 6.55 |  |  | Goodwe | LX F6.6-H | 1 | Goodwe | GW20K-ET | Goodwe |  | Yes |  | 2026-02-10
2023-05-26 | HBS5479 | Goodwe LX F6.6-H (x1) w/ Goodwe GW25K-ET | 6.55 |  |  | Goodwe | LX F6.6-H | 1 | Goodwe | GW25K-ET | Goodwe |  | Yes |  | 2026-02-10
2023-05-26 | HBS5480 | Goodwe LX F6.6-H (x1) w/ Goodwe GW29.9K-ET | 6.55 |  |  | Goodwe | LX F6.6-H | 1 | Goodwe | GW29.9K-ET | Goodwe |  | Yes |  | 2026-02-10
2023-05-26 | HBS5481 | Goodwe LX F6.6-H (x2) w/ Goodwe GW3600N-EH | 13.1 |  |  | Goodwe | LX F6.6-H | 2 | Goodwe | GW3600N-EH | Goodwe |  | Yes |  | 2025-11-29
2023-05-26 | HBS5482 | Goodwe LX F6.6-H (x3) w/ Goodwe GW3600N-EH | 19.65 |  |  | Goodwe | LX F6.6-H | 3 | Goodwe | GW3600N-EH | Goodwe |  | Yes |  | 2025-11-29
2023-05-26 | HBS5483 | Goodwe LX F6.6-H (x4) w/ Goodwe GW3600N-EH | 26.2 |  |  | Goodwe | LX F6.6-H | 4 | Goodwe | GW3600N-EH | Goodwe |  | Yes |  | 2025-11-29
2023-05-26 | HBS5484 | Goodwe LX F6.6-H (x5) w/ Goodwe GW3600N-EH | 32.75 |  |  | Goodwe | LX F6.6-H | 5 | Goodwe | GW3600N-EH | Goodwe |  | Yes |  | 2025-11-29
2023-05-26 | HBS5485 | Goodwe LX F6.6-H (x6) w/ Goodwe GW3600N-EH | 39.3 |  |  | Goodwe | LX F6.6-H | 6 | Goodwe | GW3600N-EH | Goodwe |  | Yes |  | 2025-11-29
2023-05-26 | HBS5486 | Goodwe LX F6.6-H (x7) w/ Goodwe GW3600N-EH | 45.85 |  |  | Goodwe | LX F6.6-H | 7 | Goodwe | GW3600N-EH | Goodwe |  | Yes |  | 2025-11-29
2023-05-26 | HBS5487 | Goodwe LX F6.6-H (x8) w/ Goodwe GW3600N-EH | 52.4 |  |  | Goodwe | LX F6.6-H | 8 | Goodwe | GW3600N-EH | Goodwe |  | Yes |  | 2025-11-29
2023-05-26 | HBS5488 | Goodwe LX F6.6-H (x2) w/ Goodwe GW5000N-EH | 13.1 |  |  | Goodwe | LX F6.6-H | 2 | Goodwe | GW5000N-EH | Goodwe |  | Yes |  | 2025-11-29
2023-05-26 | HBS5489 | Goodwe LX F6.6-H (x3) w/ Goodwe GW5000N-EH | 19.65 |  |  | Goodwe | LX F6.6-H | 3 | Goodwe | GW5000N-EH | Goodwe |  | Yes |  | 2025-11-29
2023-05-26 | HBS5490 | Goodwe LX F6.6-H (x4) w/ Goodwe GW5000N-EH | 26.2 |  |  | Goodwe | LX F6.6-H | 4 | Goodwe | GW5000N-EH | Goodwe |  | Yes |  | 2025-11-29
2023-05-26 | HBS5491 | Goodwe LX F6.6-H (x5) w/ Goodwe GW5000N-EH | 32.75 |  |  | Goodwe | LX F6.6-H | 5 | Goodwe | GW5000N-EH | Goodwe |  | Yes |  | 2025-11-29
2023-05-26 | HBS5492 | Goodwe LX F6.6-H (x6) w/ Goodwe GW5000N-EH | 39.3 |  |  | Goodwe | LX F6.6-H | 6 | Goodwe | GW5000N-EH | Goodwe |  | Yes |  | 2025-11-29
2023-05-26 | HBS5493 | Goodwe LX F6.6-H (x7) w/ Goodwe GW5000N-EH | 45.85 |  |  | Goodwe | LX F6.6-H | 7 | Goodwe | GW5000N-EH | Goodwe |  | Yes |  | 2025-11-29
2023-05-26 | HBS5494 | Goodwe LX F6.6-H (x8) w/ Goodwe GW5000N-EH | 52.4 |  |  | Goodwe | LX F6.6-H | 8 | Goodwe | GW5000N-EH | Goodwe |  | Yes |  | 2025-11-29
2023-05-26 | HBS5495 | Goodwe LX F6.6-H (x2) w/ Goodwe GW6000N-EH | 13.1 |  |  | Goodwe | LX F6.6-H | 2 | Goodwe | GW6000N-EH | Goodwe |  | Yes |  | 2025-11-29
2023-05-26 | HBS5496 | Goodwe LX F6.6-H (x3) w/ Goodwe GW6000N-EH | 19.65 |  |  | Goodwe | LX F6.6-H | 3 | Goodwe | GW6000N-EH | Goodwe |  | Yes |  | 2025-11-29
2023-05-26 | HBS5497 | Goodwe LX F6.6-H (x4) w/ Goodwe GW6000N-EH | 26.2 |  |  | Goodwe | LX F6.6-H | 4 | Goodwe | GW6000N-EH | Goodwe |  | Yes |  | 2025-11-29
2023-05-26 | HBS5498 | Goodwe LX F6.6-H (x5) w/ Goodwe GW6000N-EH | 32.75 |  |  | Goodwe | LX F6.6-H | 5 | Goodwe | GW6000N-EH | Goodwe |  | Yes |  | 2025-11-29
2023-05-26 | HBS5499 | Goodwe LX F6.6-H (x6) w/ Goodwe GW6000N-EH | 39.3 |  |  | Goodwe | LX F6.6-H | 6 | Goodwe | GW6000N-EH | Goodwe |  | Yes |  | 2025-11-29
2023-05-26 | HBS5500 | Goodwe LX F6.6-H (x7) w/ Goodwe GW6000N-EH | 45.85 |  |  | Goodwe | LX F6.6-H | 7 | Goodwe | GW6000N-EH | Goodwe |  | Yes |  | 2025-11-29
2023-05-26 | HBS5501 | Goodwe LX F6.6-H (x8) w/ Goodwe GW6000N-EH | 52.4 |  |  | Goodwe | LX F6.6-H | 8 | Goodwe | GW6000N-EH | Goodwe |  | Yes |  | 2025-11-29
2023-05-26 | HBS5502 | Goodwe LX F6.6-H (x2) w/ Goodwe GW15K-ET | 13.1 |  |  | Goodwe | LX F6.6-H | 2 | Goodwe | GW15K-ET | Goodwe |  | Yes |  | 2026-02-10
2023-05-26 | HBS5503 | Goodwe LX F6.6-H (x3) w/ Goodwe GW15K-ET | 19.65 |  |  | Goodwe | LX F6.6-H | 3 | Goodwe | GW15K-ET | Goodwe |  | Yes |  | 2026-02-10
2023-05-26 | HBS5504 | Goodwe LX F6.6-H (x4) w/ Goodwe GW15K-ET | 26.2 |  |  | Goodwe | LX F6.6-H | 4 | Goodwe | GW15K-ET | Goodwe |  | Yes |  | 2026-02-10
2023-05-26 | HBS5505 | Goodwe LX F6.6-H (x5) w/ Goodwe GW15K-ET | 32.75 |  |  | Goodwe | LX F6.6-H | 5 | Goodwe | GW15K-ET | Goodwe |  | Yes |  | 2026-02-10
2023-05-26 | HBS5506 | Goodwe LX F6.6-H (x6) w/ Goodwe GW15K-ET | 39.3 |  |  | Goodwe | LX F6.6-H | 6 | Goodwe | GW15K-ET | Goodwe |  | Yes |  | 2026-02-10
2023-05-26 | HBS5507 | Goodwe LX F6.6-H (x7) w/ Goodwe GW15K-ET | 45.85 |  |  | Goodwe | LX F6.6-H | 7 | Goodwe | GW15K-ET | Goodwe |  | Yes |  | 2026-02-10
2023-05-26 | HBS5508 | Goodwe LX F6.6-H (x8) w/ Goodwe GW15K-ET | 52.4 |  |  | Goodwe | LX F6.6-H | 8 | Goodwe | GW15K-ET | Goodwe |  | Yes |  | 2026-02-10
2023-05-26 | HBS5509 | Goodwe LX F6.6-H (x2) w/ Goodwe GW20K-ET | 13.1 |  |  | Goodwe | LX F6.6-H | 2 | Goodwe | GW20K-ET | Goodwe |  | Yes |  | 2026-02-10
2023-05-26 | HBS5510 | Goodwe LX F6.6-H (x3) w/ Goodwe GW20K-ET | 19.65 |  |  | Goodwe | LX F6.6-H | 3 | Goodwe | GW20K-ET | Goodwe |  | Yes |  | 2026-02-10
2023-05-26 | HBS5511 | Goodwe LX F6.6-H (x4) w/ Goodwe GW20K-ET | 26.2 |  |  | Goodwe | LX F6.6-H | 4 | Goodwe | GW20K-ET | Goodwe |  | Yes |  | 2026-02-10
2023-05-26 | HBS5512 | Goodwe LX F6.6-H (x5) w/ Goodwe GW20K-ET | 32.75 |  |  | Goodwe | LX F6.6-H | 5 | Goodwe | GW20K-ET | Goodwe |  | Yes |  | 2026-02-10
2023-05-26 | HBS5513 | Goodwe LX F6.6-H (x6) w/ Goodwe GW20K-ET | 39.3 |  |  | Goodwe | LX F6.6-H | 6 | Goodwe | GW20K-ET | Goodwe |  | Yes |  | 2026-02-10
2023-05-26 | HBS5514 | Goodwe LX F6.6-H (x7) w/ Goodwe GW20K-ET | 45.85 |  |  | Goodwe | LX F6.6-H | 7 | Goodwe | GW20K-ET | Goodwe |  | Yes |  | 2026-02-10
2023-05-26 | HBS5515 | Goodwe LX F6.6-H (x8) w/ Goodwe GW20K-ET | 52.4 |  |  | Goodwe | LX F6.6-H | 8 | Goodwe | GW20K-ET | Goodwe |  | Yes |  | 2026-02-10
2023-05-26 | HBS5516 | Goodwe LX F6.6-H (x2) w/ Goodwe GW25K-ET | 13.1 |  |  | Goodwe | LX F6.6-H | 2 | Goodwe | GW25K-ET | Goodwe |  | Yes |  | 2026-02-10
2023-05-26 | HBS5517 | Goodwe LX F6.6-H (x3) w/ Goodwe GW25K-ET | 19.65 |  |  | Goodwe | LX F6.6-H | 3 | Goodwe | GW25K-ET | Goodwe |  | Yes |  | 2026-02-10
2023-05-26 | HBS5518 | Goodwe LX F6.6-H (x4) w/ Goodwe GW25K-ET | 26.2 |  |  | Goodwe | LX F6.6-H | 4 | Goodwe | GW25K-ET | Goodwe |  | Yes |  | 2026-02-10
2023-05-26 | HBS5519 | Goodwe LX F6.6-H (x5) w/ Goodwe GW25K-ET | 32.75 |  |  | Goodwe | LX F6.6-H | 5 | Goodwe | GW25K-ET | Goodwe |  | Yes |  | 2026-02-10
2023-05-26 | HBS5520 | Goodwe LX F6.6-H (x6) w/ Goodwe GW25K-ET | 39.3 |  |  | Goodwe | LX F6.6-H | 6 | Goodwe | GW25K-ET | Goodwe |  | Yes |  | 2026-02-10
2023-05-26 | HBS5521 | Goodwe LX F6.6-H (x7) w/ Goodwe GW25K-ET | 45.85 |  |  | Goodwe | LX F6.6-H | 7 | Goodwe | GW25K-ET | Goodwe |  | Yes |  | 2026-02-10
2023-05-26 | HBS5522 | Goodwe LX F6.6-H (x8) w/ Goodwe GW25K-ET | 52.4 |  |  | Goodwe | LX F6.6-H | 8 | Goodwe | GW25K-ET | Goodwe |  | Yes |  | 2026-02-10
2023-05-26 | HBS5523 | Goodwe LX F6.6-H (x2) w/ Goodwe GW29.9K-ET | 13.1 |  |  | Goodwe | LX F6.6-H | 2 | Goodwe | GW29.9K-ET | Goodwe |  | Yes |  | 2026-02-10
2023-05-26 | HBS5524 | Goodwe LX F6.6-H (x3) w/ Goodwe GW29.9K-ET | 19.65 |  |  | Goodwe | LX F6.6-H | 3 | Goodwe | GW29.9K-ET | Goodwe |  | Yes |  | 2026-02-10
2023-05-26 | HBS5525 | Goodwe LX F6.6-H (x4) w/ Goodwe GW29.9K-ET | 26.2 |  |  | Goodwe | LX F6.6-H | 4 | Goodwe | GW29.9K-ET | Goodwe |  | Yes |  | 2026-02-10
2023-05-26 | HBS5526 | Goodwe LX F6.6-H (x5) w/ Goodwe GW29.9K-ET | 32.75 |  |  | Goodwe | LX F6.6-H | 5 | Goodwe | GW29.9K-ET | Goodwe |  | Yes |  | 2026-02-10
2023-05-26 | HBS5527 | Goodwe LX F6.6-H (x6) w/ Goodwe GW29.9K-ET | 39.3 |  |  | Goodwe | LX F6.6-H | 6 | Goodwe | GW29.9K-ET | Goodwe |  | Yes |  | 2026-02-10
2023-05-26 | HBS5528 | Goodwe LX F6.6-H (x7) w/ Goodwe GW29.9K-ET | 45.85 |  |  | Goodwe | LX F6.6-H | 7 | Goodwe | GW29.9K-ET | Goodwe |  | Yes |  | 2026-02-10
2023-05-26 | HBS5529 | Goodwe LX F6.6-H (x8) w/ Goodwe GW29.9K-ET | 52.4 |  |  | Goodwe | LX F6.6-H | 8 | Goodwe | GW29.9K-ET | Goodwe |  | Yes |  | 2026-02-10
2023-05-26 | HBS5530 | Goodwe LX F9.8-H (x1) w/ Goodwe GW3600N-EH | 9.83 |  |  | Goodwe | LX F9.8-H | 1 | Goodwe | GW3600N-EH | Goodwe |  | Yes |  | 2025-11-29
2023-05-26 | HBS5531 | Goodwe LX F9.8-H (x1) w/ Goodwe GW5000N-EH | 9.83 |  |  | Goodwe | LX F9.8-H | 1 | Goodwe | GW5000N-EH | Goodwe |  | Yes |  | 2025-11-29
2023-05-26 | HBS5532 | Goodwe LX F9.8-H (x1) w/ Goodwe GW6000N-EH | 9.83 |  |  | Goodwe | LX F9.8-H | 1 | Goodwe | GW6000N-EH | Goodwe |  | Yes |  | 2025-11-29
2023-05-26 | HBS5533 | Goodwe LX F9.8-H (x1) w/ Goodwe GW15K-ET | 9.83 |  |  | Goodwe | LX F9.8-H | 1 | Goodwe | GW15K-ET | Goodwe |  | Yes |  | 2026-02-10
2023-05-26 | HBS5534 | Goodwe LX F9.8-H (x1) w/ Goodwe GW20K-ET | 9.83 |  |  | Goodwe | LX F9.8-H | 1 | Goodwe | GW20K-ET | Goodwe |  | Yes |  | 2026-02-10
2023-05-26 | HBS5535 | Goodwe LX F9.8-H (x1) w/ Goodwe GW25K-ET | 9.83 |  |  | Goodwe | LX F9.8-H | 1 | Goodwe | GW25K-ET | Goodwe |  | Yes |  | 2026-02-10
2023-05-26 | HBS5536 | Goodwe LX F9.8-H (x1) w/ Goodwe GW29.9K-ET | 9.83 |  |  | Goodwe | LX F9.8-H | 1 | Goodwe | GW29.9K-ET | Goodwe |  | Yes |  | 2026-02-10
2023-05-26 | HBS5537 | Goodwe LX F9.8-H (x2) w/ Goodwe GW3600N-EH | 19.66 |  |  | Goodwe | LX F9.8-H | 2 | Goodwe | GW3600N-EH | Goodwe |  | Yes |  | 2025-11-29
2023-05-26 | HBS5538 | Goodwe LX F9.8-H (x3) w/ Goodwe GW3600N-EH | 29.49 |  |  | Goodwe | LX F9.8-H | 3 | Goodwe | GW3600N-EH | Goodwe |  | Yes |  | 2025-11-29
2023-05-26 | HBS5539 | Goodwe LX F9.8-H (x4) w/ Goodwe GW3600N-EH | 39.32 |  |  | Goodwe | LX F9.8-H | 4 | Goodwe | GW3600N-EH | Goodwe |  | Yes |  | 2025-11-29
2023-05-26 | HBS5540 | Goodwe LX F9.8-H (x5) w/ Goodwe GW3600N-EH | 49.15 |  |  | Goodwe | LX F9.8-H | 5 | Goodwe | GW3600N-EH | Goodwe |  | Yes |  | 2025-11-29
2023-05-26 | HBS5541 | Goodwe LX F9.8-H (x6) w/ Goodwe GW3600N-EH | 58.98 |  |  | Goodwe | LX F9.8-H | 6 | Goodwe | GW3600N-EH | Goodwe |  | Yes |  | 2025-11-29
2023-05-26 | HBS5542 | Goodwe LX F9.8-H (x7) w/ Goodwe GW3600N-EH | 68.81 |  |  | Goodwe | LX F9.8-H | 7 | Goodwe | GW3600N-EH | Goodwe |  | Yes |  | 2025-11-29
2023-05-26 | HBS5543 | Goodwe LX F9.8-H (x8) w/ Goodwe GW3600N-EH | 78.64 |  |  | Goodwe | LX F9.8-H | 8 | Goodwe | GW3600N-EH | Goodwe |  | Yes |  | 2025-11-29
2023-05-26 | HBS5544 | Goodwe LX F9.8-H (x2) w/ Goodwe GW5000N-EH | 19.66 |  |  | Goodwe | LX F9.8-H | 2 | Goodwe | GW5000N-EH | Goodwe |  | Yes |  | 2025-11-29
2023-05-26 | HBS5545 | Goodwe LX F9.8-H (x3) w/ Goodwe GW5000N-EH | 29.49 |  |  | Goodwe | LX F9.8-H | 3 | Goodwe | GW5000N-EH | Goodwe |  | Yes |  | 2025-11-29
2023-05-26 | HBS5546 | Goodwe LX F9.8-H (x4) w/ Goodwe GW5000N-EH | 39.32 |  |  | Goodwe | LX F9.8-H | 4 | Goodwe | GW5000N-EH | Goodwe |  | Yes |  | 2025-11-29
2023-05-26 | HBS5547 | Goodwe LX F9.8-H (x5) w/ Goodwe GW5000N-EH | 49.15 |  |  | Goodwe | LX F9.8-H | 5 | Goodwe | GW5000N-EH | Goodwe |  | Yes |  | 2025-11-29
2023-05-26 | HBS5548 | Goodwe LX F9.8-H (x6) w/ Goodwe GW5000N-EH | 58.98 |  |  | Goodwe | LX F9.8-H | 6 | Goodwe | GW5000N-EH | Goodwe |  | Yes |  | 2025-11-29
2023-05-26 | HBS5549 | Goodwe LX F9.8-H (x7) w/ Goodwe GW5000N-EH | 68.81 |  |  | Goodwe | LX F9.8-H | 7 | Goodwe | GW5000N-EH | Goodwe |  | Yes |  | 2025-11-29
2023-05-26 | HBS5550 | Goodwe LX F9.8-H (x8) w/ Goodwe GW5000N-EH | 78.64 |  |  | Goodwe | LX F9.8-H | 8 | Goodwe | GW5000N-EH | Goodwe |  | Yes |  | 2025-11-29
2023-05-26 | HBS5551 | Goodwe LX F9.8-H (x2) w/ Goodwe GW6000N-EH | 19.66 |  |  | Goodwe | LX F9.8-H | 2 | Goodwe | GW6000N-EH | Goodwe |  | Yes |  | 2025-11-29
2023-05-26 | HBS5552 | Goodwe LX F9.8-H (x3) w/ Goodwe GW6000N-EH | 29.49 |  |  | Goodwe | LX F9.8-H | 3 | Goodwe | GW6000N-EH | Goodwe |  | Yes |  | 2025-11-29
2023-05-26 | HBS5553 | Goodwe LX F9.8-H (x4) w/ Goodwe GW6000N-EH | 39.32 |  |  | Goodwe | LX F9.8-H | 4 | Goodwe | GW6000N-EH | Goodwe |  | Yes |  | 2025-11-29
2023-05-26 | HBS5554 | Goodwe LX F9.8-H (x5) w/ Goodwe GW6000N-EH | 49.15 |  |  | Goodwe | LX F9.8-H | 5 | Goodwe | GW6000N-EH | Goodwe |  | Yes |  | 2025-11-29
2023-05-26 | HBS5555 | Goodwe LX F9.8-H (x6) w/ Goodwe GW6000N-EH | 58.98 |  |  | Goodwe | LX F9.8-H | 6 | Goodwe | GW6000N-EH | Goodwe |  | Yes |  | 2025-11-29
2023-05-26 | HBS5556 | Goodwe LX F9.8-H (x7) w/ Goodwe GW6000N-EH | 68.81 |  |  | Goodwe | LX F9.8-H | 7 | Goodwe | GW6000N-EH | Goodwe |  | Yes |  | 2025-11-29
2023-05-26 | HBS5557 | Goodwe LX F9.8-H (x8) w/ Goodwe GW6000N-EH | 78.64 |  |  | Goodwe | LX F9.8-H | 8 | Goodwe | GW6000N-EH | Goodwe |  | Yes |  | 2025-11-29
2023-05-26 | HBS5558 | Goodwe LX F9.8-H (x2) w/ Goodwe GW15K-ET | 19.66 |  |  | Goodwe | LX F9.8-H | 2 | Goodwe | GW15K-ET | Goodwe |  | Yes |  | 2026-02-10
2023-05-26 | HBS5559 | Goodwe LX F9.8-H (x3) w/ Goodwe GW15K-ET | 29.49 |  |  | Goodwe | LX F9.8-H | 3 | Goodwe | GW15K-ET | Goodwe |  | Yes |  | 2026-02-10
2023-05-26 | HBS5560 | Goodwe LX F9.8-H (x4) w/ Goodwe GW15K-ET | 39.32 |  |  | Goodwe | LX F9.8-H | 4 | Goodwe | GW15K-ET | Goodwe |  | Yes |  | 2026-02-10
2023-05-26 | HBS5561 | Goodwe LX F9.8-H (x5) w/ Goodwe GW15K-ET | 49.15 |  |  | Goodwe | LX F9.8-H | 5 | Goodwe | GW15K-ET | Goodwe |  | Yes |  | 2026-02-10
2023-05-26 | HBS5562 | Goodwe LX F9.8-H (x6) w/ Goodwe GW15K-ET | 58.98 |  |  | Goodwe | LX F9.8-H | 6 | Goodwe | GW15K-ET | Goodwe |  | Yes |  | 2026-02-10
2023-05-26 | HBS5563 | Goodwe LX F9.8-H (x7) w/ Goodwe GW15K-ET | 68.81 |  |  | Goodwe | LX F9.8-H | 7 | Goodwe | GW15K-ET | Goodwe |  | Yes |  | 2026-02-10
2023-05-26 | HBS5564 | Goodwe LX F9.8-H (x8) w/ Goodwe GW15K-ET | 78.64 |  |  | Goodwe | LX F9.8-H | 8 | Goodwe | GW15K-ET | Goodwe |  | Yes |  | 2026-02-10
2023-05-26 | HBS5565 | Goodwe LX F9.8-H (x2) w/ Goodwe GW20K-ET | 19.66 |  |  | Goodwe | LX F9.8-H | 2 | Goodwe | GW20K-ET | Goodwe |  | Yes |  | 2026-02-10
2023-05-26 | HBS5566 | Goodwe LX F9.8-H (x3) w/ Goodwe GW20K-ET | 29.49 |  |  | Goodwe | LX F9.8-H | 3 | Goodwe | GW20K-ET | Goodwe |  | Yes |  | 2026-02-10
2023-05-26 | HBS5567 | Goodwe LX F9.8-H (x4) w/ Goodwe GW20K-ET | 39.32 |  |  | Goodwe | LX F9.8-H | 4 | Goodwe | GW20K-ET | Goodwe |  | Yes |  | 2026-02-10
2023-05-26 | HBS5568 | Goodwe LX F9.8-H (x5) w/ Goodwe GW20K-ET | 49.15 |  |  | Goodwe | LX F9.8-H | 5 | Goodwe | GW20K-ET | Goodwe |  | Yes |  | 2026-02-10
2023-05-26 | HBS5569 | Goodwe LX F9.8-H (x6) w/ Goodwe GW20K-ET | 58.98 |  |  | Goodwe | LX F9.8-H | 6 | Goodwe | GW20K-ET | Goodwe |  | Yes |  | 2026-02-10
2023-05-26 | HBS5570 | Goodwe LX F9.8-H (x7) w/ Goodwe GW20K-ET | 68.81 |  |  | Goodwe | LX F9.8-H | 7 | Goodwe | GW20K-ET | Goodwe |  | Yes |  | 2026-02-10
2023-05-26 | HBS5571 | Goodwe LX F9.8-H (x8) w/ Goodwe GW20K-ET | 78.64 |  |  | Goodwe | LX F9.8-H | 8 | Goodwe | GW20K-ET | Goodwe |  | Yes |  | 2026-02-10
2023-05-26 | HBS5572 | Goodwe LX F9.8-H (x2) w/ Goodwe GW25K-ET | 19.66 |  |  | Goodwe | LX F9.8-H | 2 | Goodwe | GW25K-ET | Goodwe |  | Yes |  | 2026-02-10
2023-05-26 | HBS5573 | Goodwe LX F9.8-H (x3) w/ Goodwe GW25K-ET | 29.49 |  |  | Goodwe | LX F9.8-H | 3 | Goodwe | GW25K-ET | Goodwe |  | Yes |  | 2026-02-10
2023-05-26 | HBS5574 | Goodwe LX F9.8-H (x4) w/ Goodwe GW25K-ET | 39.32 |  |  | Goodwe | LX F9.8-H | 4 | Goodwe | GW25K-ET | Goodwe |  | Yes |  | 2026-02-10
2023-05-26 | HBS5575 | Goodwe LX F9.8-H (x5) w/ Goodwe GW25K-ET | 49.15 |  |  | Goodwe | LX F9.8-H | 5 | Goodwe | GW25K-ET | Goodwe |  | Yes |  | 2026-02-10
2023-05-26 | HBS5576 | Goodwe LX F9.8-H (x6) w/ Goodwe GW25K-ET | 58.98 |  |  | Goodwe | LX F9.8-H | 6 | Goodwe | GW25K-ET | Goodwe |  | Yes |  | 2026-02-10
2023-05-26 | HBS5577 | Goodwe LX F9.8-H (x7) w/ Goodwe GW25K-ET | 68.81 |  |  | Goodwe | LX F9.8-H | 7 | Goodwe | GW25K-ET | Goodwe |  | Yes |  | 2026-02-10
2023-05-26 | HBS5578 | Goodwe LX F9.8-H (x8) w/ Goodwe GW25K-ET | 78.64 |  |  | Goodwe | LX F9.8-H | 8 | Goodwe | GW25K-ET | Goodwe |  | Yes |  | 2026-02-10
2023-05-26 | HBS5579 | Goodwe LX F9.8-H (x2) w/ Goodwe GW29.9K-ET | 19.66 |  |  | Goodwe | LX F9.8-H | 2 | Goodwe | GW29.9K-ET | Goodwe |  | Yes |  | 2026-02-10
2023-05-26 | HBS5580 | Goodwe LX F9.8-H (x3) w/ Goodwe GW29.9K-ET | 29.49 |  |  | Goodwe | LX F9.8-H | 3 | Goodwe | GW29.9K-ET | Goodwe |  | Yes |  | 2026-02-10
2023-05-26 | HBS5581 | Goodwe LX F9.8-H (x4) w/ Goodwe GW29.9K-ET | 39.32 |  |  | Goodwe | LX F9.8-H | 4 | Goodwe | GW29.9K-ET | Goodwe |  | Yes |  | 2026-02-10
2023-05-26 | HBS5582 | Goodwe LX F9.8-H (x5) w/ Goodwe GW29.9K-ET | 49.15 |  |  | Goodwe | LX F9.8-H | 5 | Goodwe | GW29.9K-ET | Goodwe |  | Yes |  | 2026-02-10
2023-05-26 | HBS5583 | Goodwe LX F9.8-H (x6) w/ Goodwe GW29.9K-ET | 58.98 |  |  | Goodwe | LX F9.8-H | 6 | Goodwe | GW29.9K-ET | Goodwe |  | Yes |  | 2026-02-10
2023-05-26 | HBS5584 | Goodwe LX F9.8-H (x7) w/ Goodwe GW29.9K-ET | 68.81 |  |  | Goodwe | LX F9.8-H | 7 | Goodwe | GW29.9K-ET | Goodwe |  | Yes |  | 2026-02-10
2023-05-26 | HBS5585 | Goodwe LX F9.8-H (x8) w/ Goodwe GW29.9K-ET | 78.64 |  |  | Goodwe | LX F9.8-H | 8 | Goodwe | GW29.9K-ET | Goodwe |  | Yes |  | 2026-02-10
2023-05-26 | HBS5586 | Goodwe LX U5.4-L (x2) w/ Goodwe GW3000-ES-20 | 9.6 |  |  | Goodwe | LX U5.4-L | 2 | Goodwe | GW3000-ES-20 | Goodwe |  | Yes |  | 2026-01-10
2023-05-26 | HBS5587 | Goodwe LX U5.4-L (x3) w/ Goodwe GW3000-ES-20 | 14.4 |  |  | Goodwe | LX U5.4-L | 3 | Goodwe | GW3000-ES-20 | Goodwe |  | Yes |  | 2026-01-10
2023-05-26 | HBS5588 | Goodwe LX U5.4-L (x4) w/ Goodwe GW3000-ES-20 | 19.2 |  |  | Goodwe | LX U5.4-L | 4 | Goodwe | GW3000-ES-20 | Goodwe |  | Yes |  | 2026-01-10
2023-05-26 | HBS5589 | Goodwe LX U5.4-L (x5) w/ Goodwe GW3000-ES-20 | 24 |  |  | Goodwe | LX U5.4-L | 5 | Goodwe | GW3000-ES-20 | Goodwe |  | Yes |  | 2026-01-10
2023-05-26 | HBS5590 | Goodwe LX U5.4-L (x6) w/ Goodwe GW3000-ES-20 | 28.8 |  |  | Goodwe | LX U5.4-L | 6 | Goodwe | GW3000-ES-20 | Goodwe |  | Yes |  | 2026-01-10
2023-05-26 | HBS5591 | Goodwe LX U5.4-L (x2) w/ Goodwe GW5000-ES-20 | 9.6 |  |  | Goodwe | LX U5.4-L | 2 | Goodwe | GW5000-ES-20 | Goodwe |  | Yes |  | 2026-01-10
2023-05-26 | HBS5592 | Goodwe LX U5.4-L (x3) w/ Goodwe GW5000-ES-20 | 14.4 |  |  | Goodwe | LX U5.4-L | 3 | Goodwe | GW5000-ES-20 | Goodwe |  | Yes |  | 2026-01-10
2023-05-26 | HBS5593 | Goodwe LX U5.4-L (x4) w/ Goodwe GW5000-ES-20 | 19.2 |  |  | Goodwe | LX U5.4-L | 4 | Goodwe | GW5000-ES-20 | Goodwe |  | Yes |  | 2026-01-10
2023-05-26 | HBS5594 | Goodwe LX U5.4-L (x5) w/ Goodwe GW5000-ES-20 | 24 |  |  | Goodwe | LX U5.4-L | 5 | Goodwe | GW5000-ES-20 | Goodwe |  | Yes |  | 2026-01-10
2023-05-26 | HBS5595 | Goodwe LX U5.4-L (x6) w/ Goodwe GW5000-ES-20 | 28.8 |  |  | Goodwe | LX U5.4-L | 6 | Goodwe | GW5000-ES-20 | Goodwe |  | Yes |  | 2026-01-10
2023-05-26 | HBS5596 | Goodwe LX U5.4-L (x2) w/ Goodwe GW6000-ES-20 | 9.6 |  |  | Goodwe | LX U5.4-L | 2 | Goodwe | GW6000-ES-20 | Goodwe |  | Yes |  | 2026-01-10
2023-05-26 | HBS5597 | Goodwe LX U5.4-L (x3) w/ Goodwe GW6000-ES-20 | 14.4 |  |  | Goodwe | LX U5.4-L | 3 | Goodwe | GW6000-ES-20 | Goodwe |  | Yes |  | 2026-01-10
2023-05-26 | HBS5598 | Goodwe LX U5.4-L (x4) w/ Goodwe GW6000-ES-20 | 19.2 |  |  | Goodwe | LX U5.4-L | 4 | Goodwe | GW6000-ES-20 | Goodwe |  | Yes |  | 2026-01-10
2023-05-26 | HBS5599 | Goodwe LX U5.4-L (x5) w/ Goodwe GW6000-ES-20 | 24 |  |  | Goodwe | LX U5.4-L | 5 | Goodwe | GW6000-ES-20 | Goodwe |  | Yes |  | 2026-01-10
2023-05-26 | HBS5600 | Goodwe LX U5.4-L (x6) w/ Goodwe GW6000-ES-20 | 28.8 |  |  | Goodwe | LX U5.4-L | 6 | Goodwe | GW6000-ES-20 | Goodwe |  | Yes |  | 2026-01-10
2023-05-26 | HBS5601 | Goodwe LX U5.4-L (x2) w/ Goodwe GW3600-SBP-20 | 9.6 |  |  | Goodwe | LX U5.4-L | 2 | Goodwe | GW3600-SBP-20 | Goodwe |  | Yes |  | 2025-11-24
2023-05-26 | HBS5602 | Goodwe LX U5.4-L (x3) w/ Goodwe GW3600-SBP-20 | 14.4 |  |  | Goodwe | LX U5.4-L | 3 | Goodwe | GW3600-SBP-20 | Goodwe |  | Yes |  | 2025-11-24
2023-05-26 | HBS5603 | Goodwe LX U5.4-L (x4) w/ Goodwe GW3600-SBP-20 | 19.2 |  |  | Goodwe | LX U5.4-L | 4 | Goodwe | GW3600-SBP-20 | Goodwe |  | Yes |  | 2025-11-24
2023-05-26 | HBS5604 | Goodwe LX U5.4-L (x5) w/ Goodwe GW3600-SBP-20 | 24 |  |  | Goodwe | LX U5.4-L | 5 | Goodwe | GW3600-SBP-20 | Goodwe |  | Yes |  | 2025-11-24
2023-05-26 | HBS5605 | Goodwe LX U5.4-L (x6) w/ Goodwe GW3600-SBP-20 | 28.8 |  |  | Goodwe | LX U5.4-L | 6 | Goodwe | GW3600-SBP-20 | Goodwe |  | Yes |  | 2025-11-24
2023-05-26 | HBS5606 | Goodwe LX U5.4-L (x2) w/ Goodwe GW5000-SBP-20 | 9.6 |  |  | Goodwe | LX U5.4-L | 2 | Goodwe | GW5000-SBP-20 | Goodwe |  | Yes |  | 2025-11-24
2023-05-26 | HBS5607 | Goodwe LX U5.4-L (x3) w/ Goodwe GW5000-SBP-20 | 14.4 |  |  | Goodwe | LX U5.4-L | 3 | Goodwe | GW5000-SBP-20 | Goodwe |  | Yes |  | 2025-11-24
2023-05-26 | HBS5608 | Goodwe LX U5.4-L (x4) w/ Goodwe GW5000-SBP-20 | 19.2 |  |  | Goodwe | LX U5.4-L | 4 | Goodwe | GW5000-SBP-20 | Goodwe |  | Yes |  | 2025-11-24
2023-05-26 | HBS5609 | Goodwe LX U5.4-L (x5) w/ Goodwe GW5000-SBP-20 | 24 |  |  | Goodwe | LX U5.4-L | 5 | Goodwe | GW5000-SBP-20 | Goodwe |  | Yes |  | 2025-11-24
2023-05-26 | HBS5610 | Goodwe LX U5.4-L (x6) w/ Goodwe GW5000-SBP-20 | 28.8 |  |  | Goodwe | LX U5.4-L | 6 | Goodwe | GW5000-SBP-20 | Goodwe |  | Yes |  | 2025-11-24
2023-05-26 | HBS5611 | Goodwe LX U5.4-L (x2) w/ Goodwe GW6000-SBP-20 | 9.6 |  |  | Goodwe | LX U5.4-L | 2 | Goodwe | GW6000-SBP-20 | Goodwe |  | Yes |  | 2025-11-24
2023-05-26 | HBS5612 | Goodwe LX U5.4-L (x3) w/ Goodwe GW6000-SBP-20 | 14.4 |  |  | Goodwe | LX U5.4-L | 3 | Goodwe | GW6000-SBP-20 | Goodwe |  | Yes |  | 2025-11-24
2023-05-26 | HBS5613 | Goodwe LX U5.4-L (x4) w/ Goodwe GW6000-SBP-20 | 19.2 |  |  | Goodwe | LX U5.4-L | 4 | Goodwe | GW6000-SBP-20 | Goodwe |  | Yes |  | 2025-11-24
2023-05-26 | HBS5614 | Goodwe LX U5.4-L (x5) w/ Goodwe GW6000-SBP-20 | 24 |  |  | Goodwe | LX U5.4-L | 5 | Goodwe | GW6000-SBP-20 | Goodwe |  | Yes |  | 2025-11-24
2023-05-26 | HBS5615 | Goodwe LX U5.4-L (x6) w/ Goodwe GW6000-SBP-20 | 28.8 |  |  | Goodwe | LX U5.4-L | 6 | Goodwe | GW6000-SBP-20 | Goodwe |  | Yes |  | 2025-11-24
2020-09-11 | HBS1819 | Delta BX6.3_AC100 w/ Delta DC1-100 Data Collector | 6.3 | Delta Electronics | BX6.3_AC100 |  |  | 1 |  |  | Delta Electronics |  | Yes |  | 2025-03-02
2023-05-26 | HBS5622 | Delta BX6.3_AC101 w/ Delta DC1-100 Data Collector | 6.3 | Delta Electronics | BX6.3_AC101 |  |  | 1 |  |  | Delta Electronics |  | Yes |  | 2025-03-02
2023-06-02 | HBS5624 | Enphase Energy Inc. B05-T02-ROW00-1-2 (x2) | 10 | Enphase Energy Inc. | B05-T02-ROW00-1-2 |  |  | 2 |  |  | ENPHASE |  | Yes |  | 2026-05-02
2023-06-02 | HBS5625 | Enphase Energy Inc. B05-T02-ROW00-1-2 (x3) | 15 | Enphase Energy Inc. | B05-T02-ROW00-1-2 |  |  | 3 |  |  | ENPHASE |  | Yes |  | 2026-05-02
2023-06-02 | HBS5626 | Enphase Energy Inc. B05-T02-ROW00-1-2 (x4) | 20 | Enphase Energy Inc. | B05-T02-ROW00-1-2 |  |  | 4 |  |  | ENPHASE |  | Yes |  | 2026-05-02
2023-06-02 | HBS5627 | Enphase Energy Inc. B05-T02-ROW00-1-2 (x5) | 25 | Enphase Energy Inc. | B05-T02-ROW00-1-2 |  |  | 5 |  |  | ENPHASE |  | Yes |  | 2026-05-02
2023-06-02 | HBS5628 | Enphase Energy Inc. B05-T02-ROW00-1-2 (x6) | 30 | Enphase Energy Inc. | B05-T02-ROW00-1-2 |  |  | 6 |  |  | ENPHASE |  | Yes |  | 2026-05-02
2023-06-02 | HBS5629 | Enphase Energy Inc. B05-T02-ROW00-1-2 (x7) | 35 | Enphase Energy Inc. | B05-T02-ROW00-1-2 |  |  | 7 |  |  | ENPHASE |  | Yes |  | 2026-05-02
2023-06-02 | HBS5630 | Enphase Energy Inc. B05-T02-ROW00-1-2 (x8) | 40 | Enphase Energy Inc. | B05-T02-ROW00-1-2 |  |  | 8 |  |  | ENPHASE |  | Yes |  | 2026-05-02
2023-06-08 | HBS5639 | Jiangsu KOYOE Energy Technology Co Ltd KY-51V105AH-S (x2) w/ Jiangsu KOYOE Energy Technology Co Ltd KY-1Hybrid-5k0-H | 10.75 |  |  | Jiangsu KOYOE Energy Technology Co Ltd | KY-51V105AH-S | 2 | Jiangsu KOYOE Energy Technology Co Ltd | KY-1Hybrid-5k0-H | Jiangsu KOYOE Energy Technology Co Ltd |  | Yes |  | 2025-07-04
2023-06-08 | HBS5640 | Jiangsu KOYOE Energy Technology Co Ltd KY-51V105AH-S (x3) w/ Jiangsu KOYOE Energy Technology Co Ltd KY-1Hybrid-5k0-H | 16.13 |  |  | Jiangsu KOYOE Energy Technology Co Ltd | KY-51V105AH-S | 3 | Jiangsu KOYOE Energy Technology Co Ltd | KY-1Hybrid-5k0-H | Jiangsu KOYOE Energy Technology Co Ltd |  | Yes |  | 2025-07-04
2023-06-08 | HBS5641 | Jiangsu KOYOE Energy Technology Co Ltd KY-51V105AH-S (x4) w/ Jiangsu KOYOE Energy Technology Co Ltd KY-1Hybrid-5k0-H | 21.5 |  |  | Jiangsu KOYOE Energy Technology Co Ltd | KY-51V105AH-S | 4 | Jiangsu KOYOE Energy Technology Co Ltd | KY-1Hybrid-5k0-H | Jiangsu KOYOE Energy Technology Co Ltd |  | Yes |  | 2025-07-04
2023-06-08 | HBS5642 | Jiangsu KOYOE Energy Technology Co Ltd KY-51V105AH-S (x5) w/ Jiangsu KOYOE Energy Technology Co Ltd KY-1Hybrid-5k0-H | 26.88 |  |  | Jiangsu KOYOE Energy Technology Co Ltd | KY-51V105AH-S | 5 | Jiangsu KOYOE Energy Technology Co Ltd | KY-1Hybrid-5k0-H | Jiangsu KOYOE Energy Technology Co Ltd |  | Yes |  | 2025-07-04
2023-06-08 | HBS5643 | Jiangsu KOYOE Energy Technology Co Ltd KY-51V105AH-S (x6) w/ Jiangsu KOYOE Energy Technology Co Ltd KY-1Hybrid-5k0-H | 32.26 |  |  | Jiangsu KOYOE Energy Technology Co Ltd | KY-51V105AH-S | 6 | Jiangsu KOYOE Energy Technology Co Ltd | KY-1Hybrid-5k0-H | Jiangsu KOYOE Energy Technology Co Ltd |  | Yes |  | 2025-07-04
2023-06-08 | HBS5644 | Jiangsu KOYOE Energy Technology Co Ltd KY-51V105AH-S (x4) w/ Jiangsu KOYOE Energy Technology Co Ltd | 21.5 |  |  | Jiangsu KOYOE Energy Technology Co Ltd | KY-51V105AH-S | 4 | Jiangsu KOYOE Energy Technology Co Ltd | KY-EST06KH | Jiangsu KOYOE Energy Technology Co Ltd |  | Yes |  | 2025-09-15
2023-06-08 | HBS5645 | Jiangsu KOYOE Energy Technology Co Ltd KY-51V105AH-S (x5) w/ Jiangsu KOYOE Energy Technology Co Ltd | 26.88 |  |  | Jiangsu KOYOE Energy Technology Co Ltd | KY-51V105AH-S | 5 | Jiangsu KOYOE Energy Technology Co Ltd | KY-EST06KH | Jiangsu KOYOE Energy Technology Co Ltd |  | Yes |  | 2025-09-15
2023-06-08 | HBS5646 | Jiangsu KOYOE Energy Technology Co Ltd KY-51V105AH-S (x6) w/ Jiangsu KOYOE Energy Technology Co Ltd | 32.26 |  |  | Jiangsu KOYOE Energy Technology Co Ltd | KY-51V105AH-S | 6 | Jiangsu KOYOE Energy Technology Co Ltd | KY-EST06KH | Jiangsu KOYOE Energy Technology Co Ltd |  | Yes |  | 2025-09-15
2023-06-08 | HBS5647 | Jiangsu KOYOE Energy Technology Co Ltd KY-51V105AH-S (x4) w/ Jiangsu KOYOE Energy Technology Co Ltd KY-EST08KH KY-EST08KH | 21.5 |  |  | Jiangsu KOYOE Energy Technology Co Ltd | KY-51V105AH-S | 4 | Jiangsu KOYOE Energy Technology Co Ltd | KY-EST08KH | Jiangsu KOYOE Energy Technology Co Ltd |  | Yes |  | 2025-09-15
2023-06-08 | HBS5648 | Jiangsu KOYOE Energy Technology Co Ltd KY-51V105AH-S (x5) w/ Jiangsu KOYOE Energy Technology Co Ltd KY-EST08KH KY-EST08KH | 26.88 |  |  | Jiangsu KOYOE Energy Technology Co Ltd | KY-51V105AH-S | 5 | Jiangsu KOYOE Energy Technology Co Ltd | KY-EST08KH | Jiangsu KOYOE Energy Technology Co Ltd |  | Yes |  | 2025-09-15
2023-06-08 | HBS5649 | Jiangsu KOYOE Energy Technology Co Ltd KY-51V105AH-S (x6) w/ Jiangsu KOYOE Energy Technology Co Ltd KY-EST08KH KY-EST08KH | 32.26 |  |  | Jiangsu KOYOE Energy Technology Co Ltd | KY-51V105AH-S | 6 | Jiangsu KOYOE Energy Technology Co Ltd | KY-EST08KH | Jiangsu KOYOE Energy Technology Co Ltd |  | Yes |  | 2025-09-15
2023-06-08 | HBS5650 | Jiangsu KOYOE Energy Technology Co Ltd KY-51V105AH-S (x4) w/ Jiangsu KOYOE Energy Technology Co Ltd KY-EST10KH KY-EST10KH | 21.5 |  |  | Jiangsu KOYOE Energy Technology Co Ltd | KY-51V105AH-S | 4 | Jiangsu KOYOE Energy Technology Co Ltd | KY-EST10KH | Jiangsu KOYOE Energy Technology Co Ltd |  | Yes |  | 2025-09-15
2023-06-08 | HBS5651 | Jiangsu KOYOE Energy Technology Co Ltd KY-51V105AH-S (x5) w/ Jiangsu KOYOE Energy Technology Co Ltd KY-EST10KH KY-EST10KH | 26.88 |  |  | Jiangsu KOYOE Energy Technology Co Ltd | KY-51V105AH-S | 5 | Jiangsu KOYOE Energy Technology Co Ltd | KY-EST10KH | Jiangsu KOYOE Energy Technology Co Ltd |  | Yes |  | 2025-09-15
2023-06-08 | HBS5652 | Jiangsu KOYOE Energy Technology Co Ltd KY-51V105AH-S (x6) w/ Jiangsu KOYOE Energy Technology Co Ltd KY-EST10KH KY-EST10KH | 32.26 |  |  | Jiangsu KOYOE Energy Technology Co Ltd | KY-51V105AH-S | 6 | Jiangsu KOYOE Energy Technology Co Ltd | KY-EST10KH | Jiangsu KOYOE Energy Technology Co Ltd |  | Yes |  | 2025-09-15
2023-06-08 | HBS5653 | Jiangsu KOYOE Energy Technology Co Ltd KY-51V105AH-S (x4) w/ Jiangsu KOYOE Energy Technology Co Ltd KY-EST12KH KY-EST12KH | 21.5 |  |  | Jiangsu KOYOE Energy Technology Co Ltd | KY-51V105AH-S | 4 | Jiangsu KOYOE Energy Technology Co Ltd | KY-EST12KH | Jiangsu KOYOE Energy Technology Co Ltd |  | Yes |  | 2025-09-15
2023-06-08 | HBS5654 | Jiangsu KOYOE Energy Technology Co Ltd KY-51V105AH-S (x5) w/ Jiangsu KOYOE Energy Technology Co Ltd KY-EST12KH KY-EST12KH | 26.88 |  |  | Jiangsu KOYOE Energy Technology Co Ltd | KY-51V105AH-S | 5 | Jiangsu KOYOE Energy Technology Co Ltd | KY-EST12KH | Jiangsu KOYOE Energy Technology Co Ltd |  | Yes |  | 2025-09-15
2023-06-08 | HBS5655 | Jiangsu KOYOE Energy Technology Co Ltd KY-51V105AH-S (x6) w/ Jiangsu KOYOE Energy Technology Co Ltd KY-EST12KH KY-EST12KH | 32.26 |  |  | Jiangsu KOYOE Energy Technology Co Ltd | KY-51V105AH-S | 6 | Jiangsu KOYOE Energy Technology Co Ltd | KY-EST12KH | Jiangsu KOYOE Energy Technology Co Ltd |  | Yes |  | 2025-09-15
2023-06-08 | HBS5656 | Jiangsu KOYOE Energy Technology Co Ltd KY-51V105AH-S (x4) w/ Jiangsu KOYOE Energy Technology Co Ltd KY-EST15KH KY-EST15KH | 21.5 |  |  | Jiangsu KOYOE Energy Technology Co Ltd | KY-51V105AH-S | 4 | Jiangsu KOYOE Energy Technology Co Ltd | KY-EST15KH | Jiangsu KOYOE Energy Technology Co Ltd |  | Yes |  | 2025-09-15
2023-06-08 | HBS5657 | Jiangsu KOYOE Energy Technology Co Ltd KY-51V105AH-S (x5) w/ Jiangsu KOYOE Energy Technology Co Ltd KY-EST15KH KY-EST15KH | 26.88 |  |  | Jiangsu KOYOE Energy Technology Co Ltd | KY-51V105AH-S | 5 | Jiangsu KOYOE Energy Technology Co Ltd | KY-EST15KH | Jiangsu KOYOE Energy Technology Co Ltd |  | Yes |  | 2025-09-15
2023-06-08 | HBS5658 | Jiangsu KOYOE Energy Technology Co Ltd KY-51V105AH-S (x6) w/ Jiangsu KOYOE Energy Technology Co Ltd KY-EST15KH KY-EST15KH | 32.26 |  |  | Jiangsu KOYOE Energy Technology Co Ltd | KY-51V105AH-S | 6 | Jiangsu KOYOE Energy Technology Co Ltd | KY-EST15KH | Jiangsu KOYOE Energy Technology Co Ltd |  | Yes |  | 2025-09-15
2023-06-08 | HBS5659 | Jiangsu KOYOE Energy Technology Co Ltd KY-51V105AH-S (x4) w/ Jiangsu KOYOE Energy Technology Co Ltd KY-EST17KH KY-EST17KH | 21.5 |  |  | Jiangsu KOYOE Energy Technology Co Ltd | KY-51V105AH-S | 4 | Jiangsu KOYOE Energy Technology Co Ltd | KY-EST17KH | Jiangsu KOYOE Energy Technology Co Ltd |  | Yes |  | 2025-09-15
2023-06-08 | HBS5660 | Jiangsu KOYOE Energy Technology Co Ltd KY-51V105AH-S (x5) w/ Jiangsu KOYOE Energy Technology Co Ltd KY-EST17KH KY-EST17KH | 26.88 |  |  | Jiangsu KOYOE Energy Technology Co Ltd | KY-51V105AH-S | 5 | Jiangsu KOYOE Energy Technology Co Ltd | KY-EST17KH | Jiangsu KOYOE Energy Technology Co Ltd |  | Yes |  | 2025-09-15
2023-06-08 | HBS5661 | Jiangsu KOYOE Energy Technology Co Ltd KY-51V105AH-S (x6) w/ Jiangsu KOYOE Energy Technology Co Ltd KY-EST17KH KY-EST17KH | 32.26 |  |  | Jiangsu KOYOE Energy Technology Co Ltd | KY-51V105AH-S | 6 | Jiangsu KOYOE Energy Technology Co Ltd | KY-EST17KH | Jiangsu KOYOE Energy Technology Co Ltd |  | Yes |  | 2025-09-15
2023-06-08 | HBS5662 | Jiangsu KOYOE Energy Technology Co Ltd KY-51V105AH-S (x4) w/ Jiangsu KOYOE Energy Technology Co Ltd KY-EST20KH KY-EST20KH | 21.5 |  |  | Jiangsu KOYOE Energy Technology Co Ltd | KY-51V105AH-S | 4 | Jiangsu KOYOE Energy Technology Co Ltd | KY-EST20KH | Jiangsu KOYOE Energy Technology Co Ltd |  | Yes |  | 2025-09-15
2023-06-08 | HBS5663 | Jiangsu KOYOE Energy Technology Co Ltd KY-51V105AH-S (x5) w/ Jiangsu KOYOE Energy Technology Co Ltd KY-EST20KH KY-EST20KH | 26.88 |  |  | Jiangsu KOYOE Energy Technology Co Ltd | KY-51V105AH-S | 5 | Jiangsu KOYOE Energy Technology Co Ltd | KY-EST20KH | Jiangsu KOYOE Energy Technology Co Ltd |  | Yes |  | 2025-09-15
2023-06-08 | HBS5664 | Jiangsu KOYOE Energy Technology Co Ltd KY-51V105AH-S (x6) w/ Jiangsu KOYOE Energy Technology Co Ltd KY-EST20KH KY-EST20KH | 32.26 |  |  | Jiangsu KOYOE Energy Technology Co Ltd | KY-51V105AH-S | 6 | Jiangsu KOYOE Energy Technology Co Ltd | KY-EST20KH | Jiangsu KOYOE Energy Technology Co Ltd |  | Yes |  | 2025-09-15
2023-06-30 | HBS5666 | RedEarth Energy Storage Pty Ltd SRM-108 | 6.56 | RedEarth Energy Storage Pty Ltd | SRM-108 |  |  | 1 |  |  | RedEarth Energy Storage Pty Ltd |  | Yes |  | 2024-10-09
2023-06-30 | HBS5667 | RedEarth Energy Storage Pty Ltd SRM-112 | 9.84 | RedEarth Energy Storage Pty Ltd | SRM-112 |  |  | 1 |  |  | RedEarth Energy Storage Pty Ltd |  | Yes |  | 2024-10-09
2023-06-30 | HBS5669 | RedEarth Energy Storage Pty Ltd SRM-208 | 6.56 | RedEarth Energy Storage Pty Ltd | SRM-208 |  |  | 1 |  |  | RedEarth Energy Storage Pty Ltd |  | Yes |  | 2024-10-09
2023-06-30 | HBS5670 | RedEarth Energy Storage Pty Ltd SRM-212 | 9.84 | RedEarth Energy Storage Pty Ltd | SRM-212 |  |  | 1 |  |  | RedEarth Energy Storage Pty Ltd |  | Yes |  | 2024-10-09
2023-06-30 | HBS5672 | RedEarth Energy Storage Pty Ltd SRS-108 | 6.56 | RedEarth Energy Storage Pty Ltd | SRS-108 |  |  | 1 |  |  | RedEarth Energy Storage Pty Ltd |  | Yes |  | 2024-10-09
2023-06-30 | HBS5673 | RedEarth Energy Storage Pty Ltd SRS-112 | 9.84 | RedEarth Energy Storage Pty Ltd | SRS-112 |  |  | 1 |  |  | RedEarth Energy Storage Pty Ltd |  | Yes |  | 2024-10-09
2023-06-30 | HBS5674 | RedEarth Energy Storage Pty Ltd SRS-116 | 13.12 | RedEarth Energy Storage Pty Ltd | SRS-116 |  |  | 1 |  |  | RedEarth Energy Storage Pty Ltd |  | Yes |  | 2024-10-09
2023-06-30 | HBS5675 | RedEarth Energy Storage Pty Ltd SRS-120 | 16.4 | RedEarth Energy Storage Pty Ltd | SRS-120 |  |  | 1 |  |  | RedEarth Energy Storage Pty Ltd |  | Yes |  | 2024-10-09
2023-06-30 | HBS5676 | RedEarth Energy Storage Pty Ltd SRS-124 | 19.68 | RedEarth Energy Storage Pty Ltd | SRS-124 |  |  | 1 |  |  | RedEarth Energy Storage Pty Ltd |  | Yes |  | 2024-10-09
2023-06-30 | HBS5678 | RedEarth Energy Storage Pty Ltd SRS-208 | 6.56 | RedEarth Energy Storage Pty Ltd | SRS-208 |  |  | 1 |  |  | RedEarth Energy Storage Pty Ltd |  | Yes |  | 2024-10-09
2023-06-30 | HBS5679 | RedEarth Energy Storage Pty Ltd SRS-212 | 9.84 | RedEarth Energy Storage Pty Ltd | SRS-212 |  |  | 1 |  |  | RedEarth Energy Storage Pty Ltd |  | Yes |  | 2024-10-09
2023-06-30 | HBS5680 | RedEarth Energy Storage Pty Ltd SRS-216 | 13.12 | RedEarth Energy Storage Pty Ltd | SRS-216 |  |  | 1 |  |  | RedEarth Energy Storage Pty Ltd |  | Yes |  | 2024-10-09
2023-06-30 | HBS5681 | RedEarth Energy Storage Pty Ltd SRS-220 | 16.4 | RedEarth Energy Storage Pty Ltd | SRS-220 |  |  | 1 |  |  | RedEarth Energy Storage Pty Ltd |  | Yes |  | 2024-10-09
2023-06-30 | HBS5682 | RedEarth Energy Storage Pty Ltd SRS-224 | 19.68 | RedEarth Energy Storage Pty Ltd | SRS-224 |  |  | 1 |  |  | RedEarth Energy Storage Pty Ltd |  | Yes |  | 2024-10-09
2023-06-30 | HBS5683 | RedEarth Energy Storage Pty Ltd SRS-318 NS | 14.2 | RedEarth Energy Storage Pty Ltd | SRS-318 NS |  |  | 1 |  |  | RedEarth Energy Storage Pty Ltd |  | Yes |  | 2026-04-23
2023-06-30 | HBS5684 | RedEarth Energy Storage Pty Ltd SRS-321 NS | 17.04 | RedEarth Energy Storage Pty Ltd | SRS-321 NS |  |  | 1 |  |  | RedEarth Energy Storage Pty Ltd |  | Yes |  | 2026-04-23
2023-06-30 | HBS5685 | RedEarth Energy Storage Pty Ltd SRS-325 NS | 19.88 | RedEarth Energy Storage Pty Ltd | SRS-325 NS |  |  | 1 |  |  | RedEarth Energy Storage Pty Ltd |  | Yes |  | 2026-04-23
2023-06-30 | HBS5686 | RedEarth Energy Storage Pty Ltd SRS-328 NS | 22.72 | RedEarth Energy Storage Pty Ltd | SRS-328 NS |  |  | 1 |  |  | RedEarth Energy Storage Pty Ltd |  | Yes |  | 2026-04-23
2023-06-30 | HBS5687 | RedEarth Energy Storage Pty Ltd SRS-332 NS | 25.56 | RedEarth Energy Storage Pty Ltd | SRS-332 NS |  |  | 1 |  |  | RedEarth Energy Storage Pty Ltd |  | Yes |  | 2026-04-23
2023-08-04 | HBS5688 | Guang Dong Redx Electrical Technology Ltd RX-2505AC (x2) | 9.6 | Guang Dong Redx Electrical Technology Ltd | RX-2505AC |  |  | 2 |  |  | Redx |  | Yes |  | 2026-01-23
2023-08-04 | HBS5689 | Guang Dong Redx Electrical Technology Ltd RX-2505AC (x3) | 14.4 | Guang Dong Redx Electrical Technology Ltd | RX-2505AC |  |  | 3 |  |  | Redx |  | Yes |  | 2026-01-23
2023-08-04 | HBS5690 | Guang Dong Redx Electrical Technology Ltd RX-2505AC (x4) | 19.2 | Guang Dong Redx Electrical Technology Ltd | RX-2505AC |  |  | 4 |  |  | Redx |  | Yes |  | 2026-01-23
2023-08-04 | HBS5691 | Guang Dong Redx Electrical Technology Ltd RX-2505AC (x5) | 24 | Guang Dong Redx Electrical Technology Ltd | RX-2505AC |  |  | 5 |  |  | Redx |  | Yes |  | 2026-01-23
2023-08-04 | HBS5692 | Guang Dong Redx Electrical Technology Ltd RX-2505AC (x6) | 28.8 | Guang Dong Redx Electrical Technology Ltd | RX-2505AC |  |  | 6 |  |  | Redx |  | Yes |  | 2026-01-23
2023-08-25 | HBS5693 | Guangzhou Sanjing Electric Co Ltd B2-10.0-HV1 (x2) w/ Guangzhou Sanjing Electric Co Ltd H2-8K-S3 | 9 |  |  | Guangzhou Sanjing Electric Co Ltd | B2-10.0-HV1 | 2 | Guangzhou Sanjing Electric Co Ltd | H2-8K-S3 | SAJ |  | Yes |  | 2026-08-24
2023-08-25 | HBS5694 | Guangzhou Sanjing Electric Co Ltd B2-10.0-HV5 (x2) w/ Guangzhou Sanjing Electric Co Ltd H2-8K-S3 | 9 |  |  | Guangzhou Sanjing Electric Co Ltd | B2-10.0-HV5 | 2 | Guangzhou Sanjing Electric Co Ltd | H2-8K-S3 | SAJ |  | Yes |  | 2026-08-24
2023-08-25 | HBS5695 | Guangzhou Sanjing Electric Co Ltd B2-10.0-HV1 (x2) w/ Guangzhou Sanjing Electric Co Ltd H2-6K-S3 | 9 |  |  | Guangzhou Sanjing Electric Co Ltd | B2-10.0-HV1 | 2 | Guangzhou Sanjing Electric Co Ltd | H2-6K-S3 | SAJ |  | Yes |  | 2026-08-24
2023-08-25 | HBS5696 | Guangzhou Sanjing Electric Co Ltd B2-10.0-HV5 (x2) w/ Guangzhou Sanjing Electric Co Ltd H2-6K-S3 | 9 |  |  | Guangzhou Sanjing Electric Co Ltd | B2-10.0-HV5 | 2 | Guangzhou Sanjing Electric Co Ltd | H2-6K-S3 | SAJ |  | Yes |  | 2026-08-24
2023-08-25 | HBS5697 | Guangzhou Sanjing Electric Co Ltd B2-10.0-HV1 (x2) w/ Guangzhou Sanjing Electric Co Ltd H2-5K-S3 | 9 |  |  | Guangzhou Sanjing Electric Co Ltd | B2-10.0-HV1 | 2 | Guangzhou Sanjing Electric Co Ltd | H2-5K-S3 | SAJ |  | Yes |  | 2026-08-24
2023-08-25 | HBS5698 | Guangzhou Sanjing Electric Co Ltd B2-10.0-HV5 (x2) w/ Guangzhou Sanjing Electric Co Ltd H2-5K-S3 | 9 |  |  | Guangzhou Sanjing Electric Co Ltd | B2-10.0-HV5 | 2 | Guangzhou Sanjing Electric Co Ltd | H2-5K-S3 | SAJ |  | Yes |  | 2026-08-24
2023-08-25 | HBS5699 | Guangzhou Sanjing Electric Co Ltd B2-10.0-HV1 (x2) w/ Guangzhou Sanjing Electric Co Ltd H2-10K-S3-A | 9 |  |  | Guangzhou Sanjing Electric Co Ltd | B2-10.0-HV1 | 2 | Guangzhou Sanjing Electric Co Ltd | H2-10K-S3-A | SAJ |  | Yes |  | 2026-08-24
2023-08-25 | HBS5700 | Guangzhou Sanjing Electric Co Ltd B2-10.0-HV5 (x2) w/ Guangzhou Sanjing Electric Co Ltd H2-10K-S3-A | 9 |  |  | Guangzhou Sanjing Electric Co Ltd | B2-10.0-HV5 | 2 | Guangzhou Sanjing Electric Co Ltd | H2-10K-S3-A | SAJ |  | Yes |  | 2026-08-24
2023-08-25 | HBS5701 | Guangzhou Sanjing Electric Co Ltd B2-10.0-HV5 (x2) w/ Guangzhou Sanjing Electric Co Ltd H2-10K-S3 | 9 |  |  | Guangzhou Sanjing Electric Co Ltd | B2-10.0-HV5 | 2 | Guangzhou Sanjing Electric Co Ltd | H2-10K-S3 | SAJ |  | Yes |  | 2026-08-24
2023-08-25 | HBS5702 | Guangzhou Sanjing Electric Co Ltd B2-10.0-HV1 (x2) w/ Guangzhou Sanjing Electric Co Ltd H2-10K-S3 | 9 |  |  | Guangzhou Sanjing Electric Co Ltd | B2-10.0-HV1 | 2 | Guangzhou Sanjing Electric Co Ltd | H2-10K-S3 | SAJ |  | Yes |  | 2026-08-24
2023-08-25 | HBS5703 | Guangzhou Sanjing Electric Co Ltd B2-15.0-HV1 (x3) w/ Guangzhou Sanjing Electric Co Ltd H2-8K-S3 | 13.5 |  |  | Guangzhou Sanjing Electric Co Ltd | B2-15.0-HV1 | 3 | Guangzhou Sanjing Electric Co Ltd | H2-8K-S3 | SAJ |  | Yes |  | 2026-08-24
2023-08-25 | HBS5704 | Guangzhou Sanjing Electric Co Ltd B2-15.0-HV5 (x3) w/ Guangzhou Sanjing Electric Co Ltd H2-8K-S3 | 13.5 |  |  | Guangzhou Sanjing Electric Co Ltd | B2-15.0-HV5 | 3 | Guangzhou Sanjing Electric Co Ltd | H2-8K-S3 | SAJ |  | Yes |  | 2026-08-24
2023-08-25 | HBS5705 | Guangzhou Sanjing Electric Co Ltd B2-15.0-HV1 (x3) w/ Guangzhou Sanjing Electric Co Ltd H2-6K-S3 | 13.5 |  |  | Guangzhou Sanjing Electric Co Ltd | B2-15.0-HV1 | 3 | Guangzhou Sanjing Electric Co Ltd | H2-6K-S3 | SAJ |  | Yes |  | 2026-08-24
2023-08-25 | HBS5706 | Guangzhou Sanjing Electric Co Ltd B2-15.0-HV5 (x3) w/ Guangzhou Sanjing Electric Co Ltd H2-6K-S3 | 13.5 |  |  | Guangzhou Sanjing Electric Co Ltd | B2-15.0-HV5 | 3 | Guangzhou Sanjing Electric Co Ltd | H2-6K-S3 | SAJ |  | Yes |  | 2026-08-24
2023-08-25 | HBS5707 | Guangzhou Sanjing Electric Co Ltd B2-15.0-HV1 (x3) w/ Guangzhou Sanjing Electric Co Ltd H2-5K-S3 | 13.5 |  |  | Guangzhou Sanjing Electric Co Ltd | B2-15.0-HV1 | 3 | Guangzhou Sanjing Electric Co Ltd | H2-5K-S3 | SAJ |  | Yes |  | 2026-08-24
2023-08-25 | HBS5708 | Guangzhou Sanjing Electric Co Ltd B2-15.0-HV5 (x3) w/ Guangzhou Sanjing Electric Co Ltd H2-5K-S3 | 13.5 |  |  | Guangzhou Sanjing Electric Co Ltd | B2-15.0-HV5 | 3 | Guangzhou Sanjing Electric Co Ltd | H2-5K-S3 | SAJ |  | Yes |  | 2026-08-24
2023-08-25 | HBS5709 | Guangzhou Sanjing Electric Co Ltd B2-15.0-HV1 (x3) w/ Guangzhou Sanjing Electric Co Ltd H2-10K-S3-A | 13.5 |  |  | Guangzhou Sanjing Electric Co Ltd | B2-15.0-HV1 | 3 | Guangzhou Sanjing Electric Co Ltd | H2-10K-S3-A | SAJ |  | Yes |  | 2026-08-24
2023-08-25 | HBS5710 | Guangzhou Sanjing Electric Co Ltd B2-15.0-HV5 (x3) w/ Guangzhou Sanjing Electric Co Ltd H2-10K-S3-A | 13.5 |  |  | Guangzhou Sanjing Electric Co Ltd | B2-15.0-HV5 | 3 | Guangzhou Sanjing Electric Co Ltd | H2-10K-S3-A | SAJ |  | Yes |  | 2026-08-24
2023-08-25 | HBS5711 | Guangzhou Sanjing Electric Co Ltd B2-15.0-HV5 (x3) w/ Guangzhou Sanjing Electric Co Ltd H2-10K-S3 | 13.5 |  |  | Guangzhou Sanjing Electric Co Ltd | B2-15.0-HV5 | 3 | Guangzhou Sanjing Electric Co Ltd | H2-10K-S3 | SAJ |  | Yes |  | 2026-08-24
2023-08-25 | HBS5712 | Guangzhou Sanjing Electric Co Ltd B2-15.0-HV1 (x3) w/ Guangzhou Sanjing Electric Co Ltd H2-10K-S3 | 13.5 |  |  | Guangzhou Sanjing Electric Co Ltd | B2-15.0-HV1 | 3 | Guangzhou Sanjing Electric Co Ltd | H2-10K-S3 | SAJ |  | Yes |  | 2026-08-24
2023-08-25 | HBS5713 | Guangzhou Sanjing Electric Co Ltd B2-20.0-HV1 (x4) w/ Guangzhou Sanjing Electric Co Ltd H2-8K-S3 | 18 |  |  | Guangzhou Sanjing Electric Co Ltd | B2-20.0-HV1 | 4 | Guangzhou Sanjing Electric Co Ltd | H2-8K-S3 | SAJ |  | Yes |  | 2026-08-24
2023-08-25 | HBS5714 | Guangzhou Sanjing Electric Co Ltd B2-20.0-HV5 (x4) w/ Guangzhou Sanjing Electric Co Ltd H2-8K-S3 | 18 |  |  | Guangzhou Sanjing Electric Co Ltd | B2-20.0-HV5 | 4 | Guangzhou Sanjing Electric Co Ltd | H2-8K-S3 | SAJ |  | Yes |  | 2026-08-24
2023-08-25 | HBS5715 | Guangzhou Sanjing Electric Co Ltd B2-20.0-HV1 (x4) w/ Guangzhou Sanjing Electric Co Ltd H2-6K-S3 | 18 |  |  | Guangzhou Sanjing Electric Co Ltd | B2-20.0-HV1 | 4 | Guangzhou Sanjing Electric Co Ltd | H2-6K-S3 | SAJ |  | Yes |  | 2026-08-24
2023-08-25 | HBS5716 | Guangzhou Sanjing Electric Co Ltd B2-20.0-HV5 (x4) w/ Guangzhou Sanjing Electric Co Ltd H2-6K-S3 | 18 |  |  | Guangzhou Sanjing Electric Co Ltd | B2-20.0-HV5 | 4 | Guangzhou Sanjing Electric Co Ltd | H2-6K-S3 | SAJ |  | Yes |  | 2026-08-24
2023-08-25 | HBS5717 | Guangzhou Sanjing Electric Co Ltd B2-20.0-HV1 (x4) w/ Guangzhou Sanjing Electric Co Ltd H2-5K-S3 | 18 |  |  | Guangzhou Sanjing Electric Co Ltd | B2-20.0-HV1 | 4 | Guangzhou Sanjing Electric Co Ltd | H2-5K-S3 | SAJ |  | Yes |  | 2026-08-24
2023-08-25 | HBS5718 | Guangzhou Sanjing Electric Co Ltd B2-20.0-HV5 (x4) w/ Guangzhou Sanjing Electric Co Ltd H2-5K-S3 | 18 |  |  | Guangzhou Sanjing Electric Co Ltd | B2-20.0-HV5 | 4 | Guangzhou Sanjing Electric Co Ltd | H2-5K-S3 | SAJ |  | Yes |  | 2026-08-24
2023-08-25 | HBS5719 | Guangzhou Sanjing Electric Co Ltd B2-20.0-HV1 (x4) w/ Guangzhou Sanjing Electric Co Ltd H2-10K-S3-A | 18 |  |  | Guangzhou Sanjing Electric Co Ltd | B2-20.0-HV1 | 4 | Guangzhou Sanjing Electric Co Ltd | H2-10K-S3-A | SAJ |  | Yes |  | 2026-08-24
2023-08-25 | HBS5720 | Guangzhou Sanjing Electric Co Ltd B2-20.0-HV5 (x4) w/ Guangzhou Sanjing Electric Co Ltd H2-10K-S3-A | 18 |  |  | Guangzhou Sanjing Electric Co Ltd | B2-20.0-HV5 | 4 | Guangzhou Sanjing Electric Co Ltd | H2-10K-S3-A | SAJ |  | Yes |  | 2026-08-24
2023-08-25 | HBS5721 | Guangzhou Sanjing Electric Co Ltd B2-20.0-HV5 (x4) w/ Guangzhou Sanjing Electric Co Ltd H2-10K-S3 | 18 |  |  | Guangzhou Sanjing Electric Co Ltd | B2-20.0-HV5 | 4 | Guangzhou Sanjing Electric Co Ltd | H2-10K-S3 | SAJ |  | Yes |  | 2026-08-24
2023-08-25 | HBS5722 | Guangzhou Sanjing Electric Co Ltd B2-20.0-HV1 (x4) w/ Guangzhou Sanjing Electric Co Ltd H2-10K-S3 | 18 |  |  | Guangzhou Sanjing Electric Co Ltd | B2-20.0-HV1 | 4 | Guangzhou Sanjing Electric Co Ltd | H2-10K-S3 | SAJ |  | Yes |  | 2026-08-24
2023-09-01 | HBS5723 | Sungrow Power Supply Co Ltd SBR096 (x2) w/ Sungrow Power Supply Co Ltd SH8.0RS | 19.2 |  |  | Sungrow Power Supply Co Ltd | SBR096 | 2 | Sungrow Power Supply Co Ltd | SH8.0RS | Sungrow |  | Yes |  | 2026-05-13
2023-09-01 | HBS5724 | Sungrow Power Supply Co Ltd SBR096 (x2) w/ Sungrow Power Supply Co Ltd SH10RS | 19.2 |  |  | Sungrow Power Supply Co Ltd | SBR096 | 2 | Sungrow Power Supply Co Ltd | SH10RS | Sungrow |  | Yes |  | 2026-05-13
2023-09-01 | HBS5725 | Sungrow Power Supply Co Ltd SBR096 (x2) w/ Sungrow Power Supply Co Ltd SH5.0RT | 19.2 |  |  | Sungrow Power Supply Co Ltd | SBR096 | 2 | Sungrow Power Supply Co Ltd | SH5.0RT | Sungrow |  | Yes |  | 2024-12-16
2023-09-01 | HBS5726 | Sungrow Power Supply Co Ltd SBR096 (x2) w/ Sungrow Power Supply Co Ltd SH10RT | 19.2 |  |  | Sungrow Power Supply Co Ltd | SBR096 | 2 | Sungrow Power Supply Co Ltd | SH10RT | Sungrow |  | Yes |  | 2026-04-24
2023-09-01 | HBS5727 | Sungrow Power Supply Co Ltd SBR096 (x3) w/ Sungrow Power Supply Co Ltd SH5.0RS | 28.8 |  |  | Sungrow Power Supply Co Ltd | SBR096 | 3 | Sungrow Power Supply Co Ltd | SH5.0RS | Sungrow |  | Yes |  | 2024-12-15
2023-09-01 | HBS5728 | Sungrow Power Supply Co Ltd SBR096 (x3) w/ Sungrow Power Supply Co Ltd SH6.0RS | 28.8 |  |  | Sungrow Power Supply Co Ltd | SBR096 | 3 | Sungrow Power Supply Co Ltd | SH6.0RS | Sungrow |  | Yes |  | 2024-12-15
2023-09-01 | HBS5729 | Sungrow Power Supply Co Ltd SBR096 (x3) w/ Sungrow Power Supply Co Ltd SH8.0RS | 28.8 |  |  | Sungrow Power Supply Co Ltd | SBR096 | 3 | Sungrow Power Supply Co Ltd | SH8.0RS | Sungrow |  | Yes |  | 2026-05-13
2023-09-01 | HBS5730 | Sungrow Power Supply Co Ltd SBR096 (x3) w/ Sungrow Power Supply Co Ltd SH10RS | 28.8 |  |  | Sungrow Power Supply Co Ltd | SBR096 | 3 | Sungrow Power Supply Co Ltd | SH10RS | Sungrow |  | Yes |  | 2026-05-13
2023-09-01 | HBS5731 | Sungrow Power Supply Co Ltd SBR096 (x3) w/ Sungrow Power Supply Co Ltd SH5.0RT | 28.8 |  |  | Sungrow Power Supply Co Ltd | SBR096 | 3 | Sungrow Power Supply Co Ltd | SH5.0RT | Sungrow |  | Yes |  | 2024-12-16
2023-09-01 | HBS5732 | Sungrow Power Supply Co Ltd SBR096 (x3) w/ Sungrow Power Supply Co Ltd SH10RT | 28.8 |  |  | Sungrow Power Supply Co Ltd | SBR096 | 3 | Sungrow Power Supply Co Ltd | SH10RT | Sungrow |  | Yes |  | 2026-04-24
2023-09-01 | HBS5733 | Sungrow Power Supply Co Ltd SBR096 (x4) w/ Sungrow Power Supply Co Ltd SH5.0RS | 38.4 |  |  | Sungrow Power Supply Co Ltd | SBR096 | 4 | Sungrow Power Supply Co Ltd | SH5.0RS | Sungrow |  | Yes |  | 2024-12-15
2023-09-01 | HBS5734 | Sungrow Power Supply Co Ltd SBR096 (x4) w/ Sungrow Power Supply Co Ltd SH6.0RS | 38.4 |  |  | Sungrow Power Supply Co Ltd | SBR096 | 4 | Sungrow Power Supply Co Ltd | SH6.0RS | Sungrow |  | Yes |  | 2024-12-15
2023-09-01 | HBS5735 | Sungrow Power Supply Co Ltd SBR096 (x4) w/ Sungrow Power Supply Co Ltd SH8.0RS | 38.4 |  |  | Sungrow Power Supply Co Ltd | SBR096 | 4 | Sungrow Power Supply Co Ltd | SH8.0RS | Sungrow |  | Yes |  | 2026-05-13
2023-09-01 | HBS5736 | Sungrow Power Supply Co Ltd SBR096 (x4) w/ Sungrow Power Supply Co Ltd SH10RS | 38.4 |  |  | Sungrow Power Supply Co Ltd | SBR096 | 4 | Sungrow Power Supply Co Ltd | SH10RS | Sungrow |  | Yes |  | 2026-05-13
2023-09-01 | HBS5737 | Sungrow Power Supply Co Ltd SBR096 (x4) w/ Sungrow Power Supply Co Ltd SH5.0RT | 38.4 |  |  | Sungrow Power Supply Co Ltd | SBR096 | 4 | Sungrow Power Supply Co Ltd | SH5.0RT | Sungrow |  | Yes |  | 2024-12-16
2023-09-01 | HBS5738 | Sungrow Power Supply Co Ltd SBR096 (x4) w/ Sungrow Power Supply Co Ltd SH10RT | 38.4 |  |  | Sungrow Power Supply Co Ltd | SBR096 | 4 | Sungrow Power Supply Co Ltd | SH10RT | Sungrow |  | Yes |  | 2026-04-24
2023-09-01 | HBS5739 | Sungrow Power Supply Co Ltd SBR128 (x1) w/ Sungrow Power Supply Co Ltd SH5.0RS | 12.8 |  |  | Sungrow Power Supply Co Ltd | SBR128 | 1 | Sungrow Power Supply Co Ltd | SH5.0RS | Sungrow |  | Yes |  | 2024-12-15
2023-09-01 | HBS5740 | Sungrow Power Supply Co Ltd SBR128 (x1) w/ Sungrow Power Supply Co Ltd SH6.0RS | 12.8 |  |  | Sungrow Power Supply Co Ltd | SBR128 | 1 | Sungrow Power Supply Co Ltd | SH6.0RS | Sungrow |  | Yes |  | 2024-12-15
2023-09-01 | HBS5741 | Sungrow Power Supply Co Ltd SBR128 (x1) w/ Sungrow Power Supply Co Ltd SH8.0RS | 12.8 |  |  | Sungrow Power Supply Co Ltd | SBR128 | 1 | Sungrow Power Supply Co Ltd | SH8.0RS | Sungrow |  | Yes |  | 2026-05-13
2023-09-01 | HBS5742 | Sungrow Power Supply Co Ltd SBR128 (x1) w/ Sungrow Power Supply Co Ltd SH10RS | 12.8 |  |  | Sungrow Power Supply Co Ltd | SBR128 | 1 | Sungrow Power Supply Co Ltd | SH10RS | Sungrow |  | Yes |  | 2026-05-13
2023-09-01 | HBS5743 | Sungrow Power Supply Co Ltd SBR128 (x1) w/ Sungrow Power Supply Co Ltd SH5.0RT | 12.8 |  |  | Sungrow Power Supply Co Ltd | SBR128 | 1 | Sungrow Power Supply Co Ltd | SH5.0RT | Sungrow |  | Yes |  | 2024-12-16
2023-09-01 | HBS5744 | Sungrow Power Supply Co Ltd SBR128 (x1) w/ Sungrow Power Supply Co Ltd SH10RT | 12.8 |  |  | Sungrow Power Supply Co Ltd | SBR128 | 1 | Sungrow Power Supply Co Ltd | SH10RT | Sungrow |  | Yes |  | 2026-04-24
2023-09-01 | HBS5745 | Sungrow Power Supply Co Ltd SBR128 (x2) w/ Sungrow Power Supply Co Ltd SH5.0RS | 25.6 |  |  | Sungrow Power Supply Co Ltd | SBR128 | 2 | Sungrow Power Supply Co Ltd | SH5.0RS | Sungrow |  | Yes |  | 2024-12-15
2023-09-01 | HBS5746 | Sungrow Power Supply Co Ltd SBR128 (x2) w/ Sungrow Power Supply Co Ltd SH6.0RS | 25.6 |  |  | Sungrow Power Supply Co Ltd | SBR128 | 2 | Sungrow Power Supply Co Ltd | SH6.0RS | Sungrow |  | Yes |  | 2024-12-15
2023-09-01 | HBS5747 | Sungrow Power Supply Co Ltd SBR128 (x2) w/ Sungrow Power Supply Co Ltd SH8.0RS | 25.6 |  |  | Sungrow Power Supply Co Ltd | SBR128 | 2 | Sungrow Power Supply Co Ltd | SH8.0RS | Sungrow |  | Yes |  | 2026-05-13
2023-09-01 | HBS5748 | Sungrow Power Supply Co Ltd SBR128 (x2) w/ Sungrow Power Supply Co Ltd SH10RS | 25.6 |  |  | Sungrow Power Supply Co Ltd | SBR128 | 2 | Sungrow Power Supply Co Ltd | SH10RS | Sungrow |  | Yes |  | 2026-05-13
2023-09-01 | HBS5749 | Sungrow Power Supply Co Ltd SBR128 (x2) w/ Sungrow Power Supply Co Ltd SH5.0RT | 25.6 |  |  | Sungrow Power Supply Co Ltd | SBR128 | 2 | Sungrow Power Supply Co Ltd | SH5.0RT | Sungrow |  | Yes |  | 2024-12-16
2023-09-01 | HBS5750 | Sungrow Power Supply Co Ltd SBR128 (x2) w/ Sungrow Power Supply Co Ltd SH10RT | 25.6 |  |  | Sungrow Power Supply Co Ltd | SBR128 | 2 | Sungrow Power Supply Co Ltd | SH10RT | Sungrow |  | Yes |  | 2026-04-24
2023-09-01 | HBS5751 | Sungrow Power Supply Co Ltd SBR128 (x3) w/ Sungrow Power Supply Co Ltd SH5.0RS | 38.4 |  |  | Sungrow Power Supply Co Ltd | SBR128 | 3 | Sungrow Power Supply Co Ltd | SH5.0RS | Sungrow |  | Yes |  | 2024-12-15
2023-09-01 | HBS5752 | Sungrow Power Supply Co Ltd SBR128 (x3) w/ Sungrow Power Supply Co Ltd SH6.0RS | 38.4 |  |  | Sungrow Power Supply Co Ltd | SBR128 | 3 | Sungrow Power Supply Co Ltd | SH6.0RS | Sungrow |  | Yes |  | 2024-12-15
2023-09-01 | HBS5753 | Sungrow Power Supply Co Ltd SBR128 (x3) w/ Sungrow Power Supply Co Ltd SH8.0RS | 38.4 |  |  | Sungrow Power Supply Co Ltd | SBR128 | 3 | Sungrow Power Supply Co Ltd | SH8.0RS | Sungrow |  | Yes |  | 2026-05-13
2023-09-01 | HBS5754 | Sungrow Power Supply Co Ltd SBR128 (x3) w/ Sungrow Power Supply Co Ltd SH10RS | 38.4 |  |  | Sungrow Power Supply Co Ltd | SBR128 | 3 | Sungrow Power Supply Co Ltd | SH10RS | Sungrow |  | Yes |  | 2026-05-13
2023-09-01 | HBS5755 | Sungrow Power Supply Co Ltd SBR128 (x3) w/ Sungrow Power Supply Co Ltd SH5.0RT | 38.4 |  |  | Sungrow Power Supply Co Ltd | SBR128 | 3 | Sungrow Power Supply Co Ltd | SH5.0RT | Sungrow |  | Yes |  | 2024-12-16
2023-09-01 | HBS5756 | Sungrow Power Supply Co Ltd SBR128 (x3) w/ Sungrow Power Supply Co Ltd SH10RT | 38.4 |  |  | Sungrow Power Supply Co Ltd | SBR128 | 3 | Sungrow Power Supply Co Ltd | SH10RT | Sungrow |  | Yes |  | 2026-04-24
2023-09-01 | HBS5757 | Sungrow Power Supply Co Ltd SBR128 (x4) w/ Sungrow Power Supply Co Ltd SH5.0RS | 51.2 |  |  | Sungrow Power Supply Co Ltd | SBR128 | 4 | Sungrow Power Supply Co Ltd | SH5.0RS | Sungrow |  | Yes |  | 2024-12-15
2023-09-01 | HBS5758 | Sungrow Power Supply Co Ltd SBR128 (x4) w/ Sungrow Power Supply Co Ltd SH6.0RS | 51.2 |  |  | Sungrow Power Supply Co Ltd | SBR128 | 4 | Sungrow Power Supply Co Ltd | SH6.0RS | Sungrow |  | Yes |  | 2024-12-15
2023-09-01 | HBS5759 | Sungrow Power Supply Co Ltd SBR128 (x4) w/ Sungrow Power Supply Co Ltd SH8.0RS | 51.2 |  |  | Sungrow Power Supply Co Ltd | SBR128 | 4 | Sungrow Power Supply Co Ltd | SH8.0RS | Sungrow |  | Yes |  | 2026-05-13
2023-09-01 | HBS5760 | Sungrow Power Supply Co Ltd SBR128 (x4) w/ Sungrow Power Supply Co Ltd SH10RS | 51.2 |  |  | Sungrow Power Supply Co Ltd | SBR128 | 4 | Sungrow Power Supply Co Ltd | SH10RS | Sungrow |  | Yes |  | 2026-05-13
2023-09-01 | HBS5761 | Sungrow Power Supply Co Ltd SBR128 (x4) w/ Sungrow Power Supply Co Ltd SH5.0RT | 51.2 |  |  | Sungrow Power Supply Co Ltd | SBR128 | 4 | Sungrow Power Supply Co Ltd | SH5.0RT | Sungrow |  | Yes |  | 2024-12-16
2023-09-01 | HBS5762 | Sungrow Power Supply Co Ltd SBR128 (x4) w/ Sungrow Power Supply Co Ltd SH10RT | 51.2 |  |  | Sungrow Power Supply Co Ltd | SBR128 | 4 | Sungrow Power Supply Co Ltd | SH10RT | Sungrow |  | Yes |  | 2026-04-24
2023-09-01 | HBS5763 | Sungrow Power Supply Co Ltd SBR160 (x1) w/ Sungrow Power Supply Co Ltd SH5.0RS | 16 |  |  | Sungrow Power Supply Co Ltd | SBR160 | 1 | Sungrow Power Supply Co Ltd | SH5.0RS | Sungrow |  | Yes |  | 2024-12-15
2023-09-01 | HBS5764 | Sungrow Power Supply Co Ltd SBR160 (x1) w/ Sungrow Power Supply Co Ltd SH6.0RS | 16 |  |  | Sungrow Power Supply Co Ltd | SBR160 | 1 | Sungrow Power Supply Co Ltd | SH6.0RS | Sungrow |  | Yes |  | 2024-12-15
2023-09-01 | HBS5765 | Sungrow Power Supply Co Ltd SBR160 (x1) w/ Sungrow Power Supply Co Ltd SH8.0RS | 16 |  |  | Sungrow Power Supply Co Ltd | SBR160 | 1 | Sungrow Power Supply Co Ltd | SH8.0RS | Sungrow |  | Yes |  | 2026-05-13
2023-09-01 | HBS5766 | Sungrow Power Supply Co Ltd SBR160 (x1) w/ Sungrow Power Supply Co Ltd SH10RS | 16 |  |  | Sungrow Power Supply Co Ltd | SBR160 | 1 | Sungrow Power Supply Co Ltd | SH10RS | Sungrow |  | Yes |  | 2026-05-13
2023-09-01 | HBS5767 | Sungrow Power Supply Co Ltd SBR160 (x1) w/ Sungrow Power Supply Co Ltd SH5.0RT | 16 |  |  | Sungrow Power Supply Co Ltd | SBR160 | 1 | Sungrow Power Supply Co Ltd | SH5.0RT | Sungrow |  | Yes |  | 2024-12-16
2023-09-01 | HBS5768 | Sungrow Power Supply Co Ltd SBR160 (x1) w/ Sungrow Power Supply Co Ltd SH10RT | 16 |  |  | Sungrow Power Supply Co Ltd | SBR160 | 1 | Sungrow Power Supply Co Ltd | SH10RT | Sungrow |  | Yes |  | 2026-04-24
2023-09-01 | HBS5769 | Sungrow Power Supply Co Ltd SBR160 (x2) w/ Sungrow Power Supply Co Ltd SH5.0RS | 32 |  |  | Sungrow Power Supply Co Ltd | SBR160 | 2 | Sungrow Power Supply Co Ltd | SH5.0RS | Sungrow |  | Yes |  | 2024-12-15
2023-09-01 | HBS5770 | Sungrow Power Supply Co Ltd SBR160 (x2) w/ Sungrow Power Supply Co Ltd SH6.0RS | 32 |  |  | Sungrow Power Supply Co Ltd | SBR160 | 2 | Sungrow Power Supply Co Ltd | SH6.0RS | Sungrow |  | Yes |  | 2024-12-15
2023-09-01 | HBS5771 | Sungrow Power Supply Co Ltd SBR160 (x2) w/ Sungrow Power Supply Co Ltd SH8.0RS | 32 |  |  | Sungrow Power Supply Co Ltd | SBR160 | 2 | Sungrow Power Supply Co Ltd | SH8.0RS | Sungrow |  | Yes |  | 2026-05-13
2023-09-01 | HBS5772 | Sungrow Power Supply Co Ltd SBR160 (x2) w/ Sungrow Power Supply Co Ltd SH10RS | 32 |  |  | Sungrow Power Supply Co Ltd | SBR160 | 2 | Sungrow Power Supply Co Ltd | SH10RS | Sungrow |  | Yes |  | 2026-05-13
2023-09-01 | HBS5773 | Sungrow Power Supply Co Ltd SBR160 (x2) w/ Sungrow Power Supply Co Ltd SH5.0RT | 32 |  |  | Sungrow Power Supply Co Ltd | SBR160 | 2 | Sungrow Power Supply Co Ltd | SH5.0RT | Sungrow |  | Yes |  | 2024-12-16
2023-09-01 | HBS5774 | Sungrow Power Supply Co Ltd SBR160 (x2) w/ Sungrow Power Supply Co Ltd SH10RT | 32 |  |  | Sungrow Power Supply Co Ltd | SBR160 | 2 | Sungrow Power Supply Co Ltd | SH10RT | Sungrow |  | Yes |  | 2026-04-24
2023-09-01 | HBS5775 | Sungrow Power Supply Co Ltd SBR160 (x3) w/ Sungrow Power Supply Co Ltd SH5.0RS | 48 |  |  | Sungrow Power Supply Co Ltd | SBR160 | 3 | Sungrow Power Supply Co Ltd | SH5.0RS | Sungrow |  | Yes |  | 2024-12-15
2023-09-01 | HBS5776 | Sungrow Power Supply Co Ltd SBR160 (x3) w/ Sungrow Power Supply Co Ltd SH6.0RS | 48 |  |  | Sungrow Power Supply Co Ltd | SBR160 | 3 | Sungrow Power Supply Co Ltd | SH6.0RS | Sungrow |  | Yes |  | 2024-12-15
2023-09-01 | HBS5777 | Sungrow Power Supply Co Ltd SBR160 (x3) w/ Sungrow Power Supply Co Ltd SH8.0RS | 48 |  |  | Sungrow Power Supply Co Ltd | SBR160 | 3 | Sungrow Power Supply Co Ltd | SH8.0RS | Sungrow |  | Yes |  | 2026-05-13
2023-09-01 | HBS5778 | Sungrow Power Supply Co Ltd SBR160 (x3) w/ Sungrow Power Supply Co Ltd SH10RS | 48 |  |  | Sungrow Power Supply Co Ltd | SBR160 | 3 | Sungrow Power Supply Co Ltd | SH10RS | Sungrow |  | Yes |  | 2026-05-13
2023-09-01 | HBS5779 | Sungrow Power Supply Co Ltd SBR160 (x3) w/ Sungrow Power Supply Co Ltd SH5.0RT | 48 |  |  | Sungrow Power Supply Co Ltd | SBR160 | 3 | Sungrow Power Supply Co Ltd | SH5.0RT | Sungrow |  | Yes |  | 2024-12-16
2023-09-01 | HBS5780 | Sungrow Power Supply Co Ltd SBR160 (x3) w/ Sungrow Power Supply Co Ltd SH10RT | 48 |  |  | Sungrow Power Supply Co Ltd | SBR160 | 3 | Sungrow Power Supply Co Ltd | SH10RT | Sungrow |  | Yes |  | 2026-04-24
2023-09-01 | HBS5781 | Sungrow Power Supply Co Ltd SBR160 (x4) w/ Sungrow Power Supply Co Ltd SH5.0RS | 64 |  |  | Sungrow Power Supply Co Ltd | SBR160 | 4 | Sungrow Power Supply Co Ltd | SH5.0RS | Sungrow |  | Yes |  | 2024-12-15
2023-09-01 | HBS5782 | Sungrow Power Supply Co Ltd SBR160 (x4) w/ Sungrow Power Supply Co Ltd SH6.0RS | 64 |  |  | Sungrow Power Supply Co Ltd | SBR160 | 4 | Sungrow Power Supply Co Ltd | SH6.0RS | Sungrow |  | Yes |  | 2024-12-15
2023-09-01 | HBS5783 | Sungrow Power Supply Co Ltd SBR160 (x4) w/ Sungrow Power Supply Co Ltd SH8.0RS | 64 |  |  | Sungrow Power Supply Co Ltd | SBR160 | 4 | Sungrow Power Supply Co Ltd | SH8.0RS | Sungrow |  | Yes |  | 2026-05-13
2023-09-01 | HBS5784 | Sungrow Power Supply Co Ltd SBR160 (x4) w/ Sungrow Power Supply Co Ltd SH10RS | 64 |  |  | Sungrow Power Supply Co Ltd | SBR160 | 4 | Sungrow Power Supply Co Ltd | SH10RS | Sungrow |  | Yes |  | 2026-05-13
2023-09-01 | HBS5785 | Sungrow Power Supply Co Ltd SBR160 (x4) w/ Sungrow Power Supply Co Ltd SH5.0RT | 64 |  |  | Sungrow Power Supply Co Ltd | SBR160 | 4 | Sungrow Power Supply Co Ltd | SH5.0RT | Sungrow |  | Yes |  | 2024-12-16
2023-09-01 | HBS5786 | Sungrow Power Supply Co Ltd SBR160 (x4) w/ Sungrow Power Supply Co Ltd SH10RT | 64 |  |  | Sungrow Power Supply Co Ltd | SBR160 | 4 | Sungrow Power Supply Co Ltd | SH10RT | Sungrow |  | Yes |  | 2026-04-24
2023-09-01 | HBS5787 | Sungrow Power Supply Co Ltd SBR192 (x1) w/ Sungrow Power Supply Co Ltd SH5.0RS | 19.2 |  |  | Sungrow Power Supply Co Ltd | SBR192 | 1 | Sungrow Power Supply Co Ltd | SH5.0RS | Sungrow |  | Yes |  | 2024-12-15
2023-09-01 | HBS5788 | Sungrow Power Supply Co Ltd SBR192 (x1) w/ Sungrow Power Supply Co Ltd SH6.0RS | 19.2 |  |  | Sungrow Power Supply Co Ltd | SBR192 | 1 | Sungrow Power Supply Co Ltd | SH6.0RS | Sungrow |  | Yes |  | 2024-12-15
2023-09-01 | HBS5789 | Sungrow Power Supply Co Ltd SBR192 (x1) w/ Sungrow Power Supply Co Ltd SH8.0RS | 19.2 |  |  | Sungrow Power Supply Co Ltd | SBR192 | 1 | Sungrow Power Supply Co Ltd | SH8.0RS | Sungrow |  | Yes |  | 2026-05-13
2023-09-01 | HBS5790 | Sungrow Power Supply Co Ltd SBR192 (x1) w/ Sungrow Power Supply Co Ltd SH10RS | 19.2 |  |  | Sungrow Power Supply Co Ltd | SBR192 | 1 | Sungrow Power Supply Co Ltd | SH10RS | Sungrow |  | Yes |  | 2026-05-13
2023-09-01 | HBS5791 | Sungrow Power Supply Co Ltd SBR192 (x1) w/ Sungrow Power Supply Co Ltd SH5.0RT | 19.2 |  |  | Sungrow Power Supply Co Ltd | SBR192 | 1 | Sungrow Power Supply Co Ltd | SH5.0RT | Sungrow |  | Yes |  | 2024-12-16
2023-09-01 | HBS5792 | Sungrow Power Supply Co Ltd SBR192 (x1) w/ Sungrow Power Supply Co Ltd SH10RT | 19.2 |  |  | Sungrow Power Supply Co Ltd | SBR192 | 1 | Sungrow Power Supply Co Ltd | SH10RT | Sungrow |  | Yes |  | 2026-04-24
2023-09-01 | HBS5793 | Sungrow Power Supply Co Ltd SBR192 (x2) w/ Sungrow Power Supply Co Ltd SH5.0RS | 38.4 |  |  | Sungrow Power Supply Co Ltd | SBR192 | 2 | Sungrow Power Supply Co Ltd | SH5.0RS | Sungrow |  | Yes |  | 2024-12-15
2023-09-01 | HBS5794 | Sungrow Power Supply Co Ltd SBR192 (x2) w/ Sungrow Power Supply Co Ltd SH6.0RS | 38.4 |  |  | Sungrow Power Supply Co Ltd | SBR192 | 2 | Sungrow Power Supply Co Ltd | SH6.0RS | Sungrow |  | Yes |  | 2024-12-15
2023-09-01 | HBS5795 | Sungrow Power Supply Co Ltd SBR192 (x2) w/ Sungrow Power Supply Co Ltd SH8.0RS | 38.4 |  |  | Sungrow Power Supply Co Ltd | SBR192 | 2 | Sungrow Power Supply Co Ltd | SH8.0RS | Sungrow |  | Yes |  | 2026-05-13
2023-09-01 | HBS5796 | Sungrow Power Supply Co Ltd SBR192 (x2) w/ Sungrow Power Supply Co Ltd SH10RS | 38.4 |  |  | Sungrow Power Supply Co Ltd | SBR192 | 2 | Sungrow Power Supply Co Ltd | SH10RS | Sungrow |  | Yes |  | 2026-05-13
2023-09-01 | HBS5797 | Sungrow Power Supply Co Ltd SBR192 (x2) w/ Sungrow Power Supply Co Ltd SH5.0RT | 38.4 |  |  | Sungrow Power Supply Co Ltd | SBR192 | 2 | Sungrow Power Supply Co Ltd | SH5.0RT | Sungrow |  | Yes |  | 2024-12-16
2023-09-01 | HBS5798 | Sungrow Power Supply Co Ltd SBR192 (x2) w/ Sungrow Power Supply Co Ltd SH10RT | 38.4 |  |  | Sungrow Power Supply Co Ltd | SBR192 | 2 | Sungrow Power Supply Co Ltd | SH10RT | Sungrow |  | Yes |  | 2026-04-24
2023-09-01 | HBS5799 | Sungrow Power Supply Co Ltd SBR192 (x3) w/ Sungrow Power Supply Co Ltd SH5.0RS | 57.6 |  |  | Sungrow Power Supply Co Ltd | SBR192 | 3 | Sungrow Power Supply Co Ltd | SH5.0RS | Sungrow |  | Yes |  | 2024-12-15
2023-09-01 | HBS5800 | Sungrow Power Supply Co Ltd SBR192 (x3) w/ Sungrow Power Supply Co Ltd SH6.0RS | 57.6 |  |  | Sungrow Power Supply Co Ltd | SBR192 | 3 | Sungrow Power Supply Co Ltd | SH6.0RS | Sungrow |  | Yes |  | 2024-12-15
2023-09-01 | HBS5801 | Sungrow Power Supply Co Ltd SBR192 (x3) w/ Sungrow Power Supply Co Ltd SH8.0RS | 57.6 |  |  | Sungrow Power Supply Co Ltd | SBR192 | 3 | Sungrow Power Supply Co Ltd | SH8.0RS | Sungrow |  | Yes |  | 2026-05-13
2023-09-01 | HBS5802 | Sungrow Power Supply Co Ltd SBR192 (x3) w/ Sungrow Power Supply Co Ltd SH10RS | 57.6 |  |  | Sungrow Power Supply Co Ltd | SBR192 | 3 | Sungrow Power Supply Co Ltd | SH10RS | Sungrow |  | Yes |  | 2026-05-13
2023-09-01 | HBS5803 | Sungrow Power Supply Co Ltd SBR192 (x3) w/ Sungrow Power Supply Co Ltd SH5.0RT | 57.6 |  |  | Sungrow Power Supply Co Ltd | SBR192 | 3 | Sungrow Power Supply Co Ltd | SH5.0RT | Sungrow |  | Yes |  | 2024-12-16
2023-09-01 | HBS5804 | Sungrow Power Supply Co Ltd SBR192 (x3) w/ Sungrow Power Supply Co Ltd SH10RT | 57.6 |  |  | Sungrow Power Supply Co Ltd | SBR192 | 3 | Sungrow Power Supply Co Ltd | SH10RT | Sungrow |  | Yes |  | 2026-04-24
2023-09-01 | HBS5805 | Sungrow Power Supply Co Ltd SBR192 (x4) w/ Sungrow Power Supply Co Ltd SH5.0RS | 76.8 |  |  | Sungrow Power Supply Co Ltd | SBR192 | 4 | Sungrow Power Supply Co Ltd | SH5.0RS | Sungrow |  | Yes |  | 2024-12-15
2023-09-01 | HBS5806 | Sungrow Power Supply Co Ltd SBR192 (x4) w/ Sungrow Power Supply Co Ltd SH6.0RS | 76.8 |  |  | Sungrow Power Supply Co Ltd | SBR192 | 4 | Sungrow Power Supply Co Ltd | SH6.0RS | Sungrow |  | Yes |  | 2024-12-15
2023-09-01 | HBS5807 | Sungrow Power Supply Co Ltd SBR192 (x4) w/ Sungrow Power Supply Co Ltd SH8.0RS | 76.8 |  |  | Sungrow Power Supply Co Ltd | SBR192 | 4 | Sungrow Power Supply Co Ltd | SH8.0RS | Sungrow |  | Yes |  | 2026-05-13
2023-09-01 | HBS5808 | Sungrow Power Supply Co Ltd SBR192 (x4) w/ Sungrow Power Supply Co Ltd SH10RS | 76.8 |  |  | Sungrow Power Supply Co Ltd | SBR192 | 4 | Sungrow Power Supply Co Ltd | SH10RS | Sungrow |  | Yes |  | 2026-05-13
2023-09-01 | HBS5809 | Sungrow Power Supply Co Ltd SBR192 (x4) w/ Sungrow Power Supply Co Ltd SH5.0RT | 76.8 |  |  | Sungrow Power Supply Co Ltd | SBR192 | 4 | Sungrow Power Supply Co Ltd | SH5.0RT | Sungrow |  | Yes |  | 2024-12-16
2023-09-01 | HBS5810 | Sungrow Power Supply Co Ltd SBR192 (x4) w/ Sungrow Power Supply Co Ltd SH10RT | 76.8 |  |  | Sungrow Power Supply Co Ltd | SBR192 | 4 | Sungrow Power Supply Co Ltd | SH10RT | Sungrow |  | Yes |  | 2026-04-24
2023-09-01 | HBS5811 | Sungrow Power Supply Co Ltd SBR224 (x1) w/ Sungrow Power Supply Co Ltd SH5.0RT | 22.4 |  |  | Sungrow Power Supply Co Ltd | SBR224 | 1 | Sungrow Power Supply Co Ltd | SH5.0RT | Sungrow |  | Yes |  | 2024-12-16
2023-09-01 | HBS5812 | Sungrow Power Supply Co Ltd SBR224 (x1) w/ Sungrow Power Supply Co Ltd SH10RT | 22.4 |  |  | Sungrow Power Supply Co Ltd | SBR224 | 1 | Sungrow Power Supply Co Ltd | SH10RT | Sungrow |  | Yes |  | 2026-04-24
2023-09-01 | HBS5813 | Sungrow Power Supply Co Ltd SBR224 (x2) w/ Sungrow Power Supply Co Ltd SH5.0RT | 44.8 |  |  | Sungrow Power Supply Co Ltd | SBR224 | 2 | Sungrow Power Supply Co Ltd | SH5.0RT | Sungrow |  | Yes |  | 2024-12-16
2023-09-01 | HBS5814 | Sungrow Power Supply Co Ltd SBR224 (x2) w/ Sungrow Power Supply Co Ltd SH10RT | 44.8 |  |  | Sungrow Power Supply Co Ltd | SBR224 | 2 | Sungrow Power Supply Co Ltd | SH10RT | Sungrow |  | Yes |  | 2026-04-24
2023-09-01 | HBS5815 | Sungrow Power Supply Co Ltd SBR224 (x3) w/ Sungrow Power Supply Co Ltd SH5.0RT | 67.2 |  |  | Sungrow Power Supply Co Ltd | SBR224 | 3 | Sungrow Power Supply Co Ltd | SH5.0RT | Sungrow |  | Yes |  | 2024-12-16
2023-09-01 | HBS5816 | Sungrow Power Supply Co Ltd SBR224 (x3) w/ Sungrow Power Supply Co Ltd SH10RT | 67.2 |  |  | Sungrow Power Supply Co Ltd | SBR224 | 3 | Sungrow Power Supply Co Ltd | SH10RT | Sungrow |  | Yes |  | 2026-04-24
2023-09-01 | HBS5817 | Sungrow Power Supply Co Ltd SBR224 (x4) w/ Sungrow Power Supply Co Ltd SH5.0RT | 89.6 |  |  | Sungrow Power Supply Co Ltd | SBR224 | 4 | Sungrow Power Supply Co Ltd | SH5.0RT | Sungrow |  | Yes |  | 2024-12-16
2023-09-01 | HBS5818 | Sungrow Power Supply Co Ltd SBR224 (x4) w/ Sungrow Power Supply Co Ltd SH10RT | 89.6 |  |  | Sungrow Power Supply Co Ltd | SBR224 | 4 | Sungrow Power Supply Co Ltd | SH10RT | Sungrow |  | Yes |  | 2026-04-24
2023-09-01 | HBS5819 | Sungrow Power Supply Co Ltd SBR256 (x1) w/ Sungrow Power Supply Co Ltd SH5.0RT | 25.6 |  |  | Sungrow Power Supply Co Ltd | SBR256 | 1 | Sungrow Power Supply Co Ltd | SH5.0RT | Sungrow |  | Yes |  | 2024-12-16
2023-09-01 | HBS5820 | Sungrow Power Supply Co Ltd SBR256 (x1) w/ Sungrow Power Supply Co Ltd SH10RT | 25.6 |  |  | Sungrow Power Supply Co Ltd | SBR256 | 1 | Sungrow Power Supply Co Ltd | SH10RT | Sungrow |  | Yes |  | 2026-04-24
2023-09-01 | HBS5821 | Sungrow Power Supply Co Ltd SBR256 (x2) w/ Sungrow Power Supply Co Ltd SH5.0RT | 51.2 |  |  | Sungrow Power Supply Co Ltd | SBR256 | 2 | Sungrow Power Supply Co Ltd | SH5.0RT | Sungrow |  | Yes |  | 2024-12-16
2023-09-01 | HBS5822 | Sungrow Power Supply Co Ltd SBR256 (x2) w/ Sungrow Power Supply Co Ltd SH10RT | 51.2 |  |  | Sungrow Power Supply Co Ltd | SBR256 | 2 | Sungrow Power Supply Co Ltd | SH10RT | Sungrow |  | Yes |  | 2026-04-24
2023-09-01 | HBS5823 | Sungrow Power Supply Co Ltd SBR256 (x3) w/ Sungrow Power Supply Co Ltd SH5.0RT | 76.8 |  |  | Sungrow Power Supply Co Ltd | SBR256 | 3 | Sungrow Power Supply Co Ltd | SH5.0RT | Sungrow |  | Yes |  | 2024-12-16
2023-09-01 | HBS5824 | Sungrow Power Supply Co Ltd SBR256 (x3) w/ Sungrow Power Supply Co Ltd SH10RT | 76.8 |  |  | Sungrow Power Supply Co Ltd | SBR256 | 3 | Sungrow Power Supply Co Ltd | SH10RT | Sungrow |  | Yes |  | 2026-04-24
2023-09-01 | HBS5825 | Sungrow Power Supply Co Ltd SBR256 (x4) w/ Sungrow Power Supply Co Ltd SH5.0RT | 102.4 |  |  | Sungrow Power Supply Co Ltd | SBR256 | 4 | Sungrow Power Supply Co Ltd | SH5.0RT | Sungrow |  | Yes |  | 2024-12-16
2023-09-01 | HBS5826 | Sungrow Power Supply Co Ltd SBR256 (x4) w/ Sungrow Power Supply Co Ltd SH10RT | 102.4 |  |  | Sungrow Power Supply Co Ltd | SBR256 | 4 | Sungrow Power Supply Co Ltd | SH10RT | Sungrow |  | Yes |  | 2026-04-24
2023-09-08 | HBS8527 | Maxeon Solar Technologies Ltd. RESERVE-BAT1-DC-10.1P-INT(x1) w/ Maxeon Solar Technologies Ltd. RESERVE-INV-1-P5-L1-INT | 9.6 |  |  | Maxeon Solar Technologies Ltd. | RESERVE-BAT1-DC-10.1P-INT | 1 | Maxeon Solar Technologies Ltd. | RESERVE-INV-1-P5-L1-INT | Maxeon |  | Yes |  | 2026-05-10 |  | Yes | Yes | SunPower Corporation Australia Pty Ltd
2023-09-08 | HBS8528 | Maxeon Solar Technologies Ltd. RESERVE-BAT1-DC-10.1P-INT(x2) w/ Maxeon Solar Technologies Ltd. RESERVE-INV-1-P5-L1-INT | 19.2 |  |  | Maxeon Solar Technologies Ltd. | RESERVE-BAT1-DC-10.1P-INT | 2 | Maxeon Solar Technologies Ltd. | RESERVE-INV-1-P5-L1-INT | Maxeon |  | Yes |  | 2026-05-10 |  | Yes | Yes | SunPower Corporation Australia Pty Ltd
2023-09-08 | HBS8529 | Maxeon Solar Technologies Ltd. RESERVE-BAT1-DC-10.1P-INT(x3) w/ Maxeon Solar Technologies Ltd. RESERVE-INV-1-P5-L1-INT | 28.8 |  |  | Maxeon Solar Technologies Ltd. | RESERVE-BAT1-DC-10.1P-INT | 3 | Maxeon Solar Technologies Ltd. | RESERVE-INV-1-P5-L1-INT | Maxeon |  | Yes |  | 2026-05-10 |  | Yes | Yes | SunPower Corporation Australia Pty Ltd
2023-09-08 | HBS8530 | Maxeon Solar Technologies Ltd. RESERVE-BAT1-DC-10.1P-INT(x4) w/ Maxeon Solar Technologies Ltd. RESERVE-INV-1-P5-L1-INT | 38.4 |  |  | Maxeon Solar Technologies Ltd. | RESERVE-BAT1-DC-10.1P-INT | 4 | Maxeon Solar Technologies Ltd. | RESERVE-INV-1-P5-L1-INT | Maxeon |  | Yes |  | 2026-05-10 |  | Yes | Yes | SunPower Corporation Australia Pty Ltd
2023-09-08 | HBS8531 | Maxeon Solar Technologies Ltd. RESERVE-BAT1-DC-10.1P-INT(x5) w/ Maxeon Solar Technologies Ltd. RESERVE-INV-1-P5-L1-INT | 48 |  |  | Maxeon Solar Technologies Ltd. | RESERVE-BAT1-DC-10.1P-INT | 5 | Maxeon Solar Technologies Ltd. | RESERVE-INV-1-P5-L1-INT | Maxeon |  | Yes |  | 2026-05-10 |  | Yes | Yes | SunPower Corporation Australia Pty Ltd
2023-09-08 | HBS8532 | Maxeon Solar Technologies Ltd. RESERVE-BAT1-DC-10.1P-INT(x6) w/ Maxeon Solar Technologies Ltd. RESERVE-INV-1-P5-L1-INT | 57.6 |  |  | Maxeon Solar Technologies Ltd. | RESERVE-BAT1-DC-10.1P-INT | 6 | Maxeon Solar Technologies Ltd. | RESERVE-INV-1-P5-L1-INT | Maxeon |  | Yes |  | 2026-05-10 |  | Yes | Yes | SunPower Corporation Australia Pty Ltd
2023-09-08 | HBS8533 | Shenzhen BYD Electronics Co Ltd HVS 5.1(x1) w/ Fronius Australia Pty Ltd Primo GEN24 Plus 8.0 | 5.12 | Shenzhen BYD Electronics Co Ltd | HVS 5.1 | Shenzhen BYD Electronics Co Ltd | HVS 5.1 | 1 | Fronius Australia Pty Ltd | Primo GEN24 Plus 8.0 | BYD |  | Yes |  | 2026-05-19 |  | Yes | Yes | BYD AUSTRALIA PTY LTD
2023-09-08 | HBS8534 | Shenzhen BYD Electronics Co Ltd HVS 7.7(x1) w/ Fronius Australia Pty Ltd Primo GEN24 Plus 8.0 | 7.68 | Shenzhen BYD Electronics Co Ltd | HVS 7.7 | Shenzhen BYD Electronics Co Ltd | HVS 7.7 | 1 | Fronius Australia Pty Ltd | Primo GEN24 Plus 8.0 | BYD |  | Yes |  | 2026-05-19 |  | Yes | Yes | BYD AUSTRALIA PTY LTD
2023-09-08 | HBS8535 | Shenzhen BYD Electronics Co Ltd HVM 11.0(x1) w/ Fronius Australia Pty Ltd Primo GEN24 Plus 8.0 | 11.04 | Shenzhen BYD Electronics Co Ltd | HVM 11.0 | Shenzhen BYD Electronics Co Ltd | HVM 11.0 | 1 | Fronius Australia Pty Ltd | Primo GEN24 Plus 8.0 | BYD |  | Yes |  | 2026-05-19 |  | Yes | Yes | BYD AUSTRALIA PTY LTD
2023-09-08 | HBS8536 | Shenzhen BYD Electronics Co Ltd HVM 13.8(x1) w/ Fronius Australia Pty Ltd Primo GEN24 Plus 8.0 | 13.8 | Shenzhen BYD Electronics Co Ltd | HVM 13.8 | Shenzhen BYD Electronics Co Ltd | HVM 13.8 | 1 | Fronius Australia Pty Ltd | Primo GEN24 Plus 8.0 | BYD |  | Yes |  | 2026-05-19 |  | Yes | Yes | BYD AUSTRALIA PTY LTD
2023-09-08 | HBS8537 | Shenzhen BYD Electronics Co Ltd HVM 16.6(x1) w/ Fronius Australia Pty Ltd Primo GEN24 Plus 8.0 | 16.56 | Shenzhen BYD Electronics Co Ltd | HVM 16.6 | Shenzhen BYD Electronics Co Ltd | HVM 16.6 | 1 | Fronius Australia Pty Ltd | Primo GEN24 Plus 8.0 | BYD |  | Yes |  | 2026-05-19 |  | Yes | Yes | BYD AUSTRALIA PTY LTD
2023-09-08 | HBS8538 | Shenzhen BYD Electronics Co Ltd HVM 19.3(x1) w/ Fronius Australia Pty Ltd Primo GEN24 Plus 8.0 | 19.32 | Shenzhen BYD Electronics Co Ltd | HVM 19.3 | Shenzhen BYD Electronics Co Ltd | HVM 19.3 | 1 | Fronius Australia Pty Ltd | Primo GEN24 Plus 8.0 | BYD |  | Yes |  | 2026-05-19 |  | Yes | Yes | BYD AUSTRALIA PTY LTD
2023-09-08 | HBS8539 | Shenzhen BYD Electronics Co Ltd HVS 5.1(x1) w/ Fronius Australia Pty Ltd Primo GEN24 Plus 10.0 | 5.12 | Shenzhen BYD Electronics Co Ltd | HVS 5.1 | Shenzhen BYD Electronics Co Ltd | HVS 5.1 | 1 | Fronius Australia Pty Ltd | Primo GEN24 Plus 10.0 | BYD |  | Yes |  | 2026-05-19 |  | Yes | Yes | BYD AUSTRALIA PTY LTD
2023-09-08 | HBS8540 | Shenzhen BYD Electronics Co Ltd HVS 7.7(x1) w/ Fronius Australia Pty Ltd Primo GEN24 Plus 10.0 | 7.68 | Shenzhen BYD Electronics Co Ltd | HVS 7.7 | Shenzhen BYD Electronics Co Ltd | HVS 7.7 | 1 | Fronius Australia Pty Ltd | Primo GEN24 Plus 10.0 | BYD |  | Yes |  | 2026-05-19 |  | Yes | Yes | BYD AUSTRALIA PTY LTD
2023-09-08 | HBS8541 | Shenzhen BYD Electronics Co Ltd HVM 11.0(x1) w/ Fronius Australia Pty Ltd Primo GEN24 Plus 10.0 | 11.04 | Shenzhen BYD Electronics Co Ltd | HVM 11.0 | Shenzhen BYD Electronics Co Ltd | HVM 11.0 | 1 | Fronius Australia Pty Ltd | Primo GEN24 Plus 10.0 | BYD |  | Yes |  | 2026-05-19 |  | Yes | Yes | BYD AUSTRALIA PTY LTD
2023-09-08 | HBS8542 | Shenzhen BYD Electronics Co Ltd HVM 13.8(x1) w/ Fronius Australia Pty Ltd Primo GEN24 Plus 10.0 | 13.8 | Shenzhen BYD Electronics Co Ltd | HVM 13.8 | Shenzhen BYD Electronics Co Ltd | HVM 13.8 | 1 | Fronius Australia Pty Ltd | Primo GEN24 Plus 10.0 | BYD |  | Yes |  | 2026-05-19 |  | Yes | Yes | BYD AUSTRALIA PTY LTD
2023-09-08 | HBS8543 | Shenzhen BYD Electronics Co Ltd HVM 16.6(x1) w/ Fronius Australia Pty Ltd Primo GEN24 Plus 10.0 | 16.56 | Shenzhen BYD Electronics Co Ltd | HVM 16.6 | Shenzhen BYD Electronics Co Ltd | HVM 16.6 | 1 | Fronius Australia Pty Ltd | Primo GEN24 Plus 10.0 | BYD |  | Yes |  | 2026-05-19 |  | Yes | Yes | BYD AUSTRALIA PTY LTD
2023-09-08 | HBS8544 | Shenzhen BYD Electronics Co Ltd HVM 19.3(x1) w/ Fronius Australia Pty Ltd Primo GEN24 Plus 10.0 | 19.32 | Shenzhen BYD Electronics Co Ltd | HVM 19.3 | Shenzhen BYD Electronics Co Ltd | HVM 19.3 | 1 | Fronius Australia Pty Ltd | Primo GEN24 Plus 10.0 | BYD |  | Yes |  | 2026-05-19 |  | Yes | Yes | BYD AUSTRALIA PTY LTD
2023-09-08 | HBS8545 | Shenzhen BYD Electronics Co Ltd HVS 5.1(x2) w/ Fronius Australia Pty Ltd Primo GEN24 Plus 8.0 | 10.24 | Shenzhen BYD Electronics Co Ltd | HVS 5.1 | Shenzhen BYD Electronics Co Ltd | HVS 5.1 | 2 | Fronius Australia Pty Ltd | Primo GEN24 Plus 8.0 | BYD |  | Yes |  | 2026-05-19 |  | Yes | Yes | BYD AUSTRALIA PTY LTD
2023-09-08 | HBS8546 | Shenzhen BYD Electronics Co Ltd HVS 7.7(x2) w/ Fronius Australia Pty Ltd Primo GEN24 Plus 8.0 | 15.36 | Shenzhen BYD Electronics Co Ltd | HVS 7.7 | Shenzhen BYD Electronics Co Ltd | HVS 7.7 | 2 | Fronius Australia Pty Ltd | Primo GEN24 Plus 8.0 | BYD |  | Yes |  | 2026-05-19 |  | Yes | Yes | BYD AUSTRALIA PTY LTD
2023-09-08 | HBS8547 | Shenzhen BYD Electronics Co Ltd HVM 11.0(x2) w/ Fronius Australia Pty Ltd Primo GEN24 Plus 8.0 | 22.08 | Shenzhen BYD Electronics Co Ltd | HVM 11.0 | Shenzhen BYD Electronics Co Ltd | HVM 11.0 | 2 | Fronius Australia Pty Ltd | Primo GEN24 Plus 8.0 | BYD |  | Yes |  | 2026-05-19 |  | Yes | Yes | BYD AUSTRALIA PTY LTD
2023-09-08 | HBS8548 | Shenzhen BYD Electronics Co Ltd HVM 13.8(x2) w/ Fronius Australia Pty Ltd Primo GEN24 Plus 8.0 | 27.6 | Shenzhen BYD Electronics Co Ltd | HVM 13.8 | Shenzhen BYD Electronics Co Ltd | HVM 13.8 | 2 | Fronius Australia Pty Ltd | Primo GEN24 Plus 8.0 | BYD |  | Yes |  | 2026-05-19 |  | Yes | Yes | BYD AUSTRALIA PTY LTD
2023-09-08 | HBS8549 | Shenzhen BYD Electronics Co Ltd HVM 16.6(x2) w/ Fronius Australia Pty Ltd Primo GEN24 Plus 8.0 | 33.12 | Shenzhen BYD Electronics Co Ltd | HVM 16.6 | Shenzhen BYD Electronics Co Ltd | HVM 16.6 | 2 | Fronius Australia Pty Ltd | Primo GEN24 Plus 8.0 | BYD |  | Yes |  | 2026-05-19 |  | Yes | Yes | BYD AUSTRALIA PTY LTD
2023-09-08 | HBS8550 | Shenzhen BYD Electronics Co Ltd HVM 19.3(x2) w/ Fronius Australia Pty Ltd Primo GEN24 Plus 8.0 | 38.64 | Shenzhen BYD Electronics Co Ltd | HVM 19.3 | Shenzhen BYD Electronics Co Ltd | HVM 19.3 | 2 | Fronius Australia Pty Ltd | Primo GEN24 Plus 8.0 | BYD |  | Yes |  | 2026-05-19 |  | Yes | Yes | BYD AUSTRALIA PTY LTD
2023-09-08 | HBS8551 | Shenzhen BYD Electronics Co Ltd HVS 5.1(x2) w/ Fronius Australia Pty Ltd Primo GEN24 Plus 10.0 | 10.24 | Shenzhen BYD Electronics Co Ltd | HVS 5.1 | Shenzhen BYD Electronics Co Ltd | HVS 5.1 | 2 | Fronius Australia Pty Ltd | Primo GEN24 Plus 10.0 | BYD |  | Yes |  | 2026-05-19 |  | Yes | Yes | BYD AUSTRALIA PTY LTD
2023-09-08 | HBS8552 | Shenzhen BYD Electronics Co Ltd HVS 7.7(x2) w/ Fronius Australia Pty Ltd Primo GEN24 Plus 10.0 | 15.36 | Shenzhen BYD Electronics Co Ltd | HVS 7.7 | Shenzhen BYD Electronics Co Ltd | HVS 7.7 | 2 | Fronius Australia Pty Ltd | Primo GEN24 Plus 10.0 | BYD |  | Yes |  | 2026-05-19 |  | Yes | Yes | BYD AUSTRALIA PTY LTD
2023-09-08 | HBS8553 | Shenzhen BYD Electronics Co Ltd HVM 11.0(x2) w/ Fronius Australia Pty Ltd Primo GEN24 Plus 10.0 | 22.08 | Shenzhen BYD Electronics Co Ltd | HVM 11.0 | Shenzhen BYD Electronics Co Ltd | HVM 11.0 | 2 | Fronius Australia Pty Ltd | Primo GEN24 Plus 10.0 | BYD |  | Yes |  | 2026-05-19 |  | Yes | Yes | BYD AUSTRALIA PTY LTD
2023-09-08 | HBS8554 | Shenzhen BYD Electronics Co Ltd HVM 13.8(x2) w/ Fronius Australia Pty Ltd Primo GEN24 Plus 10.0 | 27.6 | Shenzhen BYD Electronics Co Ltd | HVM 13.8 | Shenzhen BYD Electronics Co Ltd | HVM 13.8 | 2 | Fronius Australia Pty Ltd | Primo GEN24 Plus 10.0 | BYD |  | Yes |  | 2026-05-19 |  | Yes | Yes | BYD AUSTRALIA PTY LTD
2023-09-08 | HBS8555 | Shenzhen BYD Electronics Co Ltd HVM 16.6(x2) w/ Fronius Australia Pty Ltd Primo GEN24 Plus 10.0 | 33.12 | Shenzhen BYD Electronics Co Ltd | HVM 16.6 | Shenzhen BYD Electronics Co Ltd | HVM 16.6 | 2 | Fronius Australia Pty Ltd | Primo GEN24 Plus 10.0 | BYD |  | Yes |  | 2026-05-19 |  | Yes | Yes | BYD AUSTRALIA PTY LTD
2023-09-08 | HBS8556 | Shenzhen BYD Electronics Co Ltd HVM 19.3(x2) w/ Fronius Australia Pty Ltd Primo GEN24 Plus 10.0 | 38.64 | Shenzhen BYD Electronics Co Ltd | HVM 19.3 | Shenzhen BYD Electronics Co Ltd | HVM 19.3 | 2 | Fronius Australia Pty Ltd | Primo GEN24 Plus 10.0 | BYD |  | Yes |  | 2026-05-19 |  | Yes | Yes | BYD AUSTRALIA PTY LTD
2023-09-08 | HBS8557 | Shenzhen BYD Electronics Co Ltd HVS 5.1(x3) w/ Fronius Australia Pty Ltd Primo GEN24 Plus 8.0 | 15.36 | Shenzhen BYD Electronics Co Ltd | HVS 5.1 | Shenzhen BYD Electronics Co Ltd | HVS 5.1 | 3 | Fronius Australia Pty Ltd | Primo GEN24 Plus 8.0 | BYD |  | Yes |  | 2026-05-19 |  | Yes | Yes | BYD AUSTRALIA PTY LTD
2023-09-08 | HBS8558 | Shenzhen BYD Electronics Co Ltd HVS 7.7(x3) w/ Fronius Australia Pty Ltd Primo GEN24 Plus 8.0 | 23.04 | Shenzhen BYD Electronics Co Ltd | HVS 7.7 | Shenzhen BYD Electronics Co Ltd | HVS 7.7 | 3 | Fronius Australia Pty Ltd | Primo GEN24 Plus 8.0 | BYD |  | Yes |  | 2026-05-19 |  | Yes | Yes | BYD AUSTRALIA PTY LTD
2023-09-08 | HBS8559 | Shenzhen BYD Electronics Co Ltd HVM 11.0(x3) w/ Fronius Australia Pty Ltd Primo GEN24 Plus 8.0 | 33.12 | Shenzhen BYD Electronics Co Ltd | HVM 11.0 | Shenzhen BYD Electronics Co Ltd | HVM 11.0 | 3 | Fronius Australia Pty Ltd | Primo GEN24 Plus 8.0 | BYD |  | Yes |  | 2026-05-19 |  | Yes | Yes | BYD AUSTRALIA PTY LTD
2023-09-08 | HBS8560 | Shenzhen BYD Electronics Co Ltd HVM 13.8(x3) w/ Fronius Australia Pty Ltd Primo GEN24 Plus 8.0 | 41.4 | Shenzhen BYD Electronics Co Ltd | HVM 13.8 | Shenzhen BYD Electronics Co Ltd | HVM 13.8 | 3 | Fronius Australia Pty Ltd | Primo GEN24 Plus 8.0 | BYD |  | Yes |  | 2026-05-19 |  | Yes | Yes | BYD AUSTRALIA PTY LTD
2023-09-08 | HBS8561 | Shenzhen BYD Electronics Co Ltd HVM 16.6(x3) w/ Fronius Australia Pty Ltd Primo GEN24 Plus 8.0 | 49.68 | Shenzhen BYD Electronics Co Ltd | HVM 16.6 | Shenzhen BYD Electronics Co Ltd | HVM 16.6 | 3 | Fronius Australia Pty Ltd | Primo GEN24 Plus 8.0 | BYD |  | Yes |  | 2026-05-19 |  | Yes | Yes | BYD AUSTRALIA PTY LTD
2023-09-08 | HBS8562 | Shenzhen BYD Electronics Co Ltd HVM 19.3(x3) w/ Fronius Australia Pty Ltd Primo GEN24 Plus 8.0 | 57.96 | Shenzhen BYD Electronics Co Ltd | HVM 19.3 | Shenzhen BYD Electronics Co Ltd | HVM 19.3 | 3 | Fronius Australia Pty Ltd | Primo GEN24 Plus 8.0 | BYD |  | Yes |  | 2026-05-19 |  | Yes | Yes | BYD AUSTRALIA PTY LTD
2023-09-08 | HBS8563 | Shenzhen BYD Electronics Co Ltd HVS 5.1(x3) w/ Fronius Australia Pty Ltd Primo GEN24 Plus 10.0 | 15.36 | Shenzhen BYD Electronics Co Ltd | HVS 5.1 | Shenzhen BYD Electronics Co Ltd | HVS 5.1 | 3 | Fronius Australia Pty Ltd | Primo GEN24 Plus 10.0 | BYD |  | Yes |  | 2026-05-19 |  | Yes | Yes | BYD AUSTRALIA PTY LTD
2023-09-08 | HBS8564 | Shenzhen BYD Electronics Co Ltd HVS 7.7(x3) w/ Fronius Australia Pty Ltd Primo GEN24 Plus 10.0 | 23.04 | Shenzhen BYD Electronics Co Ltd | HVS 7.7 | Shenzhen BYD Electronics Co Ltd | HVS 7.7 | 3 | Fronius Australia Pty Ltd | Primo GEN24 Plus 10.0 | BYD |  | Yes |  | 2026-05-19 |  | Yes | Yes | BYD AUSTRALIA PTY LTD
2023-09-08 | HBS8565 | Shenzhen BYD Electronics Co Ltd HVM 11.0(x3) w/ Fronius Australia Pty Ltd Primo GEN24 Plus 10.0 | 33.12 | Shenzhen BYD Electronics Co Ltd | HVM 11.0 | Shenzhen BYD Electronics Co Ltd | HVM 11.0 | 3 | Fronius Australia Pty Ltd | Primo GEN24 Plus 10.0 | BYD |  | Yes |  | 2026-05-19 |  | Yes | Yes | BYD AUSTRALIA PTY LTD
2023-09-08 | HBS8566 | Shenzhen BYD Electronics Co Ltd HVM 13.8(x3) w/ Fronius Australia Pty Ltd Primo GEN24 Plus 10.0 | 41.4 | Shenzhen BYD Electronics Co Ltd | HVM 13.8 | Shenzhen BYD Electronics Co Ltd | HVM 13.8 | 3 | Fronius Australia Pty Ltd | Primo GEN24 Plus 10.0 | BYD |  | Yes |  | 2026-05-19 |  | Yes | Yes | BYD AUSTRALIA PTY LTD
2023-09-08 | HBS8567 | Shenzhen BYD Electronics Co Ltd HVM 16.6(x3) w/ Fronius Australia Pty Ltd Primo GEN24 Plus 10.0 | 49.68 | Shenzhen BYD Electronics Co Ltd | HVM 16.6 | Shenzhen BYD Electronics Co Ltd | HVM 16.6 | 3 | Fronius Australia Pty Ltd | Primo GEN24 Plus 10.0 | BYD |  | Yes |  | 2026-05-19 |  | Yes | Yes | BYD AUSTRALIA PTY LTD
2023-09-08 | HBS8568 | Shenzhen BYD Electronics Co Ltd HVM 19.3(x3) w/ Fronius Australia Pty Ltd Primo GEN24 Plus 10.0 | 57.96 | Shenzhen BYD Electronics Co Ltd | HVM 19.3 | Shenzhen BYD Electronics Co Ltd | HVM 19.3 | 3 | Fronius Australia Pty Ltd | Primo GEN24 Plus 10.0 | BYD |  | Yes |  | 2026-05-19 |  | Yes | Yes | BYD AUSTRALIA PTY LTD
2023-09-08 | HBS8569 | Shenzhen BYD Electronics Co Ltd HVS 5.1(x1) w/ Fronius Australia Pty Ltd Primo GEN24 Plus 8.0 | 5.12 | Shenzhen BYD Electronics Co Ltd | HVS 5.1 | Shenzhen BYD Electronics Co Ltd | HVS 5.1 | 1 | Fronius Australia Pty Ltd | Primo GEN24 Plus 8.0 | BYD |  | Yes |  | 2026-05-19 |  | Yes | Yes | BYD AUSTRALIA PTY LTD
2023-09-08 | HBS8570 | Shenzhen BYD Electronics Co Ltd HVS 7.7(x1) w/ Fronius Australia Pty Ltd Primo GEN24 Plus 8.0 | 7.68 | Shenzhen BYD Electronics Co Ltd | HVS 7.7 | Shenzhen BYD Electronics Co Ltd | HVS 7.7 | 1 | Fronius Australia Pty Ltd | Primo GEN24 Plus 8.0 | BYD |  | Yes |  | 2026-05-19 |  | Yes | Yes | BYD AUSTRALIA PTY LTD
2023-09-08 | HBS8571 | Shenzhen BYD Electronics Co Ltd HVM 11.0(x1) w/ Fronius Australia Pty Ltd Primo GEN24 Plus 8.0 | 11.04 | Shenzhen BYD Electronics Co Ltd | HVM 11.0 | Shenzhen BYD Electronics Co Ltd | HVM 11.0 | 1 | Fronius Australia Pty Ltd | Primo GEN24 Plus 8.0 | BYD |  | Yes |  | 2026-05-19 |  | Yes | Yes | BYD AUSTRALIA PTY LTD
2023-09-08 | HBS8572 | Shenzhen BYD Electronics Co Ltd HVM 13.8(x1) w/ Fronius Australia Pty Ltd Primo GEN24 Plus 8.0 | 13.8 | Shenzhen BYD Electronics Co Ltd | HVM 13.8 | Shenzhen BYD Electronics Co Ltd | HVM 13.8 | 1 | Fronius Australia Pty Ltd | Primo GEN24 Plus 8.0 | BYD |  | Yes |  | 2026-05-19 |  | Yes | Yes | BYD AUSTRALIA PTY LTD
2023-09-08 | HBS8573 | Shenzhen BYD Electronics Co Ltd HVM 16.6(x1) w/ Fronius Australia Pty Ltd Primo GEN24 Plus 8.0 | 16.56 | Shenzhen BYD Electronics Co Ltd | HVM 16.6 | Shenzhen BYD Electronics Co Ltd | HVM 16.6 | 1 | Fronius Australia Pty Ltd | Primo GEN24 Plus 8.0 | BYD |  | Yes |  | 2026-05-19 |  | Yes | Yes | BYD AUSTRALIA PTY LTD
2023-09-08 | HBS8574 | Shenzhen BYD Electronics Co Ltd HVM 19.3(x1) w/ Fronius Australia Pty Ltd Primo GEN24 Plus 8.0 | 19.32 | Shenzhen BYD Electronics Co Ltd | HVM 19.3 | Shenzhen BYD Electronics Co Ltd | HVM 19.3 | 1 | Fronius Australia Pty Ltd | Primo GEN24 Plus 8.0 | BYD |  | Yes |  | 2026-05-19 |  | Yes | Yes | BYD AUSTRALIA PTY LTD
2023-09-08 | HBS8575 | Shenzhen BYD Electronics Co Ltd HVS 5.1(x1) w/ Fronius Australia Pty Ltd Primo GEN24 Plus 10.0 | 5.12 | Shenzhen BYD Electronics Co Ltd | HVS 5.1 | Shenzhen BYD Electronics Co Ltd | HVS 5.1 | 1 | Fronius Australia Pty Ltd | Primo GEN24 Plus 10.0 | BYD |  | Yes |  | 2026-05-19 |  | Yes | Yes | BYD AUSTRALIA PTY LTD
2023-09-08 | HBS8576 | Shenzhen BYD Electronics Co Ltd HVS 7.7(x1) w/ Fronius Australia Pty Ltd Primo GEN24 Plus 10.0 | 7.68 | Shenzhen BYD Electronics Co Ltd | HVS 7.7 | Shenzhen BYD Electronics Co Ltd | HVS 7.7 | 1 | Fronius Australia Pty Ltd | Primo GEN24 Plus 10.0 | BYD |  | Yes |  | 2026-05-19 |  | Yes | Yes | BYD AUSTRALIA PTY LTD
2023-09-08 | HBS8577 | Shenzhen BYD Electronics Co Ltd HVM 11.0(x1) w/ Fronius Australia Pty Ltd Primo GEN24 Plus 10.0 | 11.04 | Shenzhen BYD Electronics Co Ltd | HVM 11.0 | Shenzhen BYD Electronics Co Ltd | HVM 11.0 | 1 | Fronius Australia Pty Ltd | Primo GEN24 Plus 10.0 | BYD |  | Yes |  | 2026-05-19 |  | Yes | Yes | BYD AUSTRALIA PTY LTD
2023-09-08 | HBS8578 | Shenzhen BYD Electronics Co Ltd HVM 13.8(x1) w/ Fronius Australia Pty Ltd Primo GEN24 Plus 10.0 | 13.8 | Shenzhen BYD Electronics Co Ltd | HVM 13.8 | Shenzhen BYD Electronics Co Ltd | HVM 13.8 | 1 | Fronius Australia Pty Ltd | Primo GEN24 Plus 10.0 | BYD |  | Yes |  | 2026-05-19 |  | Yes | Yes | BYD AUSTRALIA PTY LTD
2023-09-08 | HBS8579 | Shenzhen BYD Electronics Co Ltd HVM 16.6(x1) w/ Fronius Australia Pty Ltd Primo GEN24 Plus 10.0 | 16.56 | Shenzhen BYD Electronics Co Ltd | HVM 16.6 | Shenzhen BYD Electronics Co Ltd | HVM 16.6 | 1 | Fronius Australia Pty Ltd | Primo GEN24 Plus 10.0 | BYD |  | Yes |  | 2026-05-19 |  | Yes | Yes | BYD AUSTRALIA PTY LTD
2023-09-08 | HBS8580 | Shenzhen BYD Electronics Co Ltd HVM 19.3(x1) w/ Fronius Australia Pty Ltd Primo GEN24 Plus 10.0 | 19.32 | Shenzhen BYD Electronics Co Ltd | HVM 19.3 | Shenzhen BYD Electronics Co Ltd | HVM 19.3 | 1 | Fronius Australia Pty Ltd | Primo GEN24 Plus 10.0 | BYD |  | Yes |  | 2026-05-19 |  | Yes | Yes | BYD AUSTRALIA PTY LTD
2023-09-08 | HBS8581 | Shenzhen BYD Electronics Co Ltd HVS 5.1(x2) w/ Fronius Australia Pty Ltd Primo GEN24 Plus 8.0 | 10.24 | Shenzhen BYD Electronics Co Ltd | HVS 5.1 | Shenzhen BYD Electronics Co Ltd | HVS 5.1 | 2 | Fronius Australia Pty Ltd | Primo GEN24 Plus 8.0 | BYD |  | Yes |  | 2026-05-19 |  | Yes | Yes | BYD AUSTRALIA PTY LTD
2023-09-08 | HBS8582 | Shenzhen BYD Electronics Co Ltd HVS 7.7(x2) w/ Fronius Australia Pty Ltd Primo GEN24 Plus 8.0 | 15.36 | Shenzhen BYD Electronics Co Ltd | HVS 7.7 | Shenzhen BYD Electronics Co Ltd | HVS 7.7 | 2 | Fronius Australia Pty Ltd | Primo GEN24 Plus 8.0 | BYD |  | Yes |  | 2026-05-19 |  | Yes | Yes | BYD AUSTRALIA PTY LTD
2023-09-08 | HBS8583 | Shenzhen BYD Electronics Co Ltd HVM 11.0(x2) w/ Fronius Australia Pty Ltd Primo GEN24 Plus 8.0 | 22.08 | Shenzhen BYD Electronics Co Ltd | HVM 11.0 | Shenzhen BYD Electronics Co Ltd | HVM 11.0 | 2 | Fronius Australia Pty Ltd | Primo GEN24 Plus 8.0 | BYD |  | Yes |  | 2026-05-19 |  | Yes | Yes | BYD AUSTRALIA PTY LTD
2023-09-08 | HBS8584 | Shenzhen BYD Electronics Co Ltd HVM 13.8(x2) w/ Fronius Australia Pty Ltd Primo GEN24 Plus 8.0 | 27.6 | Shenzhen BYD Electronics Co Ltd | HVM 13.8 | Shenzhen BYD Electronics Co Ltd | HVM 13.8 | 2 | Fronius Australia Pty Ltd | Primo GEN24 Plus 8.0 | BYD |  | Yes |  | 2026-05-19 |  | Yes | Yes | BYD AUSTRALIA PTY LTD
2023-09-08 | HBS8585 | Shenzhen BYD Electronics Co Ltd HVM 16.6(x2) w/ Fronius Australia Pty Ltd Primo GEN24 Plus 8.0 | 33.12 | Shenzhen BYD Electronics Co Ltd | HVM 16.6 | Shenzhen BYD Electronics Co Ltd | HVM 16.6 | 2 | Fronius Australia Pty Ltd | Primo GEN24 Plus 8.0 | BYD |  | Yes |  | 2026-05-19 |  | Yes | Yes | BYD AUSTRALIA PTY LTD
2023-09-08 | HBS8586 | Shenzhen BYD Electronics Co Ltd HVM 19.3(x2) w/ Fronius Australia Pty Ltd Primo GEN24 Plus 8.0 | 38.64 | Shenzhen BYD Electronics Co Ltd | HVM 19.3 | Shenzhen BYD Electronics Co Ltd | HVM 19.3 | 2 | Fronius Australia Pty Ltd | Primo GEN24 Plus 8.0 | BYD |  | Yes |  | 2026-05-19 |  | Yes | Yes | BYD AUSTRALIA PTY LTD
2023-09-08 | HBS8587 | Shenzhen BYD Electronics Co Ltd HVS 5.1(x2) w/ Fronius Australia Pty Ltd Primo GEN24 Plus 10.0 | 10.24 | Shenzhen BYD Electronics Co Ltd | HVS 5.1 | Shenzhen BYD Electronics Co Ltd | HVS 5.1 | 2 | Fronius Australia Pty Ltd | Primo GEN24 Plus 10.0 | BYD |  | Yes |  | 2026-05-19 |  | Yes | Yes | BYD AUSTRALIA PTY LTD
2023-09-08 | HBS8588 | Shenzhen BYD Electronics Co Ltd HVS 7.7(x2) w/ Fronius Australia Pty Ltd Primo GEN24 Plus 10.0 | 15.36 | Shenzhen BYD Electronics Co Ltd | HVS 7.7 | Shenzhen BYD Electronics Co Ltd | HVS 7.7 | 2 | Fronius Australia Pty Ltd | Primo GEN24 Plus 10.0 | BYD |  | Yes |  | 2026-05-19 |  | Yes | Yes | BYD AUSTRALIA PTY LTD
2023-09-08 | HBS8589 | Shenzhen BYD Electronics Co Ltd HVM 11.0(x2) w/ Fronius Australia Pty Ltd Primo GEN24 Plus 10.0 | 22.08 | Shenzhen BYD Electronics Co Ltd | HVM 11.0 | Shenzhen BYD Electronics Co Ltd | HVM 11.0 | 2 | Fronius Australia Pty Ltd | Primo GEN24 Plus 10.0 | BYD |  | Yes |  | 2026-05-19 |  | Yes | Yes | BYD AUSTRALIA PTY LTD
2023-09-08 | HBS8590 | Shenzhen BYD Electronics Co Ltd HVM 13.8(x2) w/ Fronius Australia Pty Ltd Primo GEN24 Plus 10.0 | 27.6 | Shenzhen BYD Electronics Co Ltd | HVM 13.8 | Shenzhen BYD Electronics Co Ltd | HVM 13.8 | 2 | Fronius Australia Pty Ltd | Primo GEN24 Plus 10.0 | BYD |  | Yes |  | 2026-05-19 |  | Yes | Yes | BYD AUSTRALIA PTY LTD
2023-09-08 | HBS8591 | Shenzhen BYD Electronics Co Ltd HVM 16.6(x2) w/ Fronius Australia Pty Ltd Primo GEN24 Plus 10.0 | 33.12 | Shenzhen BYD Electronics Co Ltd | HVM 16.6 | Shenzhen BYD Electronics Co Ltd | HVM 16.6 | 2 | Fronius Australia Pty Ltd | Primo GEN24 Plus 10.0 | BYD |  | Yes |  | 2026-05-19 |  | Yes | Yes | BYD AUSTRALIA PTY LTD
2023-09-08 | HBS8592 | Shenzhen BYD Electronics Co Ltd HVM 19.3(x2) w/ Fronius Australia Pty Ltd Primo GEN24 Plus 10.0 | 38.64 | Shenzhen BYD Electronics Co Ltd | HVM 19.3 | Shenzhen BYD Electronics Co Ltd | HVM 19.3 | 2 | Fronius Australia Pty Ltd | Primo GEN24 Plus 10.0 | BYD |  | Yes |  | 2026-05-19 |  | Yes | Yes | BYD AUSTRALIA PTY LTD
2023-09-08 | HBS8593 | Shenzhen BYD Electronics Co Ltd HVS 5.1(x3) w/ Fronius Australia Pty Ltd Primo GEN24 Plus 8.0 | 15.36 | Shenzhen BYD Electronics Co Ltd | HVS 5.1 | Shenzhen BYD Electronics Co Ltd | HVS 5.1 | 3 | Fronius Australia Pty Ltd | Primo GEN24 Plus 8.0 | BYD |  | Yes |  | 2026-05-19 |  | Yes | Yes | BYD AUSTRALIA PTY LTD
2023-09-08 | HBS8594 | Shenzhen BYD Electronics Co Ltd HVS 7.7(x3) w/ Fronius Australia Pty Ltd Primo GEN24 Plus 8.0 | 23.04 | Shenzhen BYD Electronics Co Ltd | HVS 7.7 | Shenzhen BYD Electronics Co Ltd | HVS 7.7 | 3 | Fronius Australia Pty Ltd | Primo GEN24 Plus 8.0 | BYD |  | Yes |  | 2026-05-19 |  | Yes | Yes | BYD AUSTRALIA PTY LTD
2023-09-08 | HBS8595 | Shenzhen BYD Electronics Co Ltd HVM 11.0(x3) w/ Fronius Australia Pty Ltd Primo GEN24 Plus 8.0 | 33.12 | Shenzhen BYD Electronics Co Ltd | HVM 11.0 | Shenzhen BYD Electronics Co Ltd | HVM 11.0 | 3 | Fronius Australia Pty Ltd | Primo GEN24 Plus 8.0 | BYD |  | Yes |  | 2026-05-19 |  | Yes | Yes | BYD AUSTRALIA PTY LTD
2023-09-08 | HBS8596 | Shenzhen BYD Electronics Co Ltd HVM 13.8(x3) w/ Fronius Australia Pty Ltd Primo GEN24 Plus 8.0 | 41.4 | Shenzhen BYD Electronics Co Ltd | HVM 13.8 | Shenzhen BYD Electronics Co Ltd | HVM 13.8 | 3 | Fronius Australia Pty Ltd | Primo GEN24 Plus 8.0 | BYD |  | Yes |  | 2026-05-19 |  | Yes | Yes | BYD AUSTRALIA PTY LTD
2023-09-08 | HBS8597 | Shenzhen BYD Electronics Co Ltd HVM 16.6(x3) w/ Fronius Australia Pty Ltd Primo GEN24 Plus 8.0 | 49.68 | Shenzhen BYD Electronics Co Ltd | HVM 16.6 | Shenzhen BYD Electronics Co Ltd | HVM 16.6 | 3 | Fronius Australia Pty Ltd | Primo GEN24 Plus 8.0 | BYD |  | Yes |  | 2026-05-19 |  | Yes | Yes | BYD AUSTRALIA PTY LTD
2023-09-08 | HBS8598 | Shenzhen BYD Electronics Co Ltd HVM 19.3(x3) w/ Fronius Australia Pty Ltd Primo GEN24 Plus 8.0 | 57.96 | Shenzhen BYD Electronics Co Ltd | HVM 19.3 | Shenzhen BYD Electronics Co Ltd | HVM 19.3 | 3 | Fronius Australia Pty Ltd | Primo GEN24 Plus 8.0 | BYD |  | Yes |  | 2026-05-19 |  | Yes | Yes | BYD AUSTRALIA PTY LTD
2023-09-08 | HBS8599 | Shenzhen BYD Electronics Co Ltd HVS 5.1(x3) w/ Fronius Australia Pty Ltd Primo GEN24 Plus 10.0 | 15.36 | Shenzhen BYD Electronics Co Ltd | HVS 5.1 | Shenzhen BYD Electronics Co Ltd | HVS 5.1 | 3 | Fronius Australia Pty Ltd | Primo GEN24 Plus 10.0 | BYD |  | Yes |  | 2026-05-19 |  | Yes | Yes | BYD AUSTRALIA PTY LTD
2023-09-08 | HBS8600 | Shenzhen BYD Electronics Co Ltd HVS 7.7(x3) w/ Fronius Australia Pty Ltd Primo GEN24 Plus 10.0 | 23.04 | Shenzhen BYD Electronics Co Ltd | HVS 7.7 | Shenzhen BYD Electronics Co Ltd | HVS 7.7 | 3 | Fronius Australia Pty Ltd | Primo GEN24 Plus 10.0 | BYD |  | Yes |  | 2026-05-19 |  | Yes | Yes | BYD AUSTRALIA PTY LTD
2023-09-08 | HBS8601 | Shenzhen BYD Electronics Co Ltd HVM 11.0(x3) w/ Fronius Australia Pty Ltd Primo GEN24 Plus 10.0 | 33.12 | Shenzhen BYD Electronics Co Ltd | HVM 11.0 | Shenzhen BYD Electronics Co Ltd | HVM 11.0 | 3 | Fronius Australia Pty Ltd | Primo GEN24 Plus 10.0 | BYD |  | Yes |  | 2026-05-19 |  | Yes | Yes | BYD AUSTRALIA PTY LTD
2023-09-08 | HBS8602 | Shenzhen BYD Electronics Co Ltd HVM 13.8(x3) w/ Fronius Australia Pty Ltd Primo GEN24 Plus 10.0 | 41.4 | Shenzhen BYD Electronics Co Ltd | HVM 13.8 | Shenzhen BYD Electronics Co Ltd | HVM 13.8 | 3 | Fronius Australia Pty Ltd | Primo GEN24 Plus 10.0 | BYD |  | Yes |  | 2026-05-19 |  | Yes | Yes | BYD AUSTRALIA PTY LTD
2023-09-08 | HBS8603 | Shenzhen BYD Electronics Co Ltd HVM 16.6(x3) w/ Fronius Australia Pty Ltd Primo GEN24 Plus 10.0 | 49.68 | Shenzhen BYD Electronics Co Ltd | HVM 16.6 | Shenzhen BYD Electronics Co Ltd | HVM 16.6 | 3 | Fronius Australia Pty Ltd | Primo GEN24 Plus 10.0 | BYD |  | Yes |  | 2026-05-19 |  | Yes | Yes | BYD AUSTRALIA PTY LTD
2023-09-08 | HBS8604 | Shenzhen BYD Electronics Co Ltd HVM 19.3(x3) w/ Fronius Australia Pty Ltd Primo GEN24 Plus 10.0 | 57.96 | Shenzhen BYD Electronics Co Ltd | HVM 19.3 | Shenzhen BYD Electronics Co Ltd | HVM 19.3 | 3 | Fronius Australia Pty Ltd | Primo GEN24 Plus 10.0 | BYD |  | Yes |  | 2026-05-19 |  | Yes | Yes | BYD AUSTRALIA PTY LTD
2023-09-08 | HBS8605 | Redx Technology Australia Pty Ltd RX-0050(x2) w/ Redx Technology Australia Pty Ltd RX-7000HY | 9.2 |  |  | Redx Technology Australia Pty Ltd | RX-0050 | 2 | Redx Technology Australia Pty Ltd | RX-7000HY | Redx |  | Yes |  | 2026-06-19 |  | Yes | Yes | REDX TECHNOLOGY AUSTRALIA PTY LTD
2023-09-08 | HBS8606 | Redx Technology Australia Pty Ltd RX-0050(x3) w/ Redx Technology Australia Pty Ltd RX-7000HY | 13.8 |  |  | Redx Technology Australia Pty Ltd | RX-0050 | 3 | Redx Technology Australia Pty Ltd | RX-7000HY | Redx |  | Yes |  | 2026-06-20 |  | Yes | Yes | REDX TECHNOLOGY AUSTRALIA PTY LTD
2023-09-08 | HBS8607 | Redx Technology Australia Pty Ltd RX-0050(x4) w/ Redx Technology Australia Pty Ltd RX-7000HY | 18.4 |  |  | Redx Technology Australia Pty Ltd | RX-0050 | 4 | Redx Technology Australia Pty Ltd | RX-7000HY | Redx |  | Yes |  | 2026-06-21 |  | Yes | Yes | REDX TECHNOLOGY AUSTRALIA PTY LTD
2023-09-08 | HBS8608 | Redx Technology Australia Pty Ltd RX-0050(x5) w/ Redx Technology Australia Pty Ltd RX-7000HY | 23 |  |  | Redx Technology Australia Pty Ltd | RX-0050 | 5 | Redx Technology Australia Pty Ltd | RX-7000HY | Redx |  | Yes |  | 2026-06-22 |  | Yes | Yes | REDX TECHNOLOGY AUSTRALIA PTY LTD
2023-09-08 | HBS8609 | Redx Technology Australia Pty Ltd RX-0050(x6) w/ Redx Technology Australia Pty Ltd RX-7000HY | 27.6 |  |  | Redx Technology Australia Pty Ltd | RX-0050 | 6 | Redx Technology Australia Pty Ltd | RX-7000HY | Redx |  | Yes |  | 2026-06-23 |  | Yes | Yes | REDX TECHNOLOGY AUSTRALIA PTY LTD
2023-09-08 | HBS8610 | Redx Technology Australia Pty Ltd RX-0050(x7) w/ Redx Technology Australia Pty Ltd RX-7000HY | 32.2 |  |  | Redx Technology Australia Pty Ltd | RX-0050 | 7 | Redx Technology Australia Pty Ltd | RX-7000HY | Redx |  | Yes |  | 2026-06-24 |  | Yes | Yes | REDX TECHNOLOGY AUSTRALIA PTY LTD
2023-09-08 | HBS8611 | Redx Technology Australia Pty Ltd RX-0050(x8) w/ Redx Technology Australia Pty Ltd RX-7000HY | 36.8 |  |  | Redx Technology Australia Pty Ltd | RX-0050 | 8 | Redx Technology Australia Pty Ltd | RX-7000HY | Redx |  | Yes |  | 2026-06-25 |  | Yes | Yes | REDX TECHNOLOGY AUSTRALIA PTY LTD
2023-09-08 | HBS8612 | Redx Technology Australia Pty Ltd RX-0050(x2) w/ Redx Technology Australia Pty Ltd RX-5000AC | 9.2 |  |  | Redx Technology Australia Pty Ltd | RX-0050 | 2 | Redx Technology Australia Pty Ltd | RX-5000AC | Redx |  | Yes |  | 2026-06-26 |  | Yes | Yes | REDX TECHNOLOGY AUSTRALIA PTY LTD
2023-09-08 | HBS8613 | Redx Technology Australia Pty Ltd RX-0050(x3) w/ Redx Technology Australia Pty Ltd RX-5000AC | 13.8 |  |  | Redx Technology Australia Pty Ltd | RX-0050 | 3 | Redx Technology Australia Pty Ltd | RX-5000AC | Redx |  | Yes |  | 2026-06-27 |  | Yes | Yes | REDX TECHNOLOGY AUSTRALIA PTY LTD
2023-09-08 | HBS8614 | Redx Technology Australia Pty Ltd RX-0050(x4) w/ Redx Technology Australia Pty Ltd RX-5000AC | 18.4 |  |  | Redx Technology Australia Pty Ltd | RX-0050 | 4 | Redx Technology Australia Pty Ltd | RX-5000AC | Redx |  | Yes |  | 2026-06-28 |  | Yes | Yes | REDX TECHNOLOGY AUSTRALIA PTY LTD
2023-09-08 | HBS8615 | Redx Technology Australia Pty Ltd RX-0050(x5) w/ Redx Technology Australia Pty Ltd RX-5000AC | 23 |  |  | Redx Technology Australia Pty Ltd | RX-0050 | 5 | Redx Technology Australia Pty Ltd | RX-5000AC | Redx |  | Yes |  | 2026-06-29 |  | Yes | Yes | REDX TECHNOLOGY AUSTRALIA PTY LTD
2023-09-08 | HBS8616 | Redx Technology Australia Pty Ltd RX-0050(x6) w/ Redx Technology Australia Pty Ltd RX-5000AC | 27.6 |  |  | Redx Technology Australia Pty Ltd | RX-0050 | 6 | Redx Technology Australia Pty Ltd | RX-5000AC | Redx |  | Yes |  | 2026-06-30 |  | Yes | Yes | REDX TECHNOLOGY AUSTRALIA PTY LTD
2023-09-08 | HBS8617 | Redx Technology Australia Pty Ltd RX-0050(x7) w/ Redx Technology Australia Pty Ltd RX-5000AC | 32.2 |  |  | Redx Technology Australia Pty Ltd | RX-0050 | 7 | Redx Technology Australia Pty Ltd | RX-5000AC | Redx |  | Yes |  | 2026-07-01 |  | Yes | Yes | REDX TECHNOLOGY AUSTRALIA PTY LTD
2023-09-08 | HBS8618 | Redx Technology Australia Pty Ltd RX-0050(x8) w/ Redx Technology Australia Pty Ltd RX-5000AC | 36.8 |  |  | Redx Technology Australia Pty Ltd | RX-0050 | 8 | Redx Technology Australia Pty Ltd | RX-5000AC | Redx |  | Yes |  | 2026-07-02 |  | Yes | Yes | REDX TECHNOLOGY AUSTRALIA PTY LTD
2023-09-08 | HBS8619 | Redx Technology Australia Pty Ltd RX-0050(x2) w/ Redx Technology Australia Pty Ltd RX-5000HY | 9.2 |  |  | Redx Technology Australia Pty Ltd | RX-0050 | 2 | Redx Technology Australia Pty Ltd | RX-5000HY | Redx |  | Yes |  | 2026-07-03 |  | Yes | Yes | REDX TECHNOLOGY AUSTRALIA PTY LTD
2023-09-08 | HBS8620 | Redx Technology Australia Pty Ltd RX-0050(x3) w/ Redx Technology Australia Pty Ltd RX-5000HY | 13.8 |  |  | Redx Technology Australia Pty Ltd | RX-0050 | 3 | Redx Technology Australia Pty Ltd | RX-5000HY | Redx |  | Yes |  | 2026-07-04 |  | Yes | Yes | REDX TECHNOLOGY AUSTRALIA PTY LTD
2023-09-08 | HBS8621 | Redx Technology Australia Pty Ltd RX-0050(x4) w/ Redx Technology Australia Pty Ltd RX-5000HY | 18.4 |  |  | Redx Technology Australia Pty Ltd | RX-0050 | 4 | Redx Technology Australia Pty Ltd | RX-5000HY | Redx |  | Yes |  | 2026-07-05 |  | Yes | Yes | REDX TECHNOLOGY AUSTRALIA PTY LTD
2023-09-08 | HBS8622 | Redx Technology Australia Pty Ltd RX-0050(x5) w/ Redx Technology Australia Pty Ltd RX-5000HY | 23 |  |  | Redx Technology Australia Pty Ltd | RX-0050 | 5 | Redx Technology Australia Pty Ltd | RX-5000HY | Redx |  | Yes |  | 2026-07-06 |  | Yes | Yes | REDX TECHNOLOGY AUSTRALIA PTY LTD
2023-09-08 | HBS8623 | Redx Technology Australia Pty Ltd RX-0050(x6) w/ Redx Technology Australia Pty Ltd RX-5000HY | 27.6 |  |  | Redx Technology Australia Pty Ltd | RX-0050 | 6 | Redx Technology Australia Pty Ltd | RX-5000HY | Redx |  | Yes |  | 2026-07-07 |  | Yes | Yes | REDX TECHNOLOGY AUSTRALIA PTY LTD
2023-09-08 | HBS8624 | Redx Technology Australia Pty Ltd RX-0050(x7) w/ Redx Technology Australia Pty Ltd RX-5000HY | 32.2 |  |  | Redx Technology Australia Pty Ltd | RX-0050 | 7 | Redx Technology Australia Pty Ltd | RX-5000HY | Redx |  | Yes |  | 2026-07-08 |  | Yes | Yes | REDX TECHNOLOGY AUSTRALIA PTY LTD
2023-09-08 | HBS8625 | Redx Technology Australia Pty Ltd RX-0050(x8) w/ Redx Technology Australia Pty Ltd RX-5000HY | 36.8 |  |  | Redx Technology Australia Pty Ltd | RX-0050 | 8 | Redx Technology Australia Pty Ltd | RX-5000HY | Redx |  | Yes |  | 2026-07-09 |  | Yes | Yes | REDX TECHNOLOGY AUSTRALIA PTY LTD
2023-09-15 | HBS8628 | Sungrow SBR064(x1) w/ Sungrow SH10RS | 6.4 |  |  | Sungrow | SBR064 | 1 | Sungrow | SH10RS | Sungrow |  | Yes |  | 2026-05-13 |  | Yes | Yes | SUNGROW AUSTRALIA GROUP PTY LTD
2023-09-15 | HBS8632 | Sungrow SBR096(x1) w/ Sungrow SH10RS | 9.6 |  |  | Sungrow | SBR096 | 1 | Sungrow | SH10RS | Sungrow |  | Yes |  | 2026-05-13 |  | Yes | Yes | SUNGROW AUSTRALIA GROUP PTY LTD
2023-09-15 | HBS8634 | Sungrow SBR096(x1) w/ Sungrow SH10RT | 9.6 |  |  | Sungrow | SBR096 | 1 | Sungrow | SH10RT | Sungrow |  | Yes |  | 2026-04-24 |  | Yes | Yes | SUNGROW AUSTRALIA GROUP PTY LTD
2023-09-15 | HBS8637 | Sungrow SBR064(x1) w/ Sungrow SH5.0RS | 6.4 |  |  | Sungrow | SBR064 | 1 | Sungrow | SH5.0RS | Sungrow |  | Yes |  | 2024-12-15 |  | Yes | Yes | SUNGROW AUSTRALIA GROUP PTY LTD
2023-09-15 | HBS8629 | Sungrow SBR096(x1) w/ Sungrow SH5.0RS | 9.6 |  |  | Sungrow | SBR096 | 1 | Sungrow | SH5.0RS | Sungrow |  | Yes |  | 2024-12-15 |  | Yes | Yes | SUNGROW AUSTRALIA GROUP PTY LTD
2023-09-15 | HBS8635 | Sungrow SBR096(x2) w/ Sungrow SH5.0RS | 19.2 |  |  | Sungrow | SBR096 | 2 | Sungrow | SH5.0RS | Sungrow |  | Yes |  | 2024-12-15 |  | Yes | Yes | SUNGROW AUSTRALIA GROUP PTY LTD
2023-09-15 | HBS8633 | Sungrow SBR096(x1) w/ Sungrow SH5.0RT | 9.6 |  |  | Sungrow | SBR096 | 1 | Sungrow | SH5.0RT | Sungrow |  | Yes |  | 2024-12-16 |  | Yes | Yes | SUNGROW AUSTRALIA GROUP PTY LTD
2023-09-15 | HBS8626 | Sungrow SBR064(x1) w/ Sungrow SH6.0RS | 6.4 |  |  | Sungrow | SBR064 | 1 | Sungrow | SH6.0RS | Sungrow |  | Yes |  | 2024-12-15 |  | Yes | Yes | SUNGROW AUSTRALIA GROUP PTY LTD
2023-09-15 | HBS8630 | Sungrow SBR096(x1) w/ Sungrow SH6.0RS | 9.6 |  |  | Sungrow | SBR096 | 1 | Sungrow | SH6.0RS | Sungrow |  | Yes |  | 2024-12-15 |  | Yes | Yes | SUNGROW AUSTRALIA GROUP PTY LTD
2023-09-15 | HBS8636 | Sungrow SBR096(x2) w/ Sungrow SH6.0RS | 19.2 |  |  | Sungrow | SBR096 | 2 | Sungrow | SH6.0RS | Sungrow |  | Yes |  | 2024-12-15 |  | Yes | Yes | SUNGROW AUSTRALIA GROUP PTY LTD
2023-09-15 | HBS8627 | Sungrow SBR064(x1) w/ Sungrow SH8.0RS | 6.4 |  |  | Sungrow | SBR064 | 1 | Sungrow | SH8.0RS | Sungrow |  | Yes |  | 2026-05-13 |  | Yes | Yes | SUNGROW AUSTRALIA GROUP PTY LTD
2023-09-15 | HBS8631 | Sungrow SBR096(x1) w/ Sungrow SH8.0RS | 9.6 |  |  | Sungrow | SBR096 | 1 | Sungrow | SH8.0RS | Sungrow |  | Yes |  | 2026-05-13 |  | Yes | Yes | SUNGROW AUSTRALIA GROUP PTY LTD
2023-09-22 | HBS8656 | Goodwe LX C101-10 (x1) w/ Goodwe GW50K-ETC | 101 |  |  | Goodwe | LX C101-10 | 1 | Goodwe | GW50K-ETC | Goodwe |  | Yes |  | 2025-06-17 |  |  |  | GoodWe Australia Pty Ltd
2023-09-22 | HBS8657 | Goodwe LX C120-10 (x1) w/ Goodwe GW50K-ETC | 120 |  |  | Goodwe | LX C120-10 | 1 | Goodwe | GW50K-ETC | Goodwe |  | Yes |  | 2025-06-17 |  |  |  | GoodWe Australia Pty Ltd
2023-09-22 | HBS8658 | Goodwe LX C138-10 (x1) w/ Goodwe GW50K-ETC | 138 |  |  | Goodwe | LX C138-10 | 1 | Goodwe | GW50K-ETC | Goodwe |  | Yes |  | 2025-06-17 |  |  |  | GoodWe Australia Pty Ltd
2023-09-22 | HBS8659 | Goodwe LX C156-10 (x1) w/ Goodwe GW50K-ETC | 156 |  |  | Goodwe | LX C156-10 | 1 | Goodwe | GW50K-ETC | Goodwe |  | Yes |  | 2025-06-17 |  |  |  | GoodWe Australia Pty Ltd
2023-09-22 | HBS8660 | Goodwe LX C101-10 (x2) w/ Goodwe GW50K-ETC | 202 |  |  | Goodwe | LX C101-10 | 2 | Goodwe | GW50K-ETC | Goodwe |  | Yes |  | 2025-06-17 |  |  |  | GoodWe Australia Pty Ltd
2023-09-22 | HBS8661 | Goodwe LX C120-10 (x2) w/ Goodwe GW50K-ETC | 240 |  |  | Goodwe | LX C120-10 | 2 | Goodwe | GW50K-ETC | Goodwe |  | Yes |  | 2025-06-17 |  |  |  | GoodWe Australia Pty Ltd
2023-09-22 | HBS8638 | Goodwe LX C138-10 (x2) w/ Goodwe GW50K-ETC | 276 |  |  | Goodwe | LX C138-10 | 2 | Goodwe | GW50K-ETC | Goodwe |  | Yes |  | 2025-06-17 |  |  |  | GoodWe Australia Pty Ltd
2023-09-22 | HBS8639 | Goodwe LX C156-10 (x2) w/ Goodwe GW50K-ETC | 312 |  |  | Goodwe | LX C156-10 | 2 | Goodwe | GW50K-ETC | Goodwe |  | Yes |  | 2025-06-17 |  |  |  | GoodWe Australia Pty Ltd
2023-09-22 | HBS8640 | Goodwe LX C101-10 (x3) w/ Goodwe GW50K-ETC | 303 |  |  | Goodwe | LX C101-10 | 3 | Goodwe | GW50K-ETC | Goodwe |  | Yes |  | 2025-06-17 |  |  |  | GoodWe Australia Pty Ltd
2023-09-22 | HBS8641 | Goodwe LX C120-10 (x3) w/ Goodwe GW50K-ETC | 360 |  |  | Goodwe | LX C120-10 | 3 | Goodwe | GW50K-ETC | Goodwe |  | Yes |  | 2025-06-17 |  |  |  | GoodWe Australia Pty Ltd
2023-09-22 | HBS8642 | Goodwe LX C138-10 (x3) w/ Goodwe GW50K-ETC | 414 |  |  | Goodwe | LX C138-10 | 3 | Goodwe | GW50K-ETC | Goodwe |  | Yes |  | 2025-06-17 |  |  |  | GoodWe Australia Pty Ltd
2023-09-22 | HBS8643 | Goodwe LX C156-10 (x3) w/ Goodwe GW50K-ETC | 468 |  |  | Goodwe | LX C156-10 | 3 | Goodwe | GW50K-ETC | Goodwe |  | Yes |  | 2025-06-17 |  |  |  | GoodWe Australia Pty Ltd
2023-09-22 | HBS8644 | Goodwe LX C101-10 (x1) w/ Goodwe GW50K-BTC | 101 |  |  | Goodwe | LX C101-10 | 1 | Goodwe | GW50K-BTC | Goodwe |  | Yes |  | 2025-06-22 |  |  |  | GoodWe Australia Pty Ltd
2023-09-22 | HBS8645 | Goodwe LX C120-10 (x1) w/ Goodwe GW50K-BTC | 120 |  |  | Goodwe | LX C120-10 | 1 | Goodwe | GW50K-BTC | Goodwe |  | Yes |  | 2025-06-22 |  |  |  | GoodWe Australia Pty Ltd
2023-09-22 | HBS8646 | Goodwe LX C138-10 (x1) w/ Goodwe GW50K-BTC | 138 |  |  | Goodwe | LX C138-10 | 1 | Goodwe | GW50K-BTC | Goodwe |  | Yes |  | 2025-06-22 |  |  |  | GoodWe Australia Pty Ltd
2023-09-22 | HBS8647 | Goodwe LX C156-10 (x1) w/ Goodwe GW50K-BTC | 156 |  |  | Goodwe | LX C156-10 | 1 | Goodwe | GW50K-BTC | Goodwe |  | Yes |  | 2025-06-22 |  |  |  | GoodWe Australia Pty Ltd
2023-09-22 | HBS8648 | Goodwe LX C101-10 (x2) w/ Goodwe GW50K-BTC | 202 |  |  | Goodwe | LX C101-10 | 2 | Goodwe | GW50K-BTC | Goodwe |  | Yes |  | 2025-06-22 |  |  |  | GoodWe Australia Pty Ltd
2023-09-22 | HBS8649 | Goodwe LX C120-10 (x2) w/ Goodwe GW50K-BTC | 240 |  |  | Goodwe | LX C120-10 | 2 | Goodwe | GW50K-BTC | Goodwe |  | Yes |  | 2025-06-22 |  |  |  | GoodWe Australia Pty Ltd
2023-09-22 | HBS8650 | Goodwe LX C138-10 (x2) w/ Goodwe GW50K-BTC | 276 |  |  | Goodwe | LX C138-10 | 2 | Goodwe | GW50K-BTC | Goodwe |  | Yes |  | 2025-06-22 |  |  |  | GoodWe Australia Pty Ltd
2023-09-22 | HBS8651 | Goodwe LX C156-10 (x2) w/ Goodwe GW50K-BTC | 312 |  |  | Goodwe | LX C156-10 | 2 | Goodwe | GW50K-BTC | Goodwe |  | Yes |  | 2025-06-22 |  |  |  | GoodWe Australia Pty Ltd
2023-09-22 | HBS8652 | Goodwe LX C101-10 (x3) w/ Goodwe GW50K-BTC | 303 |  |  | Goodwe | LX C101-10 | 3 | Goodwe | GW50K-BTC | Goodwe |  | Yes |  | 2025-06-22 |  |  |  | GoodWe Australia Pty Ltd
2023-09-22 | HBS8653 | Goodwe LX C120-10 (x3) w/ Goodwe GW50K-BTC | 360 |  |  | Goodwe | LX C120-10 | 3 | Goodwe | GW50K-BTC | Goodwe |  | Yes |  | 2025-06-22 |  |  |  | GoodWe Australia Pty Ltd
2023-09-22 | HBS8654 | Goodwe LX C138-10 (x3) w/ Goodwe GW50K-BTC | 414 |  |  | Goodwe | LX C138-10 | 3 | Goodwe | GW50K-BTC | Goodwe |  | Yes |  | 2025-06-22 |  |  |  | GoodWe Australia Pty Ltd
2023-09-22 | HBS8655 | Goodwe LX C156-10 (x3) w/ Goodwe GW50K-BTC | 468 |  |  | Goodwe | LX C156-10 | 3 | Goodwe | GW50K-BTC | Goodwe |  | Yes |  | 2025-06-22 |  |  |  | GoodWe Australia Pty Ltd