## Eligible Battery Products
Eligible Systems
New System
| 1 | 3 | 4 | 2 | 5 | 6 | 7 | 8 | 9 | 10
Date Added | Reference # | HBS designation | Useable capacity (kWh) | BESS manufacturer | BESS Model # | Battery System (BS) Manufacturer | Battery System (BS) Model # | Number of BESS/BS in system | Inverter manufacturer | Inverter model # | Battery Brand | CEC Expiry Date
2019-01-14 | HBS1077 | LG Chem RESU10 (x1) w/ Selectronic Australia Pty Ltd SPMC481-AU Selectronic Australia Pty Ltd Select.live | 8.8 |  |  | LG Chem | RESU10 | 1 | Selectronic Australia Pty Ltd | SPMC481-AU | LGChem | 2027-02-25
2019-01-14 | HBS1078 | LG Chem RESU6.5 (x2) w/ Selectronic Australia Pty Ltd SPMC481-AU Selectronic Australia Pty Ltd Select.live | 11.8 |  |  | LG Chem | RESU6.5 | 2 | Selectronic Australia Pty Ltd | SPMC481-AU | LGChem | 2027-02-25
2019-01-14 | HBS1079 | LG Chem RESU10 (x2) w/ Selectronic Australia Pty Ltd SPMC481-AU Selectronic Australia Pty Ltd Select.live | 17.6 |  |  | LG Chem | RESU10 | 2 | Selectronic Australia Pty Ltd | SPMC481-AU | LGChem | 2027-02-25
2019-01-14 | HBS1081 | LG Chem RESU10 (x1) w/ Selectronic Australia Pty Ltd SPMC482-AU Selectronic Australia Pty Ltd Select.live | 8.8 |  |  | LG Chem | RESU10 | 1 | Selectronic Australia Pty Ltd | SPMC482-AU | LGChem | 2027-02-25
2019-01-14 | HBS1082 | LG Chem RESU6.5 (x2) w/ Selectronic Australia Pty Ltd SPMC482-AU Selectronic Australia Pty Ltd Select.live | 11.8 |  |  | LG Chem | RESU6.5 | 2 | Selectronic Australia Pty Ltd | SPMC482-AU | LGChem | 2027-02-25
2019-01-14 | HBS1083 | LG Chem RESU10 (x2) w/ Selectronic Australia Pty Ltd SPMC482-AU Selectronic Australia Pty Ltd Select.live | 17.6 |  |  | LG Chem | RESU10 | 2 | Selectronic Australia Pty Ltd | SPMC482-AU | LGChem | 2027-02-25
2019-03-14 | HBS1257 | LG Chem RESU13 (x1) w/ Selectronic Australia Pty Ltd SPMC481-AU Selectronic Australia Pty Ltd Select.live | 12.4 |  |  | LG Chem | RESU13 | 1 | Selectronic Australia Pty Ltd | SPMC481-AU | LGChem | 2027-02-25
2019-03-14 | HBS1258 | LG Chem RESU13 (x2) w/ Selectronic Australia Pty Ltd SPMC481-AU Selectronic Australia Pty Ltd Select.live | 24.8 |  |  | LG Chem | RESU13 | 2 | Selectronic Australia Pty Ltd | SPMC481-AU | LGChem | 2027-02-25
2019-03-14 | HBS1259 | LG Chem RESU13 (x1) w/ Selectronic Australia Pty Ltd SPMC482-AU Selectronic Australia Pty Ltd Select.live | 12.4 |  |  | LG Chem | RESU13 | 1 | Selectronic Australia Pty Ltd | SPMC482-AU | LGChem | 2027-02-25
2019-03-14 | HBS1260 | LG Chem RESU13 (x2) w/ Selectronic Australia Pty Ltd SPMC482-AU Selectronic Australia Pty Ltd Select.live | 24.8 |  |  | LG Chem | RESU13 | 2 | Selectronic Australia Pty Ltd | SPMC482-AU | LGChem | 2027-02-25
2019-07-10 | HBS1364 | BYD B-Box L 7(Au) (x1) w/ Selectronic Australia Pty Ltd SPMC481-AU Selectronic Australia Pty Ltd Select.live | 7 |  |  | BYD | B-Box L 7(Au) | 1 | Selectronic Australia Pty Ltd | SPMC481-AU | BYD | 2027-02-25
2019-07-10 | HBS1365 | BYD B-Box L 7(Au) (x1) w/ Selectronic Australia Pty Ltd SPMC482-AU Selectronic Australia Pty Ltd Select.live | 7 |  |  | BYD | B-Box L 7(Au) | 1 | Selectronic Australia Pty Ltd | SPMC482-AU | BYD | 2027-02-25
2019-07-10 | HBS1366 | BYD B-Box L 10.5(Au) (x1) w/ Selectronic Australia Pty Ltd SPMC481-AU Selectronic Australia Pty Ltd Select.live | 10.5 |  |  | BYD | B-Box L 10.5(Au) | 1 | Selectronic Australia Pty Ltd | SPMC481-AU | BYD | 2027-02-25
2019-07-10 | HBS1367 | BYD B-Box L 10.5(Au) (x1) w/ Selectronic Australia Pty Ltd SPMC482-AU Selectronic Australia Pty Ltd Select.live | 10.5 |  |  | BYD | B-Box L 10.5(Au) | 1 | Selectronic Australia Pty Ltd | SPMC482-AU | BYD | 2027-02-25
2019-07-10 | HBS1368 | BYD B-Box L 14(Au) (x1) w/ Selectronic Australia Pty Ltd SPMC481-AU Selectronic Australia Pty Ltd Select.live | 14 |  |  | BYD | B-Box L 14(Au) | 1 | Selectronic Australia Pty Ltd | SPMC481-AU | BYD | 2027-02-25
2019-07-10 | HBS1369 | BYD B-Box L 14(Au) (x1) w/ Selectronic Australia Pty Ltd SPMC482-AU Selectronic Australia Pty Ltd Select.live | 14 |  |  | BYD | B-Box L 14(Au) | 1 | Selectronic Australia Pty Ltd | SPMC482-AU | BYD | 2027-02-25
2020-02-06 | HBS1470 | BYD B-Box H 11.5(Au) (x1) w/ GoodWe GW10KL-ET SwitchDIN Droplet | 11.5 |  |  | BYD | B-Box H 11.5(Au) | 1 | GoodWe | GW10KL-ET | BYD | 2026-10-28
2020-03-17 | HBS1560 | BYD B-Box H9.0(Au) (x1) w/ GoodWe GW5KL-ET SwitchDIN Droplet | 9 |  |  | BYD | B-Box H9.0(Au) | 1 | GoodWe | GW5KL-ET | BYD | 2026-10-28
2020-04-02 | HBS1580 | BYD Battery-Box H6.4 (AU) (x1) w/ Goodwe GW5KL-ET | 6.4 |  |  | BYD | Battery-Box H6.4 (AU) | 1 | Goodwe | GW5KL-ET | BYD | 2026-10-28
2020-04-02 | HBS1581 | BYD Battery-Box H6.4 (AU) (x1) w/ Goodwe GW10KL-ET | 6.4 |  |  | BYD | Battery-Box H6.4 (AU) | 1 | Goodwe | GW10KL-ET | BYD | 2026-10-28
2020-04-02 | HBS1582 | BYD Battery-Box H10.2 (AU) (x1) w/ Goodwe GW5KL-ET | 10.2 |  |  | BYD | Battery-Box H10.2 (AU) | 1 | Goodwe | GW5KL-ET | BYD | 2026-10-28
2020-04-02 | HBS1583 | BYD Battery-Box H10.2 (AU) (x1) w/ Goodwe GW10KL-ET | 10.2 |  |  | BYD | Battery-Box H10.2 (AU) | 1 | Goodwe | GW10KL-ET | BYD | 2026-10-28
2020-04-02 | HBS1586 | BYD Battery-Box H7.7 (AU) (x1) w/ Goodwe GW5KL-ET | 7.7 |  |  | BYD | Battery-Box H7.7 (AU) | 1 | Goodwe | GW5KL-ET | BYD | 2026-10-28
2020-04-02 | HBS1587 | BYD Battery-Box H7.7 (AU) (x1) w/ Goodwe GW10KL-ET | 7.7 |  |  | BYD | Battery-Box H7.7 (AU) | 1 | Goodwe | GW10KL-ET | BYD | 2026-10-28
2020-04-02 | HBS1588 | BYD Battery-Box H11.5 (AU) (x1) w/ Goodwe GW5KL-ET | 11.5 |  |  | BYD | Battery-Box H11.5 (AU) | 1 | Goodwe | GW5KL-ET | BYD | 2026-10-28
2020-04-02 | HBS1589 | BYD Battery-Box H11.5 (AU) (x1) w/ Goodwe GW10KL-ET | 11.5 |  |  | BYD | Battery-Box H11.5 (AU) | 1 | Goodwe | GW10KL-ET | BYD | 2026-10-28
2020-04-02 | HBS1590 | BYD Battery-Box H9.0 (AU) (x1) w/ Goodwe GW5KL-ET | 9 |  |  | BYD | Battery-Box H9.0 (AU) | 1 | Goodwe | GW5KL-ET | BYD | 2026-10-28
2020-04-02 | HBS1591 | BYD Battery-Box H9.0 (AU) (x1) w/ Goodwe GW10KL-ET | 9 |  |  | BYD | Battery-Box H9.0 (AU) | 1 | Goodwe | GW10KL-ET | BYD | 2026-10-28
2020-04-07 | HBS1575 | Alpha ESS M4856-P (x4) w/ Goodwe GW10KL-ET Alpha-ESS ACR10R | 10.4 |  |  | Alpha ESS | M4856-P | 4 | Goodwe | GW10KL-ET | Alpha-ESS | 2026-10-28
2020-04-07 | HBS1576 | Alpha ESS M4856-P (x5) w/ Goodwe GW10KL-ET Alpha-ESS ACR10R | 13.1 |  |  | Alpha ESS | M4856-P | 5 | Goodwe | GW10KL-ET | Alpha-ESS | 2026-10-28
2020-04-07 | HBS1577 | Alpha ESS M4856-P (x6) w/ Goodwe GW10KL-ET Alpha-ESS ACR10R | 15.7 |  |  | Alpha ESS | M4856-P | 6 | Goodwe | GW10KL-ET | Alpha-ESS | 2026-10-28
2020-04-07 | HBS1578 | Alpha ESS M4856-P (x7) w/ Goodwe GW10KL-ET Alpha-ESS ACR10R | 18.3 |  |  | Alpha ESS | M4856-P | 7 | Goodwe | GW10KL-ET | Alpha-ESS | 2026-10-28
2020-04-07 | HBS1579 | Alpha ESS M4856-P (x8) w/ Goodwe GW10KL-ET Alpha-ESS ACR10R | 20.9 |  |  | Alpha ESS | M4856-P | 8 | Goodwe | GW10KL-ET | Alpha-ESS | 2026-10-28
2020-05-22 | HBS1599 | Shenzhen BYD Electronics Co Ltd Battery-Box Premium LVL 15.4 (x1) w/ Selectronic SPMC480-AU | 15.4 |  |  | Shenzhen BYD Electronics Co Ltd | Battery-Box Premium LVL 15.4 | 1 | Selectronic | SPMC480-AU | BYD | 2027-02-25
2020-05-22 | HBS1600 | Shenzhen BYD Electronics Co Ltd Battery-Box Premium LVL 15.4 (x1) w/ Selectronic SPMC481-AU | 15.4 |  |  | Shenzhen BYD Electronics Co Ltd | Battery-Box Premium LVL 15.4 | 1 | Selectronic | SPMC481-AU | BYD | 2027-02-25
2020-05-22 | HBS1601 | Shenzhen BYD Electronics Co Ltd Battery-Box Premium LVL 15.4 (x1) w/ Selectronic SPMC482-AU | 15.4 |  |  | Shenzhen BYD Electronics Co Ltd | Battery-Box Premium LVL 15.4 | 1 | Selectronic | SPMC482-AU | BYD | 2027-02-25
2020-06-19 | HBS1611 | SYL-4.5KWH(LFP) (4 off) w/ Goodwe GW3648D-ES inverter | 16.2 |  |  | SYL (Ningbo) Battery Co Ltd | SH-4.5KWH(LFP) | 4 | GoodWe | GW3648D-ES | SYL | 2026-06-16
2020-07-29 | HBS1670 | BYD Battery-Box Premium HVM 11.0/11.04kWh (x1) w/ Goodwe GW5KL-ET | 11 |  |  | BYD | Battery-Box Premium HVM 11.0/11.04kWh | 1 | Goodwe | GW5KL-ET | BYD | 2026-10-28
2020-07-29 | HBS1671 | BYD Battery-Box Premium HVM 13.8/13.8kWh (x1) w/ Goodwe GW5KL-ET | 13.8 |  |  | BYD | Battery-Box Premium HVM 13.8/13.8kWh | 1 | Goodwe | GW5KL-ET | BYD | 2026-10-28
2020-07-29 | HBS1672 | BYD Battery-Box Premium HVM 16.6/16.54kWh (x1) w/ Goodwe GW5KL-ET | 16.6 |  |  | BYD | Battery-Box Premium HVM 16.6/16.54kWh | 1 | Goodwe | GW5KL-ET | BYD | 2026-10-28
2020-07-29 | HBS1673 | BYD Battery-Box Premium HVM 19.3/19.32kWh (x1) w/ Goodwe GW5KL-ET | 19.3 |  |  | BYD | Battery-Box Premium HVM 19.3/19.32kWh | 1 | Goodwe | GW5KL-ET | BYD | 2026-10-28
2020-07-29 | HBS1674 | BYD Battery-Box Premium HVM 22.1/22.08kWh (x1) w/ Goodwe GW5KL-ET | 22.1 |  |  | BYD | Battery-Box Premium HVM 22.1/22.08kWh | 1 | Goodwe | GW5KL-ET | BYD | 2026-10-28
2020-07-29 | HBS1676 | BYD Battery-Box Premium HVM 11.0/11.04kWh (x1) w/ Goodwe GW6KL-ET | 11 |  |  | BYD | Battery-Box Premium HVM 11.0/11.04kWh | 1 | Goodwe | GW6KL-ET | BYD | 2026-10-28
2020-07-29 | HBS1677 | BYD Battery-Box Premium HVM 13.8/13.8kWh (x1) w/ Goodwe GW6KL-ET | 13.8 |  |  | BYD | Battery-Box Premium HVM 13.8/13.8kWh | 1 | Goodwe | GW6KL-ET | BYD | 2026-10-28
2020-07-29 | HBS1678 | BYD Battery-Box Premium HVM 16.6/16.54kWh (x1) w/ Goodwe GW6KL-ET | 16.6 |  |  | BYD | Battery-Box Premium HVM 16.6/16.54kWh | 1 | Goodwe | GW6KL-ET | BYD | 2026-10-28
2020-07-29 | HBS1679 | BYD Battery-Box Premium HVM 19.3/19.32kWh (x1) w/ Goodwe GW6KL-ET | 19.3 |  |  | BYD | Battery-Box Premium HVM 19.3/19.32kWh | 1 | Goodwe | GW6KL-ET | BYD | 2026-10-28
2020-07-29 | HBS1680 | BYD Battery-Box Premium HVM 22.1/22.08kWh (x1) w/ Goodwe GW6KL-ET | 22.1 |  |  | BYD | Battery-Box Premium HVM 22.1/22.08kWh | 1 | Goodwe | GW6KL-ET | BYD | 2026-10-28
2020-07-29 | HBS1682 | BYD Battery-Box Premium HVM 11.0/11.04kWh (x1) w/ Goodwe GW8KL-ET | 11 |  |  | BYD | Battery-Box Premium HVM 11.0/11.04kWh | 1 | Goodwe | GW8KL-ET | BYD | 2026-10-28
2020-07-29 | HBS1683 | BYD Battery-Box Premium HVM 13.8/13.8kWh (x1) w/ Goodwe GW8KL-ET | 13.8 |  |  | BYD | Battery-Box Premium HVM 13.8/13.8kWh | 1 | Goodwe | GW8KL-ET | BYD | 2026-10-28
2020-07-29 | HBS1684 | BYD Battery-Box Premium HVM 16.6/16.54kWh (x1) w/ Goodwe GW8KL-ET | 16.6 |  |  | BYD | Battery-Box Premium HVM 16.6/16.54kWh | 1 | Goodwe | GW8KL-ET | BYD | 2026-10-28
2020-07-29 | HBS1685 | BYD Battery-Box Premium HVM 19.3/19.32kWh (x1) w/ Goodwe GW8KL-ET | 19.3 |  |  | BYD | Battery-Box Premium HVM 19.3/19.32kWh | 1 | Goodwe | GW8KL-ET | BYD | 2026-10-28
2020-07-29 | HBS1686 | BYD Battery-Box Premium HVM 22.1/22.08kWh (x1) w/ Goodwe GW8KL-ET | 22.1 |  |  | BYD | Battery-Box Premium HVM 22.1/22.08kWh | 1 | Goodwe | GW8KL-ET | BYD | 2026-10-28
2020-07-29 | HBS1688 | BYD Battery-Box Premium HVM 11.0/11.04kWh (x1) w/ Goodwe GW10KL-ET | 11 |  |  | BYD | Battery-Box Premium HVM 11.0/11.04kWh | 1 | Goodwe | GW10KL-ET | BYD | 2026-10-28
2020-07-29 | HBS1689 | BYD Battery-Box Premium HVM 13.8/13.8kWh (x1) w/ Goodwe GW10KL-ET | 13.8 |  |  | BYD | Battery-Box Premium HVM 13.8/13.8kWh | 1 | Goodwe | GW10KL-ET | BYD | 2026-10-28
2020-07-29 | HBS1690 | BYD Battery-Box Premium HVM 16.6/16.54kWh (x1) w/ Goodwe GW10KL-ET | 16.6 |  |  | BYD | Battery-Box Premium HVM 16.6/16.54kWh | 1 | Goodwe | GW10KL-ET | BYD | 2026-10-28
2020-07-29 | HBS1691 | BYD Battery-Box Premium HVM 19.3/19.32kWh (x1) w/ Goodwe GW10KL-ET | 19.3 |  |  | BYD | Battery-Box Premium HVM 19.3/19.32kWh | 1 | Goodwe | GW10KL-ET | BYD | 2026-10-28
2020-07-29 | HBS1692 | BYD Battery-Box Premium HVM 22.1/22.08kWh (x1) w/ Goodwe GW10KL-ET | 22.1 |  |  | BYD | Battery-Box Premium HVM 22.1/22.08kWh | 1 | Goodwe | GW10KL-ET | BYD | 2026-10-28
2020-08-26 | HBS1739 | LG Chem RESU10H (x1) w/ Sungrow Power Supply Co LTD SH5.0RT | 9.3 |  |  | LG Chem | RESU10H | 1 | Sungrow Power Supply Co LTD | SH5.0RT | LGChem | 2027-12-17
2020-08-26 | HBS1744 | BYD Battery-Box Premium HVM 11.0/11.04kWh (x1) w/ Sungrow Power Supply Co LTD SH5.0RT | 11.04 |  |  | BYD | Battery-Box Premium HVM 11.0/11.04kWh | 1 | Sungrow Power Supply Co LTD | SH5.0RT | BYD | 2027-12-17
2020-08-26 | HBS1745 | BYD Battery-Box Premium HVM 13.8/13.8kWh (x1) w/ Sungrow Power Supply Co LTD SH5.0RT | 13.8 |  |  | BYD | Battery-Box Premium HVM 13.8/13.8kWh | 1 | Sungrow Power Supply Co LTD | SH5.0RT | BYD | 2027-12-17
2020-08-26 | HBS1746 | BYD Battery-Box Premium HVM 16.6/16.54kWh (x1) w/ Sungrow Power Supply Co LTD SH5.0RT | 16.56 |  |  | BYD | Battery-Box Premium HVM 16.6/16.54kWh | 1 | Sungrow Power Supply Co LTD | SH5.0RT | BYD | 2027-12-17
2020-08-26 | HBS1747 | BYD Battery-Box Premium HVM 19.3/19.32kWh (x1) w/ Sungrow Power Supply Co LTD SH5.0RT | 19.32 |  |  | BYD | Battery-Box Premium HVM 19.3/19.32kWh | 1 | Sungrow Power Supply Co LTD | SH5.0RT | BYD | 2027-12-17
2020-08-26 | HBS1748 | BYD Battery-Box Premium HVM 22.1/22.08kWh (x1) w/ Sungrow Power Supply Co LTD SH5.0RT | 22.08 |  |  | BYD | Battery-Box Premium HVM 22.1/22.08kWh | 1 | Sungrow Power Supply Co LTD | SH5.0RT | BYD | 2027-12-17
2020-08-26 | HBS1753 | BYD Battery-Box Premium HVM 11.0/11.04kWh (x2) w/ Sungrow Power Supply Co LTD SH5.0RT | 22.08 |  |  | BYD | Battery-Box Premium HVM 11.0/11.04kWh | 2 | Sungrow Power Supply Co LTD | SH5.0RT | BYD | 2027-12-17
2020-08-26 | HBS1754 | BYD Battery-Box Premium HVM 13.8/13.8kWh (x2) w/ Sungrow Power Supply Co LTD SH5.0RT | 27.6 |  |  | BYD | Battery-Box Premium HVM 13.8/13.8kWh | 2 | Sungrow Power Supply Co LTD | SH5.0RT | BYD | 2027-12-17
2020-08-26 | HBS1755 | BYD Battery-Box Premium HVM 16.6/16.54kWh (x2) w/ Sungrow Power Supply Co LTD SH5.0RT | 33.12 |  |  | BYD | Battery-Box Premium HVM 16.6/16.54kWh | 2 | Sungrow Power Supply Co LTD | SH5.0RT | BYD | 2027-12-17
2020-08-26 | HBS1756 | BYD Battery-Box Premium HVM 19.3/19.32kWh (x2) w/ Sungrow Power Supply Co LTD SH5.0RT | 38.64 |  |  | BYD | Battery-Box Premium HVM 19.3/19.32kWh | 2 | Sungrow Power Supply Co LTD | SH5.0RT | BYD | 2027-12-17
2020-08-26 | HBS1757 | BYD Battery-Box Premium HVM 22.1/22.08kWh (x2) w/ Sungrow Power Supply Co LTD SH5.0RT | 44.16 |  |  | BYD | Battery-Box Premium HVM 22.1/22.08kWh | 2 | Sungrow Power Supply Co LTD | SH5.0RT | BYD | 2027-12-17
2020-08-26 | HBS1762 | BYD Battery-Box Premium HVM 11.0/11.04kWh (x1) w/ Sungrow Power Supply Co LTD SH10RT | 11.04 |  |  | BYD | Battery-Box Premium HVM 11.0/11.04kWh | 1 | Sungrow Power Supply Co LTD | SH10RT | BYD | 2027-12-17
2020-08-26 | HBS1763 | BYD Battery-Box Premium HVM 13.8/13.8kWh (x1) w/ Sungrow Power Supply Co LTD SH10RT | 13.8 |  |  | BYD | Battery-Box Premium HVM 13.8/13.8kWh | 1 | Sungrow Power Supply Co LTD | SH10RT | BYD | 2027-12-17
2020-08-26 | HBS1764 | BYD Battery-Box Premium HVM 16.6/16.54kWh (x1) w/ Sungrow Power Supply Co LTD SH10RT | 16.56 |  |  | BYD | Battery-Box Premium HVM 16.6/16.54kWh | 1 | Sungrow Power Supply Co LTD | SH10RT | BYD | 2027-12-17
2020-08-26 | HBS1765 | BYD Battery-Box Premium HVM 19.3/19.32kWh (x1) w/ Sungrow Power Supply Co LTD SH10RT | 19.32 |  |  | BYD | Battery-Box Premium HVM 19.3/19.32kWh | 1 | Sungrow Power Supply Co LTD | SH10RT | BYD | 2027-12-17
2020-08-26 | HBS1766 | BYD Battery-Box Premium HVM 22.1/22.08kWh (x1) w/ Sungrow Power Supply Co LTD SH10RT | 22.08 |  |  | BYD | Battery-Box Premium HVM 22.1/22.08kWh | 1 | Sungrow Power Supply Co LTD | SH10RT | BYD | 2027-12-17
2020-08-26 | HBS1771 | BYD Battery-Box Premium HVM 11.0/11.04kWh (x2) w/ Sungrow Power Supply Co LTD SH10RT | 22.08 |  |  | BYD | Battery-Box Premium HVM 11.0/11.04kWh | 2 | Sungrow Power Supply Co LTD | SH10RT | BYD | 2027-12-17
2020-08-26 | HBS1772 | BYD Battery-Box Premium HVM 13.8/13.8kWh (x2) w/ Sungrow Power Supply Co LTD SH10RT | 27.6 |  |  | BYD | Battery-Box Premium HVM 13.8/13.8kWh | 2 | Sungrow Power Supply Co LTD | SH10RT | BYD | 2027-12-17
2020-08-26 | HBS1773 | BYD Battery-Box Premium HVM 16.6/16.54kWh (x2) w/ Sungrow Power Supply Co LTD SH10RT | 33.12 |  |  | BYD | Battery-Box Premium HVM 16.6/16.54kWh | 2 | Sungrow Power Supply Co LTD | SH10RT | BYD | 2027-12-17
2020-08-26 | HBS1774 | BYD Battery-Box Premium HVM 19.3/19.32kWh (x2) w/ Sungrow Power Supply Co LTD SH10RT | 38.64 |  |  | BYD | Battery-Box Premium HVM 19.3/19.32kWh | 2 | Sungrow Power Supply Co LTD | SH10RT | BYD | 2027-12-17
2020-08-26 | HBS1775 | BYD Battery-Box Premium HVM 22.1/22.08kWh (x2) w/ Sungrow Power Supply Co LTD SH10RT | 44.16 |  |  | BYD | Battery-Box Premium HVM 22.1/22.08kWh | 2 | Sungrow Power Supply Co LTD | SH10RT | BYD | 2027-12-17
2020-09-11 | HBS1825 | GenZ Energy GC48V-060LFP-2RU (x3) w/ Selectronic SPMC481-AU Selectronic Select.Live | 7.2 |  |  | GenZ Energy | GC48V-060LFP-2RU | 3 | Selectronic | SPMC481-AU | GenZ | 2027-02-25
2020-10-09 | HBS1831 | Alpha ESS Smile-BAT-13.3P (x1) w/ Goodwe GW5048D-ES | 13.34 |  |  | Alpha ESS | Smile-BAT-13.3P | 1 | Goodwe | GW5048D-ES | Alpha-ESS | 2026-06-16
2020-10-09 | HBS1832 | Alpha ESS Smile-BAT-13.3P (x2) w/ Goodwe GW5048D-ES | 26.6 |  |  | Alpha ESS | Smile-BAT-13.3P | 2 | Goodwe | GW5048D-ES | Alpha-ESS | 2026-06-16
2020-10-09 | HBS1833 | Alpha ESS Smile-BAT-13.3P (x3) w/ Goodwe GW5048D-ES | 39.9 |  |  | Alpha ESS | Smile-BAT-13.3P | 3 | Goodwe | GW5048D-ES | Alpha-ESS | 2026-06-16
2020-10-16 | HBS1837 | Soluna Soluna 15K Pack HV (x1) w/ Goodwe GW5KL-ET | 12 |  |  | Soluna | Soluna 15K Pack HV | 1 | Goodwe | GW5KL-ET | Soluna | 2026-10-28
2020-10-16 | HBS1838 | Soluna Soluna 15K Pack HV (x1) w/ Goodwe GW6KL-ET | 12 |  |  | Soluna | Soluna 15K Pack HV | 1 | Goodwe | GW6KL-ET | Soluna | 2026-10-28
2020-10-16 | HBS1839 | Soluna Soluna 15K Pack HV (x1) w/ Goodwe GW8KL-ET | 12 |  |  | Soluna | Soluna 15K Pack HV | 1 | Goodwe | GW8KL-ET | Soluna | 2026-10-28
2020-10-16 | HBS1840 | Soluna Soluna 15K Pack HV (x1) w/ Goodwe GW10KL-ET | 12 |  |  | Soluna | Soluna 15K Pack HV | 1 | Goodwe | GW10KL-ET | Soluna | 2026-10-28
2020-10-19 | HBS1842 | LG Chem RESU10H (x1) w/ Sungrow Power Supply Co LTD SH10RT | 9.3 |  |  | LG Chem | RESU10H | 1 | Sungrow Power Supply Co LTD | SH10RT | LGChem | 2027-12-17
2020-11-02 | HBS1844 | BYD Battery-Box Premium HVS 7.7/7.68kWh (x1) w/ Fronius Symo GEN24 6.0 Plus SwitchDin Droplet | 7.7 |  |  | BYD | Battery-Box Premium HVS 7.7/7.68kWh | 1 | Fronius | Symo GEN24 6.0 Plus | BYD | 2026-10-05
2020-11-02 | HBS1845 | BYD Battery-Box Premium HVS 10.2/10.24kWh (x1) w/ Fronius Symo GEN24 6.0 Plus SwitchDin Droplet | 10.2 |  |  | BYD | Battery-Box Premium HVS 10.2/10.24kWh | 1 | Fronius | Symo GEN24 6.0 Plus | BYD | 2026-10-05
2020-11-02 | HBS1846 | BYD Battery-Box Premium HVS 5.1/5.12kWh (x2) w/ Fronius Symo GEN24 6.0 Plus SwitchDin Droplet | 10.2 |  |  | BYD | Battery-Box Premium HVS 5.1/5.12kWh | 2 | Fronius | Symo GEN24 6.0 Plus | BYD | 2026-10-05
2020-11-02 | HBS1847 | BYD Battery-Box Premium HVS 7.7/7.68kWh (x2) w/ Fronius Symo GEN24 6.0 Plus SwitchDin Droplet | 15.4 |  |  | BYD | Battery-Box Premium HVS 7.7/7.68kWh | 2 | Fronius | Symo GEN24 6.0 Plus | BYD | 2026-10-05
2020-11-02 | HBS1848 | BYD Battery-Box Premium HVS 10.2/10.24kWh (x2) w/ Fronius Symo GEN24 6.0 Plus SwitchDin Droplet | 20.4 |  |  | BYD | Battery-Box Premium HVS 10.2/10.24kWh | 2 | Fronius | Symo GEN24 6.0 Plus | BYD | 2026-10-05
2020-11-02 | HBS1849 | BYD Battery-Box Premium HVS 5.1/5.12kWh (x3) w/ Fronius Symo GEN24 6.0 Plus SwitchDin Droplet | 15.3 |  |  | BYD | Battery-Box Premium HVS 5.1/5.12kWh | 3 | Fronius | Symo GEN24 6.0 Plus | BYD | 2026-10-05
2020-11-02 | HBS1850 | BYD Battery-Box Premium HVS 7.7/7.68kWh (x3) w/ Fronius Symo GEN24 6.0 Plus SwitchDin Droplet | 23.1 |  |  | BYD | Battery-Box Premium HVS 7.7/7.68kWh | 3 | Fronius | Symo GEN24 6.0 Plus | BYD | 2026-10-05
2020-11-02 | HBS1851 | BYD Battery-Box Premium HVS 10.2/10.24kWh (x3) w/ Fronius Symo GEN24 6.0 Plus SwitchDin Droplet | 30.6 |  |  | BYD | Battery-Box Premium HVS 10.2/10.24kWh | 3 | Fronius | Symo GEN24 6.0 Plus | BYD | 2026-10-05
2020-11-02 | HBS1852 | BYD Battery-Box Premium HVM 11.0/11.04kWh (x1) w/ Fronius Symo GEN24 6.0 Plus SwitchDin Droplet | 11 |  |  | BYD | Battery-Box Premium HVM 11.0/11.04kWh | 1 | Fronius | Symo GEN24 6.0 Plus | BYD | 2026-10-05
2020-11-02 | HBS1853 | BYD Battery-Box Premium HVM 13.8/13.8kWh (x1) w/ Fronius Symo GEN24 6.0 Plus SwitchDin Droplet | 13.8 |  |  | BYD | Battery-Box Premium HVM 13.8/13.8kWh | 1 | Fronius | Symo GEN24 6.0 Plus | BYD | 2026-10-05
2020-11-02 | HBS1854 | BYD Battery-Box Premium HVM 16.6/16.54kWh (x1) w/ Fronius Symo GEN24 6.0 Plus SwitchDin Droplet | 16.6 |  |  | BYD | Battery-Box Premium HVM 16.6/16.54kWh | 1 | Fronius | Symo GEN24 6.0 Plus | BYD | 2026-10-05
2020-11-02 | HBS1855 | BYD Battery-Box Premium HVM 19.3/19.32kWh (x1) w/ Fronius Symo GEN24 6.0 Plus SwitchDin Droplet | 19.3 |  |  | BYD | Battery-Box Premium HVM 19.3/19.32kWh | 1 | Fronius | Symo GEN24 6.0 Plus | BYD | 2026-10-05
2020-11-02 | HBS1856 | BYD Battery-Box Premium HVM 22.1/22.08kWh (x1) w/ Fronius Symo GEN24 6.0 Plus SwitchDin Droplet | 22.1 |  |  | BYD | Battery-Box Premium HVM 22.1/22.08kWh | 1 | Fronius | Symo GEN24 6.0 Plus | BYD | 2026-10-05
2020-11-02 | HBS1857 | BYD Battery-Box Premium HVM 11.0/11.04kWh (x2) w/ Fronius Symo GEN24 6.0 Plus SwitchDin Droplet | 22 |  |  | BYD | Battery-Box Premium HVM 11.0/11.04kWh | 2 | Fronius | Symo GEN24 6.0 Plus | BYD | 2026-10-05
2020-11-02 | HBS1858 | BYD Battery-Box Premium HVM 13.8/13.8kWh (x2) w/ Fronius Symo GEN24 6.0 Plus SwitchDin Droplet | 27.6 |  |  | BYD | Battery-Box Premium HVM 13.8/13.8kWh | 2 | Fronius | Symo GEN24 6.0 Plus | BYD | 2026-10-05
2020-11-02 | HBS1859 | BYD Battery-Box Premium HVM 16.6/16.54kWh (x2) w/ Fronius Symo GEN24 6.0 Plus SwitchDin Droplet | 33.2 |  |  | BYD | Battery-Box Premium HVM 16.6/16.54kWh | 2 | Fronius | Symo GEN24 6.0 Plus | BYD | 2026-10-05
2020-11-02 | HBS1860 | BYD Battery-Box Premium HVM 19.3/19.32kWh (x2) w/ Fronius Symo GEN24 6.0 Plus SwitchDin Droplet | 38.6 |  |  | BYD | Battery-Box Premium HVM 19.3/19.32kWh | 2 | Fronius | Symo GEN24 6.0 Plus | BYD | 2026-10-05
2020-11-02 | HBS1861 | BYD Battery-Box Premium HVM 22.1/22.08kWh (x2) w/ Fronius Symo GEN24 6.0 Plus SwitchDin Droplet | 44.2 |  |  | BYD | Battery-Box Premium HVM 22.1/22.08kWh | 2 | Fronius | Symo GEN24 6.0 Plus | BYD | 2026-10-05
2020-11-02 | HBS1862 | BYD Battery-Box Premium HVM 11.0/11.04kWh (x3) w/ Fronius Symo GEN24 6.0 Plus SwitchDin Droplet | 33 |  |  | BYD | Battery-Box Premium HVM 11.0/11.04kWh | 3 | Fronius | Symo GEN24 6.0 Plus | BYD | 2026-10-05
2020-11-02 | HBS1863 | BYD Battery-Box Premium HVM 13.8/13.8kWh (x3) w/ Fronius Symo GEN24 6.0 Plus SwitchDin Droplet | 41.4 |  |  | BYD | Battery-Box Premium HVM 13.8/13.8kWh | 3 | Fronius | Symo GEN24 6.0 Plus | BYD | 2026-10-05
2020-11-02 | HBS1864 | BYD Battery-Box Premium HVM 16.6/16.54kWh (x3) w/ Fronius Symo GEN24 6.0 Plus SwitchDin Droplet | 49.8 |  |  | BYD | Battery-Box Premium HVM 16.6/16.54kWh | 3 | Fronius | Symo GEN24 6.0 Plus | BYD | 2026-10-05
2020-11-02 | HBS1865 | BYD Battery-Box Premium HVM 19.3/19.32kWh (x3) w/ Fronius Symo GEN24 6.0 Plus SwitchDin Droplet | 57.9 |  |  | BYD | Battery-Box Premium HVM 19.3/19.32kWh | 3 | Fronius | Symo GEN24 6.0 Plus | BYD | 2026-10-05
2020-11-02 | HBS1868 | BYD Battery-Box Premium HVS 7.7/7.68kWh (x1) w/ Fronius Symo GEN24 8.0 Plus SwitchDin Droplet | 7.7 |  |  | BYD | Battery-Box Premium HVS 7.7/7.68kWh | 1 | Fronius | Symo GEN24 8.0 Plus | BYD | 2026-10-05
2020-11-02 | HBS1869 | BYD Battery-Box Premium HVS 10.2/10.24kWh (x1) w/ Fronius Symo GEN24 8.0 Plus SwitchDin Droplet | 10.2 |  |  | BYD | Battery-Box Premium HVS 10.2/10.24kWh | 1 | Fronius | Symo GEN24 8.0 Plus | BYD | 2026-10-05
2020-11-02 | HBS1870 | BYD Battery-Box Premium HVS 5.1/5.12kWh (x2) w/ Fronius Symo GEN24 8.0 Plus SwitchDin Droplet | 10.2 |  |  | BYD | Battery-Box Premium HVS 5.1/5.12kWh | 2 | Fronius | Symo GEN24 8.0 Plus | BYD | 2026-10-05
2020-11-02 | HBS1871 | BYD Battery-Box Premium HVS 7.7/7.68kWh (x2) w/ Fronius Symo GEN24 8.0 Plus SwitchDin Droplet | 15.4 |  |  | BYD | Battery-Box Premium HVS 7.7/7.68kWh | 2 | Fronius | Symo GEN24 8.0 Plus | BYD | 2026-10-05
2020-11-02 | HBS1872 | BYD Battery-Box Premium HVS 10.2/10.24kWh (x2) w/ Fronius Symo GEN24 8.0 Plus SwitchDin Droplet | 20.4 |  |  | BYD | Battery-Box Premium HVS 10.2/10.24kWh | 2 | Fronius | Symo GEN24 8.0 Plus | BYD | 2026-10-05
2020-11-02 | HBS1873 | BYD Battery-Box Premium HVS 5.1/5.12kWh (x3) w/ Fronius Symo GEN24 8.0 Plus SwitchDin Droplet | 15.3 |  |  | BYD | Battery-Box Premium HVS 5.1/5.12kWh | 3 | Fronius | Symo GEN24 8.0 Plus | BYD | 2026-10-05
2020-11-02 | HBS1874 | BYD Battery-Box Premium HVS 7.7/7.68kWh (x3) w/ Fronius Symo GEN24 8.0 Plus SwitchDin Droplet | 23.1 |  |  | BYD | Battery-Box Premium HVS 7.7/7.68kWh | 3 | Fronius | Symo GEN24 8.0 Plus | BYD | 2026-10-05
2020-11-02 | HBS1875 | BYD Battery-Box Premium HVS 10.2/10.24kWh (x3) w/ Fronius Symo GEN24 8.0 Plus SwitchDin Droplet | 30.6 |  |  | BYD | Battery-Box Premium HVS 10.2/10.24kWh | 3 | Fronius | Symo GEN24 8.0 Plus | BYD | 2026-10-05
2020-11-02 | HBS1876 | BYD Battery-Box Premium HVM 11.0/11.04kWh (x1) w/ Fronius Symo GEN24 8.0 Plus SwitchDin Droplet | 11 |  |  | BYD | Battery-Box Premium HVM 11.0/11.04kWh | 1 | Fronius | Symo GEN24 8.0 Plus | BYD | 2026-10-05
2020-11-02 | HBS1877 | BYD Battery-Box Premium HVM 13.8/13.8kWh (x1) w/ Fronius Symo GEN24 8.0 Plus SwitchDin Droplet | 13.8 |  |  | BYD | Battery-Box Premium HVM 13.8/13.8kWh | 1 | Fronius | Symo GEN24 8.0 Plus | BYD | 2026-10-05
2020-11-02 | HBS1878 | BYD Battery-Box Premium HVM 16.6/16.54kWh (x1) w/ Fronius Symo GEN24 8.0 Plus SwitchDin Droplet | 16.6 |  |  | BYD | Battery-Box Premium HVM 16.6/16.54kWh | 1 | Fronius | Symo GEN24 8.0 Plus | BYD | 2026-10-05
2020-11-02 | HBS1879 | BYD Battery-Box Premium HVM 19.3/19.32kWh (x1) w/ Fronius Symo GEN24 8.0 Plus SwitchDin Droplet | 19.3 |  |  | BYD | Battery-Box Premium HVM 19.3/19.32kWh | 1 | Fronius | Symo GEN24 8.0 Plus | BYD | 2026-10-05
2020-11-02 | HBS1880 | BYD Battery-Box Premium HVM 22.1/22.08kWh (x1) w/ Fronius Symo GEN24 8.0 Plus SwitchDin Droplet | 22.1 |  |  | BYD | Battery-Box Premium HVM 22.1/22.08kWh | 1 | Fronius | Symo GEN24 8.0 Plus | BYD | 2026-10-05
2020-11-02 | HBS1881 | BYD Battery-Box Premium HVM 11.0/11.04kWh (x2) w/ Fronius Symo GEN24 8.0 Plus SwitchDin Droplet | 22 |  |  | BYD | Battery-Box Premium HVM 11.0/11.04kWh | 2 | Fronius | Symo GEN24 8.0 Plus | BYD | 2026-10-05
2020-11-02 | HBS1882 | BYD Battery-Box Premium HVM 13.8/13.8kWh (x2) w/ Fronius Symo GEN24 8.0 Plus SwitchDin Droplet | 27.6 |  |  | BYD | Battery-Box Premium HVM 13.8/13.8kWh | 2 | Fronius | Symo GEN24 8.0 Plus | BYD | 2026-10-05
2020-11-02 | HBS1883 | BYD Battery-Box Premium HVM 16.6/16.54kWh (x2) w/ Fronius Symo GEN24 8.0 Plus SwitchDin Droplet | 33.2 |  |  | BYD | Battery-Box Premium HVM 16.6/16.54kWh | 2 | Fronius | Symo GEN24 8.0 Plus | BYD | 2026-10-05
2020-11-02 | HBS1884 | BYD Battery-Box Premium HVM 19.3/19.32kWh (x2) w/ Fronius Symo GEN24 8.0 Plus SwitchDin Droplet | 38.6 |  |  | BYD | Battery-Box Premium HVM 19.3/19.32kWh | 2 | Fronius | Symo GEN24 8.0 Plus | BYD | 2026-10-05
2020-11-02 | HBS1885 | BYD Battery-Box Premium HVM 22.1/22.08kWh (x2) w/ Fronius Symo GEN24 8.0 Plus SwitchDin Droplet | 44.2 |  |  | BYD | Battery-Box Premium HVM 22.1/22.08kWh | 2 | Fronius | Symo GEN24 8.0 Plus | BYD | 2026-10-05
2020-11-02 | HBS1886 | BYD Battery-Box Premium HVM 11.0/11.04kWh (x3) w/ Fronius Symo GEN24 8.0 Plus SwitchDin Droplet | 33 |  |  | BYD | Battery-Box Premium HVM 11.0/11.04kWh | 3 | Fronius | Symo GEN24 8.0 Plus | BYD | 2026-10-05
2020-11-02 | HBS1887 | BYD Battery-Box Premium HVM 13.8/13.8kWh (x3) w/ Fronius Symo GEN24 8.0 Plus SwitchDin Droplet | 41.4 |  |  | BYD | Battery-Box Premium HVM 13.8/13.8kWh | 3 | Fronius | Symo GEN24 8.0 Plus | BYD | 2026-10-05
2020-11-02 | HBS1888 | BYD Battery-Box Premium HVM 16.6/16.54kWh (x3) w/ Fronius Symo GEN24 8.0 Plus SwitchDin Droplet | 49.8 |  |  | BYD | Battery-Box Premium HVM 16.6/16.54kWh | 3 | Fronius | Symo GEN24 8.0 Plus | BYD | 2026-10-05
2020-11-02 | HBS1889 | BYD Battery-Box Premium HVM 19.3/19.32kWh (x3) w/ Fronius Symo GEN24 8.0 Plus SwitchDin Droplet | 57.9 |  |  | BYD | Battery-Box Premium HVM 19.3/19.32kWh | 3 | Fronius | Symo GEN24 8.0 Plus | BYD | 2026-10-05
2020-11-02 | HBS1892 | BYD Battery-Box Premium HVS 7.7/7.68kWh (x1) w/ Fronius Symo GEN24 10.0 Plus SwitchDin Droplet | 7.7 |  |  | BYD | Battery-Box Premium HVS 7.7/7.68kWh | 1 | Fronius | Symo GEN24 10.0 Plus | BYD | 2026-10-05
2020-11-02 | HBS1893 | BYD Battery-Box Premium HVS 10.2/10.24kWh (x1) w/ Fronius Symo GEN24 10.0 Plus SwitchDin Droplet | 10.2 |  |  | BYD | Battery-Box Premium HVS 10.2/10.24kWh | 1 | Fronius | Symo GEN24 10.0 Plus | BYD | 2026-10-05
2020-11-02 | HBS1894 | BYD Battery-Box Premium HVS 5.1/5.12kWh (x2) w/ Fronius Symo GEN24 10.0 Plus SwitchDin Droplet | 10.2 |  |  | BYD | Battery-Box Premium HVS 5.1/5.12kWh | 2 | Fronius | Symo GEN24 10.0 Plus | BYD | 2026-10-05
2020-11-02 | HBS1895 | BYD Battery-Box Premium HVS 7.7/7.68kWh (x2) w/ Fronius Symo GEN24 10.0 Plus SwitchDin Droplet | 15.4 |  |  | BYD | Battery-Box Premium HVS 7.7/7.68kWh | 2 | Fronius | Symo GEN24 10.0 Plus | BYD | 2026-10-05
2020-11-02 | HBS1896 | BYD Battery-Box Premium HVS 10.2/10.24kWh (x2) w/ Fronius Symo GEN24 10.0 Plus SwitchDin Droplet | 20.4 |  |  | BYD | Battery-Box Premium HVS 10.2/10.24kWh | 2 | Fronius | Symo GEN24 10.0 Plus | BYD | 2026-10-05
2020-11-02 | HBS1897 | BYD Battery-Box Premium HVS 5.1/5.12kWh (x3) w/ Fronius Symo GEN24 10.0 Plus SwitchDin Droplet | 15.3 |  |  | BYD | Battery-Box Premium HVS 5.1/5.12kWh | 3 | Fronius | Symo GEN24 10.0 Plus | BYD | 2026-10-05
2020-11-02 | HBS1898 | BYD Battery-Box Premium HVS 7.7/7.68kWh (x3) w/ Fronius Symo GEN24 10.0 Plus SwitchDin Droplet | 23.1 |  |  | BYD | Battery-Box Premium HVS 7.7/7.68kWh | 3 | Fronius | Symo GEN24 10.0 Plus | BYD | 2026-10-05
2020-11-02 | HBS1899 | BYD Battery-Box Premium HVS 10.2/10.24kWh (x3) w/ Fronius Symo GEN24 10.0 Plus SwitchDin Droplet | 30.6 |  |  | BYD | Battery-Box Premium HVS 10.2/10.24kWh | 3 | Fronius | Symo GEN24 10.0 Plus | BYD | 2026-10-05
2020-11-02 | HBS1900 | BYD Battery-Box Premium HVM 11.0/11.04kWh (x1) w/ Fronius Symo GEN24 10.0 Plus SwitchDin Droplet | 11 |  |  | BYD | Battery-Box Premium HVM 11.0/11.04kWh | 1 | Fronius | Symo GEN24 10.0 Plus | BYD | 2026-10-05
2020-11-02 | HBS1901 | BYD Battery-Box Premium HVM 13.8/13.8kWh (x1) w/ Fronius Symo GEN24 10.0 Plus SwitchDin Droplet | 13.8 |  |  | BYD | Battery-Box Premium HVM 13.8/13.8kWh | 1 | Fronius | Symo GEN24 10.0 Plus | BYD | 2026-10-05
2020-11-02 | HBS1902 | BYD Battery-Box Premium HVM 16.6/16.54kWh (x1) w/ Fronius Symo GEN24 10.0 Plus SwitchDin Droplet | 16.6 |  |  | BYD | Battery-Box Premium HVM 16.6/16.54kWh | 1 | Fronius | Symo GEN24 10.0 Plus | BYD | 2026-10-05
2020-11-02 | HBS1903 | BYD Battery-Box Premium HVM 19.3/19.32kWh (x1) w/ Fronius Symo GEN24 10.0 Plus SwitchDin Droplet | 19.3 |  |  | BYD | Battery-Box Premium HVM 19.3/19.32kWh | 1 | Fronius | Symo GEN24 10.0 Plus | BYD | 2026-10-05
2020-11-02 | HBS1904 | BYD Battery-Box Premium HVM 22.1/22.08kWh (x1) w/ Fronius Symo GEN24 10.0 Plus SwitchDin Droplet | 22.1 |  |  | BYD | Battery-Box Premium HVM 22.1/22.08kWh | 1 | Fronius | Symo GEN24 10.0 Plus | BYD | 2026-10-05
2020-11-02 | HBS1905 | BYD Battery-Box Premium HVM 11.0/11.04kWh (x2) w/ Fronius Symo GEN24 10.0 Plus SwitchDin Droplet | 22 |  |  | BYD | Battery-Box Premium HVM 11.0/11.04kWh | 2 | Fronius | Symo GEN24 10.0 Plus | BYD | 2026-10-05
2020-11-02 | HBS1906 | BYD Battery-Box Premium HVM 13.8/13.8kWh (x2) w/ Fronius Symo GEN24 10.0 Plus SwitchDin Droplet | 27.6 |  |  | BYD | Battery-Box Premium HVM 13.8/13.8kWh | 2 | Fronius | Symo GEN24 10.0 Plus | BYD | 2026-10-05
2020-11-02 | HBS1907 | BYD Battery-Box Premium HVM 16.6/16.54kWh (x2) w/ Fronius Symo GEN24 10.0 Plus SwitchDin Droplet | 33.2 |  |  | BYD | Battery-Box Premium HVM 16.6/16.54kWh | 2 | Fronius | Symo GEN24 10.0 Plus | BYD | 2026-10-05
2020-11-02 | HBS1908 | BYD Battery-Box Premium HVM 19.3/19.32kWh (x2) w/ Fronius Symo GEN24 10.0 Plus SwitchDin Droplet | 38.6 |  |  | BYD | Battery-Box Premium HVM 19.3/19.32kWh | 2 | Fronius | Symo GEN24 10.0 Plus | BYD | 2026-10-05
2020-11-02 | HBS1909 | BYD Battery-Box Premium HVM 22.1/22.08kWh (x2) w/ Fronius Symo GEN24 10.0 Plus SwitchDin Droplet | 44.2 |  |  | BYD | Battery-Box Premium HVM 22.1/22.08kWh | 2 | Fronius | Symo GEN24 10.0 Plus | BYD | 2026-10-05
2020-11-02 | HBS1910 | BYD Battery-Box Premium HVM 11.0/11.04kWh (x3) w/ Fronius Symo GEN24 10.0 Plus SwitchDin Droplet | 33 |  |  | BYD | Battery-Box Premium HVM 11.0/11.04kWh | 3 | Fronius | Symo GEN24 10.0 Plus | BYD | 2026-10-05
2020-11-02 | HBS1911 | BYD Battery-Box Premium HVM 13.8/13.8kWh (x3) w/ Fronius Symo GEN24 10.0 Plus SwitchDin Droplet | 41.4 |  |  | BYD | Battery-Box Premium HVM 13.8/13.8kWh | 3 | Fronius | Symo GEN24 10.0 Plus | BYD | 2026-10-05
2020-11-02 | HBS1912 | BYD Battery-Box Premium HVM 16.6/16.54kWh (x3) w/ Fronius Symo GEN24 10.0 Plus SwitchDin Droplet | 49.8 |  |  | BYD | Battery-Box Premium HVM 16.6/16.54kWh | 3 | Fronius | Symo GEN24 10.0 Plus | BYD | 2026-10-05
2020-11-02 | HBS1913 | BYD Battery-Box Premium HVM 19.3/19.32kWh (x3) w/ Fronius Symo GEN24 10.0 Plus SwitchDin Droplet | 57.9 |  |  | BYD | Battery-Box Premium HVM 19.3/19.32kWh | 3 | Fronius | Symo GEN24 10.0 Plus | BYD | 2026-10-05
2020-11-02 | HBS1930 | BYD Battery-Box Premium HVS 7.7/7.68kWh (x1) w/ Fronius Primo GEN24 3.0 Plus SwitchDin Droplet | 7.7 |  |  | BYD | Battery-Box Premium HVS 7.7/7.68kWh | 1 | Fronius | Primo GEN24 3.0 Plus | BYD | 2026-09-29
2020-11-02 | HBS1931 | BYD Battery-Box Premium HVS 5.1/5.12kWh (x2) w/ Fronius Primo GEN24 3.0 Plus SwitchDin Droplet | 10.2 |  |  | BYD | Battery-Box Premium HVS 5.1/5.12kWh | 2 | Fronius | Primo GEN24 3.0 Plus | BYD | 2026-09-29
2020-11-02 | HBS1932 | BYD Battery-Box Premium HVS 7.7/7.68kWh (x2) w/ Fronius Primo GEN24 3.0 Plus SwitchDin Droplet | 15.4 |  |  | BYD | Battery-Box Premium HVS 7.7/7.68kWh | 2 | Fronius | Primo GEN24 3.0 Plus | BYD | 2026-09-29
2020-11-02 | HBS1933 | BYD Battery-Box Premium HVS 5.1/5.12kWh (x3) w/ Fronius Primo GEN24 3.0 Plus SwitchDin Droplet | 15.3 |  |  | BYD | Battery-Box Premium HVS 5.1/5.12kWh | 3 | Fronius | Primo GEN24 3.0 Plus | BYD | 2026-09-29
2020-11-02 | HBS1934 | BYD Battery-Box Premium HVS 7.7/7.68kWh (x3) w/ Fronius Primo GEN24 3.0 Plus SwitchDin Droplet | 23.1 |  |  | BYD | Battery-Box Premium HVS 7.7/7.68kWh | 3 | Fronius | Primo GEN24 3.0 Plus | BYD | 2026-09-29
2020-11-02 | HBS1936 | BYD Battery-Box Premium HVM 11.0/11.04kWh (x1) w/ Fronius Primo GEN24 3.0 Plus SwitchDin Droplet | 11 |  |  | BYD | Battery-Box Premium HVM 11.0/11.04kWh | 1 | Fronius | Primo GEN24 3.0 Plus | BYD | 2026-09-29
2020-11-02 | HBS1937 | BYD Battery-Box Premium HVM 13.8/13.8kWh (x1) w/ Fronius Primo GEN24 3.0 Plus SwitchDin Droplet | 13.8 |  |  | BYD | Battery-Box Premium HVM 13.8/13.8kWh | 1 | Fronius | Primo GEN24 3.0 Plus | BYD | 2026-09-29
2020-11-02 | HBS1938 | BYD Battery-Box Premium HVM 16.6/16.54kWh (x1) w/ Fronius Primo GEN24 3.0 Plus SwitchDin Droplet | 16.6 |  |  | BYD | Battery-Box Premium HVM 16.6/16.54kWh | 1 | Fronius | Primo GEN24 3.0 Plus | BYD | 2026-09-29
2020-11-02 | HBS1939 | BYD Battery-Box Premium HVM 19.3/19.32kWh (x1) w/ Fronius Primo GEN24 3.0 Plus SwitchDin Droplet | 19.3 |  |  | BYD | Battery-Box Premium HVM 19.3/19.32kWh | 1 | Fronius | Primo GEN24 3.0 Plus | BYD | 2026-09-29
2020-11-02 | HBS1941 | BYD Battery-Box Premium HVM 11.0/11.04kWh (x2) w/ Fronius Primo GEN24 3.0 Plus SwitchDin Droplet | 22 |  |  | BYD | Battery-Box Premium HVM 11.0/11.04kWh | 2 | Fronius | Primo GEN24 3.0 Plus | BYD | 2026-09-29
2020-11-02 | HBS1942 | BYD Battery-Box Premium HVM 13.8/13.8kWh (x2) w/ Fronius Primo GEN24 3.0 Plus SwitchDin Droplet | 27.6 |  |  | BYD | Battery-Box Premium HVM 13.8/13.8kWh | 2 | Fronius | Primo GEN24 3.0 Plus | BYD | 2026-09-29
2020-11-02 | HBS1943 | BYD Battery-Box Premium HVM 16.6/16.54kWh (x2) w/ Fronius Primo GEN24 3.0 Plus SwitchDin Droplet | 33.2 |  |  | BYD | Battery-Box Premium HVM 16.6/16.54kWh | 2 | Fronius | Primo GEN24 3.0 Plus | BYD | 2026-09-29
2020-11-02 | HBS1944 | BYD Battery-Box Premium HVM 19.3/19.32kWh (x2) w/ Fronius Primo GEN24 3.0 Plus SwitchDin Droplet | 38.6 |  |  | BYD | Battery-Box Premium HVM 19.3/19.32kWh | 2 | Fronius | Primo GEN24 3.0 Plus | BYD | 2026-09-29
2020-11-02 | HBS1946 | BYD Battery-Box Premium HVM 11.0/11.04kWh (x3) w/ Fronius Primo GEN24 3.0 Plus SwitchDin Droplet | 33 |  |  | BYD | Battery-Box Premium HVM 11.0/11.04kWh | 3 | Fronius | Primo GEN24 3.0 Plus | BYD | 2026-09-29
2020-11-02 | HBS1947 | BYD Battery-Box Premium HVM 13.8/13.8kWh (x3) w/ Fronius Primo GEN24 3.0 Plus SwitchDin Droplet | 41.4 |  |  | BYD | Battery-Box Premium HVM 13.8/13.8kWh | 3 | Fronius | Primo GEN24 3.0 Plus | BYD | 2026-09-29
2020-11-02 | HBS1948 | BYD Battery-Box Premium HVM 16.6/16.54kWh (x3) w/ Fronius Primo GEN24 3.0 Plus SwitchDin Droplet | 49.8 |  |  | BYD | Battery-Box Premium HVM 16.6/16.54kWh | 3 | Fronius | Primo GEN24 3.0 Plus | BYD | 2026-09-29
2020-11-02 | HBS1949 | BYD Battery-Box Premium HVM 19.3/19.32kWh (x3) w/ Fronius Primo GEN24 3.0 Plus SwitchDin Droplet | 57.9 |  |  | BYD | Battery-Box Premium HVM 19.3/19.32kWh | 3 | Fronius | Primo GEN24 3.0 Plus | BYD | 2026-09-29
2020-11-02 | HBS1951 | BYD Battery-Box Premium HVS 7.7/7.68kWh (x1) w/ Fronius Primo GEN24 3.6 Plus SwitchDin Droplet | 7.7 |  |  | BYD | Battery-Box Premium HVS 7.7/7.68kWh | 1 | Fronius | Primo GEN24 3.6 Plus | BYD | 2026-10-05
2020-11-02 | HBS1952 | BYD Battery-Box Premium HVS 5.1/5.12kWh (x2) w/ Fronius Primo GEN24 3.6 Plus SwitchDin Droplet | 10.2 |  |  | BYD | Battery-Box Premium HVS 5.1/5.12kWh | 2 | Fronius | Primo GEN24 3.6 Plus | BYD | 2026-10-05
2020-11-02 | HBS1953 | BYD Battery-Box Premium HVS 7.7/7.68kWh (x2) w/ Fronius Primo GEN24 3.6 Plus SwitchDin Droplet | 15.4 |  |  | BYD | Battery-Box Premium HVS 7.7/7.68kWh | 2 | Fronius | Primo GEN24 3.6 Plus | BYD | 2026-10-05
2020-11-02 | HBS1954 | BYD Battery-Box Premium HVS 5.1/5.12kWh (x3) w/ Fronius Primo GEN24 3.6 Plus SwitchDin Droplet | 15.3 |  |  | BYD | Battery-Box Premium HVS 5.1/5.12kWh | 3 | Fronius | Primo GEN24 3.6 Plus | BYD | 2026-10-05
2020-11-02 | HBS1955 | BYD Battery-Box Premium HVS 7.7/7.68kWh (x3) w/ Fronius Primo GEN24 3.6 Plus SwitchDin Droplet | 23.1 |  |  | BYD | Battery-Box Premium HVS 7.7/7.68kWh | 3 | Fronius | Primo GEN24 3.6 Plus | BYD | 2026-10-05
2020-11-02 | HBS1957 | BYD Battery-Box Premium HVM 11.0/11.04kWh (x1) w/ Fronius Primo GEN24 3.6 Plus SwitchDin Droplet | 11 |  |  | BYD | Battery-Box Premium HVM 11.0/11.04kWh | 1 | Fronius | Primo GEN24 3.6 Plus | BYD | 2026-10-05
2020-11-02 | HBS1958 | BYD Battery-Box Premium HVM 13.8/13.8kWh (x1) w/ Fronius Primo GEN24 3.6 Plus SwitchDin Droplet | 13.8 |  |  | BYD | Battery-Box Premium HVM 13.8/13.8kWh | 1 | Fronius | Primo GEN24 3.6 Plus | BYD | 2026-10-05
2020-11-02 | HBS1959 | BYD Battery-Box Premium HVM 16.6/16.54kWh (x1) w/ Fronius Primo GEN24 3.6 Plus SwitchDin Droplet | 16.6 |  |  | BYD | Battery-Box Premium HVM 16.6/16.54kWh | 1 | Fronius | Primo GEN24 3.6 Plus | BYD | 2026-10-05
2020-11-02 | HBS1960 | BYD Battery-Box Premium HVM 19.3/19.32kWh (x1) w/ Fronius Primo GEN24 3.6 Plus SwitchDin Droplet | 19.3 |  |  | BYD | Battery-Box Premium HVM 19.3/19.32kWh | 1 | Fronius | Primo GEN24 3.6 Plus | BYD | 2026-10-05
2020-11-02 | HBS1962 | BYD Battery-Box Premium HVM 11.0/11.04kWh (x2) w/ Fronius Primo GEN24 3.6 Plus SwitchDin Droplet | 22 |  |  | BYD | Battery-Box Premium HVM 11.0/11.04kWh | 2 | Fronius | Primo GEN24 3.6 Plus | BYD | 2026-10-05
2020-11-02 | HBS1963 | BYD Battery-Box Premium HVM 13.8/13.8kWh (x2) w/ Fronius Primo GEN24 3.6 Plus SwitchDin Droplet | 27.6 |  |  | BYD | Battery-Box Premium HVM 13.8/13.8kWh | 2 | Fronius | Primo GEN24 3.6 Plus | BYD | 2026-10-05
2020-11-02 | HBS1964 | BYD Battery-Box Premium HVM 16.6/16.54kWh (x2) w/ Fronius Primo GEN24 3.6 Plus SwitchDin Droplet | 33.2 |  |  | BYD | Battery-Box Premium HVM 16.6/16.54kWh | 2 | Fronius | Primo GEN24 3.6 Plus | BYD | 2026-10-05
2020-11-02 | HBS1965 | BYD Battery-Box Premium HVM 19.3/19.32kWh (x2) w/ Fronius Primo GEN24 3.6 Plus SwitchDin Droplet | 38.6 |  |  | BYD | Battery-Box Premium HVM 19.3/19.32kWh | 2 | Fronius | Primo GEN24 3.6 Plus | BYD | 2026-10-05
2020-11-02 | HBS1967 | BYD Battery-Box Premium HVM 11.0/11.04kWh (x3) w/ Fronius Primo GEN24 3.6 Plus SwitchDin Droplet | 33 |  |  | BYD | Battery-Box Premium HVM 11.0/11.04kWh | 3 | Fronius | Primo GEN24 3.6 Plus | BYD | 2026-10-05
2020-11-02 | HBS1968 | BYD Battery-Box Premium HVM 13.8/13.8kWh (x3) w/ Fronius Primo GEN24 3.6 Plus SwitchDin Droplet | 41.4 |  |  | BYD | Battery-Box Premium HVM 13.8/13.8kWh | 3 | Fronius | Primo GEN24 3.6 Plus | BYD | 2026-10-05
2020-11-02 | HBS1969 | BYD Battery-Box Premium HVM 16.6/16.54kWh (x3) w/ Fronius Primo GEN24 3.6 Plus SwitchDin Droplet | 49.8 |  |  | BYD | Battery-Box Premium HVM 16.6/16.54kWh | 3 | Fronius | Primo GEN24 3.6 Plus | BYD | 2026-10-05
2020-11-02 | HBS1970 | BYD Battery-Box Premium HVM 19.3/19.32kWh (x3) w/ Fronius Primo GEN24 3.6 Plus SwitchDin Droplet | 57.9 |  |  | BYD | Battery-Box Premium HVM 19.3/19.32kWh | 3 | Fronius | Primo GEN24 3.6 Plus | BYD | 2026-10-05
2020-11-02 | HBS1972 | BYD Battery-Box Premium HVS 7.7/7.68kWh (x1) w/ Fronius Primo GEN24 4.0 Plus SwitchDin Droplet | 7.7 |  |  | BYD | Battery-Box Premium HVS 7.7/7.68kWh | 1 | Fronius | Primo GEN24 4.0 Plus | BYD | 2026-10-05
2020-11-02 | HBS1973 | BYD Battery-Box Premium HVS 5.1/5.12kWh (x2) w/ Fronius Primo GEN24 4.0 Plus SwitchDin Droplet | 10.2 |  |  | BYD | Battery-Box Premium HVS 5.1/5.12kWh | 2 | Fronius | Primo GEN24 4.0 Plus | BYD | 2026-10-05
2020-11-02 | HBS1974 | BYD Battery-Box Premium HVS 7.7/7.68kWh (x2) w/ Fronius Primo GEN24 4.0 Plus SwitchDin Droplet | 15.4 |  |  | BYD | Battery-Box Premium HVS 7.7/7.68kWh | 2 | Fronius | Primo GEN24 4.0 Plus | BYD | 2026-10-05
2020-11-02 | HBS1975 | BYD Battery-Box Premium HVS 5.1/5.12kWh (x3) w/ Fronius Primo GEN24 4.0 Plus SwitchDin Droplet | 15.3 |  |  | BYD | Battery-Box Premium HVS 5.1/5.12kWh | 3 | Fronius | Primo GEN24 4.0 Plus | BYD | 2026-10-05
2020-11-02 | HBS1976 | BYD Battery-Box Premium HVS 7.7/7.68kWh (x3) w/ Fronius Primo GEN24 4.0 Plus SwitchDin Droplet | 23.1 |  |  | BYD | Battery-Box Premium HVS 7.7/7.68kWh | 3 | Fronius | Primo GEN24 4.0 Plus | BYD | 2026-10-05
2020-11-02 | HBS1978 | BYD Battery-Box Premium HVM 11.0/11.04kWh (x1) w/ Fronius Primo GEN24 4.0 Plus SwitchDin Droplet | 11 |  |  | BYD | Battery-Box Premium HVM 11.0/11.04kWh | 1 | Fronius | Primo GEN24 4.0 Plus | BYD | 2026-10-05
2020-11-02 | HBS1979 | BYD Battery-Box Premium HVM 13.8/13.8kWh (x1) w/ Fronius Primo GEN24 4.0 Plus SwitchDin Droplet | 13.8 |  |  | BYD | Battery-Box Premium HVM 13.8/13.8kWh | 1 | Fronius | Primo GEN24 4.0 Plus | BYD | 2026-10-05
2020-11-02 | HBS1980 | BYD Battery-Box Premium HVM 16.6/16.54kWh (x1) w/ Fronius Primo GEN24 4.0 Plus SwitchDin Droplet | 16.6 |  |  | BYD | Battery-Box Premium HVM 16.6/16.54kWh | 1 | Fronius | Primo GEN24 4.0 Plus | BYD | 2026-10-05
2020-11-02 | HBS1981 | BYD Battery-Box Premium HVM 19.3/19.32kWh (x1) w/ Fronius Primo GEN24 4.0 Plus SwitchDin Droplet | 19.3 |  |  | BYD | Battery-Box Premium HVM 19.3/19.32kWh | 1 | Fronius | Primo GEN24 4.0 Plus | BYD | 2026-10-05
2020-11-02 | HBS1983 | BYD Battery-Box Premium HVM 11.0/11.04kWh (x2) w/ Fronius Primo GEN24 4.0 Plus SwitchDin Droplet | 22 |  |  | BYD | Battery-Box Premium HVM 11.0/11.04kWh | 2 | Fronius | Primo GEN24 4.0 Plus | BYD | 2026-10-05
2020-11-02 | HBS1984 | BYD Battery-Box Premium HVM 13.8/13.8kWh (x2) w/ Fronius Primo GEN24 4.0 Plus SwitchDin Droplet | 27.6 |  |  | BYD | Battery-Box Premium HVM 13.8/13.8kWh | 2 | Fronius | Primo GEN24 4.0 Plus | BYD | 2026-10-05
2020-11-02 | HBS1985 | BYD Battery-Box Premium HVM 16.6/16.54kWh (x2) w/ Fronius Primo GEN24 4.0 Plus SwitchDin Droplet | 33.2 |  |  | BYD | Battery-Box Premium HVM 16.6/16.54kWh | 2 | Fronius | Primo GEN24 4.0 Plus | BYD | 2026-10-05
2020-11-02 | HBS1986 | BYD Battery-Box Premium HVM 19.3/19.32kWh (x2) w/ Fronius Primo GEN24 4.0 Plus SwitchDin Droplet | 38.6 |  |  | BYD | Battery-Box Premium HVM 19.3/19.32kWh | 2 | Fronius | Primo GEN24 4.0 Plus | BYD | 2026-10-05
2020-11-02 | HBS1988 | BYD Battery-Box Premium HVM 11.0/11.04kWh (x3) w/ Fronius Primo GEN24 4.0 Plus SwitchDin Droplet | 33 |  |  | BYD | Battery-Box Premium HVM 11.0/11.04kWh | 3 | Fronius | Primo GEN24 4.0 Plus | BYD | 2026-10-05
2020-11-02 | HBS1989 | BYD Battery-Box Premium HVM 13.8/13.8kWh (x3) w/ Fronius Primo GEN24 4.0 Plus SwitchDin Droplet | 41.4 |  |  | BYD | Battery-Box Premium HVM 13.8/13.8kWh | 3 | Fronius | Primo GEN24 4.0 Plus | BYD | 2026-10-05
2020-11-02 | HBS1990 | BYD Battery-Box Premium HVM 16.6/16.54kWh (x3) w/ Fronius Primo GEN24 4.0 Plus SwitchDin Droplet | 49.8 |  |  | BYD | Battery-Box Premium HVM 16.6/16.54kWh | 3 | Fronius | Primo GEN24 4.0 Plus | BYD | 2026-10-05
2020-11-02 | HBS1991 | BYD Battery-Box Premium HVM 19.3/19.32kWh (x3) w/ Fronius Primo GEN24 4.0 Plus SwitchDin Droplet | 57.9 |  |  | BYD | Battery-Box Premium HVM 19.3/19.32kWh | 3 | Fronius | Primo GEN24 4.0 Plus | BYD | 2026-10-05
2020-11-02 | HBS1993 | BYD Battery-Box Premium HVS 7.7/7.68kWh (x1) w/ Fronius Primo GEN24 4.6 Plus SwitchDin Droplet | 7.7 |  |  | BYD | Battery-Box Premium HVS 7.7/7.68kWh | 1 | Fronius | Primo GEN24 4.6 Plus | BYD | 2026-10-05
2020-11-02 | HBS1994 | BYD Battery-Box Premium HVS 5.1/5.12kWh (x2) w/ Fronius Primo GEN24 4.6 Plus SwitchDin Droplet | 10.2 |  |  | BYD | Battery-Box Premium HVS 5.1/5.12kWh | 2 | Fronius | Primo GEN24 4.6 Plus | BYD | 2026-10-05
2020-11-02 | HBS1995 | BYD Battery-Box Premium HVS 7.7/7.68kWh (x2) w/ Fronius Primo GEN24 4.6 Plus SwitchDin Droplet | 15.4 |  |  | BYD | Battery-Box Premium HVS 7.7/7.68kWh | 2 | Fronius | Primo GEN24 4.6 Plus | BYD | 2026-10-05
2020-11-02 | HBS1996 | BYD Battery-Box Premium HVS 5.1/5.12kWh (x3) w/ Fronius Primo GEN24 4.6 Plus SwitchDin Droplet | 15.3 |  |  | BYD | Battery-Box Premium HVS 5.1/5.12kWh | 3 | Fronius | Primo GEN24 4.6 Plus | BYD | 2026-10-05
2020-11-02 | HBS1997 | BYD Battery-Box Premium HVS 7.7/7.68kWh (x3) w/ Fronius Primo GEN24 4.6 Plus SwitchDin Droplet | 23.1 |  |  | BYD | Battery-Box Premium HVS 7.7/7.68kWh | 3 | Fronius | Primo GEN24 4.6 Plus | BYD | 2026-10-05
2020-11-02 | HBS1999 | BYD Battery-Box Premium HVM 11.0/11.04kWh (x1) w/ Fronius Primo GEN24 4.6 Plus SwitchDin Droplet | 11 |  |  | BYD | Battery-Box Premium HVM 11.0/11.04kWh | 1 | Fronius | Primo GEN24 4.6 Plus | BYD | 2026-10-05
2020-11-02 | HBS2000 | BYD Battery-Box Premium HVM 13.8/13.8kWh (x1) w/ Fronius Primo GEN24 4.6 Plus SwitchDin Droplet | 13.8 |  |  | BYD | Battery-Box Premium HVM 13.8/13.8kWh | 1 | Fronius | Primo GEN24 4.6 Plus | BYD | 2026-10-05
2020-11-02 | HBS2001 | BYD Battery-Box Premium HVM 16.6/16.54kWh (x1) w/ Fronius Primo GEN24 4.6 Plus SwitchDin Droplet | 16.6 |  |  | BYD | Battery-Box Premium HVM 16.6/16.54kWh | 1 | Fronius | Primo GEN24 4.6 Plus | BYD | 2026-10-05
2020-11-02 | HBS2002 | BYD Battery-Box Premium HVM 19.3/19.32kWh (x1) w/ Fronius Primo GEN24 4.6 Plus SwitchDin Droplet | 19.3 |  |  | BYD | Battery-Box Premium HVM 19.3/19.32kWh | 1 | Fronius | Primo GEN24 4.6 Plus | BYD | 2026-10-05
2020-11-02 | HBS2004 | BYD Battery-Box Premium HVM 11.0/11.04kWh (x2) w/ Fronius Primo GEN24 4.6 Plus SwitchDin Droplet | 22 |  |  | BYD | Battery-Box Premium HVM 11.0/11.04kWh | 2 | Fronius | Primo GEN24 4.6 Plus | BYD | 2026-10-05
2020-11-02 | HBS2005 | BYD Battery-Box Premium HVM 13.8/13.8kWh (x2) w/ Fronius Primo GEN24 4.6 Plus SwitchDin Droplet | 27.6 |  |  | BYD | Battery-Box Premium HVM 13.8/13.8kWh | 2 | Fronius | Primo GEN24 4.6 Plus | BYD | 2026-10-05
2020-11-02 | HBS2006 | BYD Battery-Box Premium HVM 16.6/16.54kWh (x2) w/ Fronius Primo GEN24 4.6 Plus SwitchDin Droplet | 33.2 |  |  | BYD | Battery-Box Premium HVM 16.6/16.54kWh | 2 | Fronius | Primo GEN24 4.6 Plus | BYD | 2026-10-05
2020-11-02 | HBS2007 | BYD Battery-Box Premium HVM 19.3/19.32kWh (x2) w/ Fronius Primo GEN24 4.6 Plus SwitchDin Droplet | 38.6 |  |  | BYD | Battery-Box Premium HVM 19.3/19.32kWh | 2 | Fronius | Primo GEN24 4.6 Plus | BYD | 2026-10-05
2020-11-02 | HBS2009 | BYD Battery-Box Premium HVM 11.0/11.04kWh (x3) w/ Fronius Primo GEN24 4.6 Plus SwitchDin Droplet | 33 |  |  | BYD | Battery-Box Premium HVM 11.0/11.04kWh | 3 | Fronius | Primo GEN24 4.6 Plus | BYD | 2026-10-05
2020-11-02 | HBS2010 | BYD Battery-Box Premium HVM 13.8/13.8kWh (x3) w/ Fronius Primo GEN24 4.6 Plus SwitchDin Droplet | 41.4 |  |  | BYD | Battery-Box Premium HVM 13.8/13.8kWh | 3 | Fronius | Primo GEN24 4.6 Plus | BYD | 2026-10-05
2020-11-02 | HBS2011 | BYD Battery-Box Premium HVM 16.6/16.54kWh (x3) w/ Fronius Primo GEN24 4.6 Plus SwitchDin Droplet | 49.8 |  |  | BYD | Battery-Box Premium HVM 16.6/16.54kWh | 3 | Fronius | Primo GEN24 4.6 Plus | BYD | 2026-10-05
2020-11-02 | HBS2012 | BYD Battery-Box Premium HVM 19.3/19.32kWh (x3) w/ Fronius Primo GEN24 4.6 Plus SwitchDin Droplet | 57.9 |  |  | BYD | Battery-Box Premium HVM 19.3/19.32kWh | 3 | Fronius | Primo GEN24 4.6 Plus | BYD | 2026-10-05
2020-11-02 | HBS2014 | BYD Battery-Box Premium HVS 7.7/7.68kWh (x1) w/ Fronius Primo GEN24 5.0 Plus SwitchDin Droplet | 7.7 |  |  | BYD | Battery-Box Premium HVS 7.7/7.68kWh | 1 | Fronius | Primo GEN24 5.0 Plus | BYD | 2026-10-05
2020-11-02 | HBS2015 | BYD Battery-Box Premium HVS 5.1/5.12kWh (x2) w/ Fronius Primo GEN24 5.0 Plus SwitchDin Droplet | 10.2 |  |  | BYD | Battery-Box Premium HVS 5.1/5.12kWh | 2 | Fronius | Primo GEN24 5.0 Plus | BYD | 2026-10-05
2020-11-02 | HBS2016 | BYD Battery-Box Premium HVS 7.7/7.68kWh (x2) w/ Fronius Primo GEN24 5.0 Plus SwitchDin Droplet | 15.4 |  |  | BYD | Battery-Box Premium HVS 7.7/7.68kWh | 2 | Fronius | Primo GEN24 5.0 Plus | BYD | 2026-10-05
2020-11-02 | HBS2017 | BYD Battery-Box Premium HVS 5.1/5.12kWh (x3) w/ Fronius Primo GEN24 5.0 Plus SwitchDin Droplet | 15.3 |  |  | BYD | Battery-Box Premium HVS 5.1/5.12kWh | 3 | Fronius | Primo GEN24 5.0 Plus | BYD | 2026-10-05
2020-11-02 | HBS2018 | BYD Battery-Box Premium HVS 7.7/7.68kWh (x3) w/ Fronius Primo GEN24 5.0 Plus SwitchDin Droplet | 23.1 |  |  | BYD | Battery-Box Premium HVS 7.7/7.68kWh | 3 | Fronius | Primo GEN24 5.0 Plus | BYD | 2026-10-05
2020-11-02 | HBS2020 | BYD Battery-Box Premium HVM 11.0/11.04kWh (x1) w/ Fronius Primo GEN24 5.0 Plus SwitchDin Droplet | 11 |  |  | BYD | Battery-Box Premium HVM 11.0/11.04kWh | 1 | Fronius | Primo GEN24 5.0 Plus | BYD | 2026-10-05
2020-11-02 | HBS2021 | BYD Battery-Box Premium HVM 13.8/13.8kWh (x1) w/ Fronius Primo GEN24 5.0 Plus SwitchDin Droplet | 13.8 |  |  | BYD | Battery-Box Premium HVM 13.8/13.8kWh | 1 | Fronius | Primo GEN24 5.0 Plus | BYD | 2026-10-05
2020-11-02 | HBS2022 | BYD Battery-Box Premium HVM 16.6/16.54kWh (x1) w/ Fronius Primo GEN24 5.0 Plus SwitchDin Droplet | 16.6 |  |  | BYD | Battery-Box Premium HVM 16.6/16.54kWh | 1 | Fronius | Primo GEN24 5.0 Plus | BYD | 2026-10-05
2020-11-02 | HBS2023 | BYD Battery-Box Premium HVM 19.3/19.32kWh (x1) w/ Fronius Primo GEN24 5.0 Plus SwitchDin Droplet | 19.3 |  |  | BYD | Battery-Box Premium HVM 19.3/19.32kWh | 1 | Fronius | Primo GEN24 5.0 Plus | BYD | 2026-10-05
2020-11-02 | HBS2025 | BYD Battery-Box Premium HVM 11.0/11.04kWh (x2) w/ Fronius Primo GEN24 5.0 Plus SwitchDin Droplet | 22 |  |  | BYD | Battery-Box Premium HVM 11.0/11.04kWh | 2 | Fronius | Primo GEN24 5.0 Plus | BYD | 2026-10-05
2020-11-02 | HBS2026 | BYD Battery-Box Premium HVM 13.8/13.8kWh (x2) w/ Fronius Primo GEN24 5.0 Plus SwitchDin Droplet | 27.6 |  |  | BYD | Battery-Box Premium HVM 13.8/13.8kWh | 2 | Fronius | Primo GEN24 5.0 Plus | BYD | 2026-10-05
2020-11-02 | HBS2027 | BYD Battery-Box Premium HVM 16.6/16.54kWh (x2) w/ Fronius Primo GEN24 5.0 Plus SwitchDin Droplet | 33.2 |  |  | BYD | Battery-Box Premium HVM 16.6/16.54kWh | 2 | Fronius | Primo GEN24 5.0 Plus | BYD | 2026-10-05
2020-11-02 | HBS2028 | BYD Battery-Box Premium HVM 19.3/19.32kWh (x2) w/ Fronius Primo GEN24 5.0 Plus SwitchDin Droplet | 38.6 |  |  | BYD | Battery-Box Premium HVM 19.3/19.32kWh | 2 | Fronius | Primo GEN24 5.0 Plus | BYD | 2026-10-05
2020-11-02 | HBS2030 | BYD Battery-Box Premium HVM 11.0/11.04kWh (x3) w/ Fronius Primo GEN24 5.0 Plus SwitchDin Droplet | 33 |  |  | BYD | Battery-Box Premium HVM 11.0/11.04kWh | 3 | Fronius | Primo GEN24 5.0 Plus | BYD | 2026-10-05
2020-11-02 | HBS2031 | BYD Battery-Box Premium HVM 13.8/13.8kWh (x3) w/ Fronius Primo GEN24 5.0 Plus SwitchDin Droplet | 41.4 |  |  | BYD | Battery-Box Premium HVM 13.8/13.8kWh | 3 | Fronius | Primo GEN24 5.0 Plus | BYD | 2026-10-05
2020-11-02 | HBS2032 | BYD Battery-Box Premium HVM 16.6/16.54kWh (x3) w/ Fronius Primo GEN24 5.0 Plus SwitchDin Droplet | 49.8 |  |  | BYD | Battery-Box Premium HVM 16.6/16.54kWh | 3 | Fronius | Primo GEN24 5.0 Plus | BYD | 2026-10-05
2020-11-02 | HBS2033 | BYD Battery-Box Premium HVM 19.3/19.32kWh (x3) w/ Fronius Primo GEN24 5.0 Plus SwitchDin Droplet | 57.9 |  |  | BYD | Battery-Box Premium HVM 19.3/19.32kWh | 3 | Fronius | Primo GEN24 5.0 Plus | BYD | 2026-10-05
2020-11-02 | HBS2035 | BYD Battery-Box Premium HVS 7.7/7.68kWh (x1) w/ Fronius Primo GEN24 6.0 Plus SwitchDin Droplet | 7.7 |  |  | BYD | Battery-Box Premium HVS 7.7/7.68kWh | 1 | Fronius | Primo GEN24 6.0 Plus | BYD | 2026-10-05
2020-11-02 | HBS2036 | BYD Battery-Box Premium HVS 5.1/5.12kWh (x2) w/ Fronius Primo GEN24 6.0 Plus SwitchDin Droplet | 10.2 |  |  | BYD | Battery-Box Premium HVS 5.1/5.12kWh | 2 | Fronius | Primo GEN24 6.0 Plus | BYD | 2026-10-05
2020-11-02 | HBS2037 | BYD Battery-Box Premium HVS 7.7/7.68kWh (x2) w/ Fronius Primo GEN24 6.0 Plus SwitchDin Droplet | 15.4 |  |  | BYD | Battery-Box Premium HVS 7.7/7.68kWh | 2 | Fronius | Primo GEN24 6.0 Plus | BYD | 2026-10-05
2020-11-02 | HBS2038 | BYD Battery-Box Premium HVS 5.1/5.12kWh (x3) w/ Fronius Primo GEN24 6.0 Plus SwitchDin Droplet | 15.3 |  |  | BYD | Battery-Box Premium HVS 5.1/5.12kWh | 3 | Fronius | Primo GEN24 6.0 Plus | BYD | 2026-10-05
2020-11-02 | HBS2039 | BYD Battery-Box Premium HVS 7.7/7.68kWh (x3) w/ Fronius Primo GEN24 6.0 Plus SwitchDin Droplet | 23.1 |  |  | BYD | Battery-Box Premium HVS 7.7/7.68kWh | 3 | Fronius | Primo GEN24 6.0 Plus | BYD | 2026-10-05
2020-11-02 | HBS2041 | BYD Battery-Box Premium HVM 11.0/11.04kWh (x1) w/ Fronius Primo GEN24 6.0 Plus SwitchDin Droplet | 11 |  |  | BYD | Battery-Box Premium HVM 11.0/11.04kWh | 1 | Fronius | Primo GEN24 6.0 Plus | BYD | 2026-10-05
2020-11-02 | HBS2042 | BYD Battery-Box Premium HVM 13.8/13.8kWh (x1) w/ Fronius Primo GEN24 6.0 Plus SwitchDin Droplet | 13.8 |  |  | BYD | Battery-Box Premium HVM 13.8/13.8kWh | 1 | Fronius | Primo GEN24 6.0 Plus | BYD | 2026-10-05
2020-11-02 | HBS2043 | BYD Battery-Box Premium HVM 16.6/16.54kWh (x1) w/ Fronius Primo GEN24 6.0 Plus SwitchDin Droplet | 16.6 |  |  | BYD | Battery-Box Premium HVM 16.6/16.54kWh | 1 | Fronius | Primo GEN24 6.0 Plus | BYD | 2026-10-05
2020-11-02 | HBS2044 | BYD Battery-Box Premium HVM 19.3/19.32kWh (x1) w/ Fronius Primo GEN24 6.0 Plus SwitchDin Droplet | 19.3 |  |  | BYD | Battery-Box Premium HVM 19.3/19.32kWh | 1 | Fronius | Primo GEN24 6.0 Plus | BYD | 2026-10-05
2020-11-02 | HBS2046 | BYD Battery-Box Premium HVM 11.0/11.04kWh (x2) w/ Fronius Primo GEN24 6.0 Plus SwitchDin Droplet | 22 |  |  | BYD | Battery-Box Premium HVM 11.0/11.04kWh | 2 | Fronius | Primo GEN24 6.0 Plus | BYD | 2026-10-05
2020-11-02 | HBS2047 | BYD Battery-Box Premium HVM 13.8/13.8kWh (x2) w/ Fronius Primo GEN24 6.0 Plus SwitchDin Droplet | 27.6 |  |  | BYD | Battery-Box Premium HVM 13.8/13.8kWh | 2 | Fronius | Primo GEN24 6.0 Plus | BYD | 2026-10-05
2020-11-02 | HBS2048 | BYD Battery-Box Premium HVM 16.6/16.54kWh (x2) w/ Fronius Primo GEN24 6.0 Plus SwitchDin Droplet | 33.2 |  |  | BYD | Battery-Box Premium HVM 16.6/16.54kWh | 2 | Fronius | Primo GEN24 6.0 Plus | BYD | 2026-10-05
2020-11-02 | HBS2049 | BYD Battery-Box Premium HVM 19.3/19.32kWh (x2) w/ Fronius Primo GEN24 6.0 Plus SwitchDin Droplet | 38.6 |  |  | BYD | Battery-Box Premium HVM 19.3/19.32kWh | 2 | Fronius | Primo GEN24 6.0 Plus | BYD | 2026-10-05
2020-11-02 | HBS2051 | BYD Battery-Box Premium HVM 11.0/11.04kWh (x3) w/ Fronius Primo GEN24 6.0 Plus SwitchDin Droplet | 33 |  |  | BYD | Battery-Box Premium HVM 11.0/11.04kWh | 3 | Fronius | Primo GEN24 6.0 Plus | BYD | 2026-10-05
2020-11-02 | HBS2052 | BYD Battery-Box Premium HVM 13.8/13.8kWh (x3) w/ Fronius Primo GEN24 6.0 Plus SwitchDin Droplet | 41.4 |  |  | BYD | Battery-Box Premium HVM 13.8/13.8kWh | 3 | Fronius | Primo GEN24 6.0 Plus | BYD | 2026-10-05
2020-11-02 | HBS2053 | BYD Battery-Box Premium HVM 16.6/16.54kWh (x3) w/ Fronius Primo GEN24 6.0 Plus SwitchDin Droplet | 49.8 |  |  | BYD | Battery-Box Premium HVM 16.6/16.54kWh | 3 | Fronius | Primo GEN24 6.0 Plus | BYD | 2026-10-05
2020-11-02 | HBS2054 | BYD Battery-Box Premium HVM 19.3/19.32kWh (x3) w/ Fronius Primo GEN24 6.0 Plus SwitchDin Droplet | 57.9 |  |  | BYD | Battery-Box Premium HVM 19.3/19.32kWh | 3 | Fronius | Primo GEN24 6.0 Plus | BYD | 2026-10-05
2020-11-17 | HBS2076 | BYD Battery-Box Premium HVS 7.7/7.68kWh (x1) w/ Goodwe GW5KL-ET | 7.7 |  |  | BYD | Battery-Box Premium HVS 7.7/7.68kWh | 1 | Goodwe | GW5KL-ET | BYD | 2026-10-28
2020-11-17 | HBS2077 | BYD Battery-Box Premium HVS 10.2/10.24kWh (x1) w/ Goodwe GW5KL-ET | 10.2 |  |  | BYD | Battery-Box Premium HVS 10.2/10.24kWh | 1 | Goodwe | GW5KL-ET | BYD | 2026-10-28
2020-11-17 | HBS2079 | BYD Battery-Box Premium HVS 7.7/7.68kWh (x1) w/ Goodwe GW6KL-ET | 7.7 |  |  | BYD | Battery-Box Premium HVS 7.7/7.68kWh | 1 | Goodwe | GW6KL-ET | BYD | 2026-10-28
2020-11-17 | HBS2080 | BYD Battery-Box Premium HVS 10.2/10.24kWh (x1) w/ Goodwe GW6KL-ET | 10.2 |  |  | BYD | Battery-Box Premium HVS 10.2/10.24kWh | 1 | Goodwe | GW6KL-ET | BYD | 2026-10-28
2020-11-17 | HBS2082 | BYD Battery-Box Premium HVS 7.7/7.68kWh (x1) w/ Goodwe GW8KL-ET | 7.7 |  |  | BYD | Battery-Box Premium HVS 7.7/7.68kWh | 1 | Goodwe | GW8KL-ET | BYD | 2026-10-28
2020-11-17 | HBS2083 | BYD Battery-Box Premium HVS 10.2/10.24kWh (x1) w/ Goodwe GW8KL-ET | 10.2 |  |  | BYD | Battery-Box Premium HVS 10.2/10.24kWh | 1 | Goodwe | GW8KL-ET | BYD | 2026-10-28
2020-11-17 | HBS2085 | BYD Battery-Box Premium HVS 7.7/7.68kWh (x1) w/ Goodwe GW10KL-ET | 7.7 |  |  | BYD | Battery-Box Premium HVS 7.7/7.68kWh | 1 | Goodwe | GW10KL-ET | BYD | 2026-10-28
2020-11-17 | HBS2086 | BYD Battery-Box Premium HVS 10.2/10.24kWh (x1) w/ Goodwe GW10KL-ET | 10.2 |  |  | BYD | Battery-Box Premium HVS 10.2/10.24kWh | 1 | Goodwe | GW10KL-ET | BYD | 2026-10-28
2020-11-26 | HBS2106 | BYD LVS 8.0 (x1) w/ Selectronic SPMC480-AU Selectronic Select.live | 8 |  |  | BYD | LVS 8.0 | 1 | Selectronic | SPMC480-AU | BYD | 2027-02-25
2020-11-26 | HBS2107 | BYD LVS 12.0 (x1) w/ Selectronic SPMC480-AU Selectronic Select.live | 12 |  |  | BYD | LVS 12.0 | 1 | Selectronic | SPMC480-AU | BYD | 2027-02-25
2020-11-26 | HBS2108 | BYD LVS 16.0 (x1) w/ Selectronic SPMC480-AU Selectronic Select.live | 16 |  |  | BYD | LVS 16.0 | 1 | Selectronic | SPMC480-AU | BYD | 2027-02-25
2020-11-26 | HBS2109 | BYD LVS 20.0 (x1) w/ Selectronic SPMC480-AU Selectronic Select.live | 20 |  |  | BYD | LVS 20.0 | 1 | Selectronic | SPMC480-AU | BYD | 2027-02-25
2020-11-26 | HBS2110 | BYD LVS 24.0 (x1) w/ Selectronic SPMC480-AU Selectronic Select.live | 24 |  |  | BYD | LVS 24.0 | 1 | Selectronic | SPMC480-AU | BYD | 2027-02-25
2020-11-26 | HBS2112 | BYD LVS 8.0 (x1) w/ Selectronic SPMC481-AU Selectronic Select.live | 8 |  |  | BYD | LVS 8.0 | 1 | Selectronic | SPMC481-AU | BYD | 2027-02-25
2020-11-26 | HBS2113 | BYD LVS 12.0 (x1) w/ Selectronic SPMC481-AU Selectronic Select.live | 12 |  |  | BYD | LVS 12.0 | 1 | Selectronic | SPMC481-AU | BYD | 2027-02-25
2020-11-26 | HBS2114 | BYD LVS 16.0 (x1) w/ Selectronic SPMC481-AU Selectronic Select.live | 16 |  |  | BYD | LVS 16.0 | 1 | Selectronic | SPMC481-AU | BYD | 2027-02-25
2020-11-26 | HBS2115 | BYD LVS 20.0 (x1) w/ Selectronic SPMC481-AU Selectronic Select.live | 20 |  |  | BYD | LVS 20.0 | 1 | Selectronic | SPMC481-AU | BYD | 2027-02-25
2020-11-26 | HBS2116 | BYD LVS 24.0 (x1) w/ Selectronic SPMC481-AU Selectronic Select.live | 24 |  |  | BYD | LVS 24.0 | 1 | Selectronic | SPMC481-AU | BYD | 2027-02-25
2020-11-26 | HBS2118 | BYD LVS 8.0 (x1) w/ Selectronic SPMC482-AU Selectronic Select.live | 8 |  |  | BYD | LVS 8.0 | 1 | Selectronic | SPMC482-AU | BYD | 2027-02-25
2020-11-26 | HBS2119 | BYD LVS 12.0 (x1) w/ Selectronic SPMC482-AU Selectronic Select.live | 12 |  |  | BYD | LVS 12.0 | 1 | Selectronic | SPMC482-AU | BYD | 2027-02-25
2020-11-26 | HBS2120 | BYD LVS 16.0 (x1) w/ Selectronic SPMC482-AU Selectronic Select.live | 16 |  |  | BYD | LVS 16.0 | 1 | Selectronic | SPMC482-AU | BYD | 2027-02-25
2020-11-26 | HBS2121 | BYD LVS 20.0 (x1) w/ Selectronic SPMC482-AU Selectronic Select.live | 20 |  |  | BYD | LVS 20.0 | 1 | Selectronic | SPMC482-AU | BYD | 2027-02-25
2020-11-26 | HBS2122 | BYD LVS 24.0 (x1) w/ Selectronic SPMC482-AU Selectronic Select.live | 24 |  |  | BYD | LVS 24.0 | 1 | Selectronic | SPMC482-AU | BYD | 2027-02-25
2020-11-30 | HBS2146 | BYD LVS 8.0 w/ Goodwe GW5048D-ES inverter | 8 |  |  | BYD | LVS 8.0 | 1 | Goodwe | GW5048D-ES | BYD | 2026-06-16
2020-11-30 | HBS2147 | BYD LVS 12.0 w/ Goodwe GW5048D-ES inverter | 12 |  |  | BYD | LVS 12.0 | 1 | Goodwe | GW5048D-ES | BYD | 2026-06-16
2020-11-30 | HBS2148 | BYD LVS 16.0 w/ Goodwe GW5048D-ES inverter | 16 |  |  | BYD | LVS 16.0 | 1 | Goodwe | GW5048D-ES | BYD | 2026-06-16
2020-11-30 | HBS2149 | BYD LVS 20.0 w/ Goodwe GW5048D-ES inverter | 20 |  |  | BYD | LVS 20.0 | 1 | Goodwe | GW5048D-ES | BYD | 2026-06-16
2020-11-30 | HBS2150 | BYD LVS 24.0 w/ Goodwe GW5048D-ES inverter | 24 |  |  | BYD | LVS 24.0 | 1 | Goodwe | GW5048D-ES | BYD | 2026-06-16
2020-11-30 | HBS2152 | BYD LVS 8.0 w/ Goodwe GW3648D-ES inverter | 8 |  |  | BYD | LVS 8.0 | 1 | Goodwe | GW3648D-ES | BYD | 2026-06-16
2020-11-30 | HBS2153 | BYD LVS 12.0 w/ Goodwe GW3648D-ES inverter | 12 |  |  | BYD | LVS 12.0 | 1 | Goodwe | GW3648D-ES | BYD | 2026-06-16
2020-11-30 | HBS2154 | BYD LVS 16.0 w/ Goodwe GW3648D-ES inverter | 16 |  |  | BYD | LVS 16.0 | 1 | Goodwe | GW3648D-ES | BYD | 2026-06-16
2020-11-30 | HBS2155 | BYD LVS 20.0 w/ Goodwe GW3648D-ES inverter | 20 |  |  | BYD | LVS 20.0 | 1 | Goodwe | GW3648D-ES | BYD | 2026-06-16
2020-11-30 | HBS2156 | BYD LVS 24.0 w/ Goodwe GW3648D-ES inverter | 24 |  |  | BYD | LVS 24.0 | 1 | Goodwe | GW3648D-ES | BYD | 2026-06-16
2020-12-11 | HBS2185 | LG Chem RESU10 (x1) w/ Selectronic SPMC480-AU Selectronic Select.live | 8.8 |  |  | LG Chem | RESU10 | 1 | Selectronic | SPMC480-AU | LGChem | 2027-02-25
2021-01-04 | HBS2367 | Pylon Technologies PowerCube-X1-48/192V (x1) w/ Goodwe GW10KL-ET | 8.6 |  |  | Pylon Technologies | PowerCube-X1-48/192V | 1 | Goodwe | GW10KL-ET | Pylontech | 2026-10-28
2021-01-04 | HBS2368 | Pylon Technologies PowerCube-X1-48/240V (x1) w/ Goodwe GW10KL-ET | 10.8 |  |  | Pylon Technologies | PowerCube-X1-48/240V | 1 | Goodwe | GW10KL-ET | Pylontech | 2026-10-28
2021-01-04 | HBS2369 | Pylon Technologies PowerCube-X1-48/288V (x1) w/ Goodwe GW10KL-ET | 13 |  |  | Pylon Technologies | PowerCube-X1-48/288V | 1 | Goodwe | GW10KL-ET | Pylontech | 2026-10-28
2021-01-04 | HBS2370 | Pylon Technologies PowerCube-X1-48/336V (x1) w/ Goodwe GW10KL-ET | 15.1 |  |  | Pylon Technologies | PowerCube-X1-48/336V | 1 | Goodwe | GW10KL-ET | Pylontech | 2026-10-28
2021-01-04 | HBS2371 | Pylon Technologies PowerCube-H1-48/384V (x1) w/ Goodwe GW10KL-ET | 17.2 |  |  | Pylon Technologies | PowerCube-H1-48/384V | 1 | Goodwe | GW10KL-ET | Pylontech | 2026-10-28
2021-01-04 | HBS2372 | Pylon Technologies PowerCube-H1-48/432V (x1) w/ Goodwe GW10KL-ET | 19.4 |  |  | Pylon Technologies | PowerCube-H1-48/432V | 1 | Goodwe | GW10KL-ET | Pylontech | 2026-10-28
2021-01-04 | HBS2373 | Pylon Technologies PowerCube-H1-48/480V (x1) w/ Goodwe GW10KL-ET | 21.6 |  |  | Pylon Technologies | PowerCube-H1-48/480V | 1 | Goodwe | GW10KL-ET | Pylontech | 2026-10-28
2021-01-04 | HBS2374 | Pylon Technologies PowerCube-H1-48/528V (x1) w/ Goodwe GW10KL-ET | 23.8 |  |  | Pylon Technologies | PowerCube-H1-48/528V | 1 | Goodwe | GW10KL-ET | Pylontech | 2026-10-28
2021-01-04 | HBS2375 | Pylon Technologies PowerCube-H1-48/576V (x1) w/ Goodwe GW10KL-ET | 25.9 |  |  | Pylon Technologies | PowerCube-H1-48/576V | 1 | Goodwe | GW10KL-ET | Pylontech | 2026-10-28
2021-02-17 | HBS2387 | Pylontech Force-L1-48-148 w/ Goodwe GW5048D-ES inverter | 6.39 |  |  | Pylon Technologies | Force-L1-48-148 | 1 | Goodwe | 5048D-ES | Pylontech | 2026-06-16
2021-02-17 | HBS2388 | Pylontech Force-L1-48-222 w/ Goodwe GW5048D-ES inverter | 9.6 |  |  | Pylon Technologies | Force-L1-48-222 | 1 | Goodwe | 5048D-ES | Pylontech | 2026-06-16
2021-02-17 | HBS2389 | Pylontech Force-L1-48-296 w/ Goodwe GW5048D-ES inverter | 12.78 |  |  | Pylon Technologies | Force-L1-48-296 | 1 | Goodwe | 5048D-ES | Pylontech | 2026-06-16
2021-02-17 | HBS2393 | Pylon Technologies Force-H1-48-144V (x1) w/ Goodwe GW5KL-ET | 9.6 |  |  | Pylon Technologies | Force-H1-48-144V | 1 | Goodwe | GW5KL-ET | Pylontech | 2026-10-28
2021-02-17 | HBS2394 | Pylon Technologies Force-H1-48-192V (x1) w/ Goodwe GW5KL-ET | 12.8 |  |  | Pylon Technologies | Force-H1-48-192V | 1 | Goodwe | GW5KL-ET | Pylontech | 2026-10-28
2021-02-17 | HBS2395 | Pylon Technologies Force-H1-48-144V (x1) w/ Goodwe GW10KL-ET | 9.6 |  |  | Pylon Technologies | Force-H1-48-144V | 1 | Goodwe | GW10KL-ET | Pylontech | 2026-10-28
2021-02-17 | HBS2396 | Pylon Technologies Force-H1-48-192V (x1) w/ Goodwe GW10KL-ET | 12.8 |  |  | Pylon Technologies | Force-H1-48-192V | 1 | Goodwe | GW10KL-ET | Pylontech | 2026-10-28
2021-05-11 | HBS2565 | Soluna Soluna 10K Pack HV (x1) w/ GoodWe GW5KL-ET | 8 |  |  | Soluna | Soluna 10K Pack HV | 1 | GoodWe | GW5KL-ET | Soluna | 2026-10-28
2021-05-11 | HBS2566 | Soluna Soluna 10K Pack HV (x1) w/ GoodWe GW6KL-ET | 8 |  |  | Soluna | Soluna 10K Pack HV | 1 | GoodWe | GW6KL-ET | Soluna | 2026-10-28
2021-05-11 | HBS2567 | Soluna Soluna 10K Pack HV (x1) w/ GoodWe GW8KL-ET | 8 |  |  | Soluna | Soluna 10K Pack HV | 1 | GoodWe | GW8KL-ET | Soluna | 2026-10-28
2021-05-11 | HBS2568 | Soluna Soluna 10K Pack HV (x1) w/ GoodWe GW10KL-ET | 8 |  |  | Soluna | Soluna 10K Pack HV | 1 | GoodWe | GW10KL-ET | Soluna | 2026-10-28
2021-05-14 | HBS2575 | Zenaji A48-40 (x4) w/ Selectronic SPMC480-AU Selectronic Select.live | 7.6 |  |  | Zenaji | A48-40 | 4 | Selectronic | SPMC480-AU | Zenaji | 2027-02-25
2021-05-14 | HBS2576 | Zenaji A48-40 (x5) w/ Selectronic SPMC480-AU Selectronic Select.live | 9.5 |  |  | Zenaji | A48-40 | 5 | Selectronic | SPMC480-AU | Zenaji | 2027-02-25
2021-05-14 | HBS2577 | Zenaji A48-40 (x6) w/ Selectronic SPMC480-AU Selectronic Select.live | 11.4 |  |  | Zenaji | A48-40 | 6 | Selectronic | SPMC480-AU | Zenaji | 2027-02-25
2021-05-14 | HBS2578 | Zenaji A48-40 (x7) w/ Selectronic SPMC480-AU Selectronic Select.live | 13.3 |  |  | Zenaji | A48-40 | 7 | Selectronic | SPMC480-AU | Zenaji | 2027-02-25
2021-05-14 | HBS2579 | Zenaji A48-40 (x8) w/ Selectronic SPMC480-AU Selectronic Select.live | 15.2 |  |  | Zenaji | A48-40 | 8 | Selectronic | SPMC480-AU | Zenaji | 2027-02-25
2021-05-14 | HBS2580 | Zenaji A48-40 (x9) w/ Selectronic SPMC480-AU Selectronic Select.live | 17.1 |  |  | Zenaji | A48-40 | 9 | Selectronic | SPMC480-AU | Zenaji | 2027-02-25
2021-05-14 | HBS2581 | Zenaji A48-40 (x10) w/ Selectronic SPMC480-AU Selectronic Select.live | 19 |  |  | Zenaji | A48-40 | 10 | Selectronic | SPMC480-AU | Zenaji | 2027-02-25
2021-05-14 | HBS2585 | Zenaji A48-40 (x4) w/ Selectronic SPMC481-AU Selectronic Select.live | 7.6 |  |  | Zenaji | A48-40 | 4 | Selectronic | SPMC481-AU | Zenaji | 2027-02-25
2021-05-14 | HBS2586 | Zenaji A48-40 (x5) w/ Selectronic SPMC481-AU Selectronic Select.live | 9.5 |  |  | Zenaji | A48-40 | 5 | Selectronic | SPMC481-AU | Zenaji | 2027-02-25
2021-05-14 | HBS2587 | Zenaji A48-40 (x6) w/ Selectronic SPMC481-AU Selectronic Select.live | 11.4 |  |  | Zenaji | A48-40 | 6 | Selectronic | SPMC481-AU | Zenaji | 2027-02-25
2021-05-14 | HBS2588 | Zenaji A48-40 (x7) w/ Selectronic SPMC481-AU Selectronic Select.live | 13.3 |  |  | Zenaji | A48-40 | 7 | Selectronic | SPMC481-AU | Zenaji | 2027-02-25
2021-05-14 | HBS2589 | Zenaji A48-40 (x8) w/ Selectronic SPMC481-AU Selectronic Select.live | 15.2 |  |  | Zenaji | A48-40 | 8 | Selectronic | SPMC481-AU | Zenaji | 2027-02-25
2021-05-14 | HBS2590 | Zenaji A48-40 (x9) w/ Selectronic SPMC481-AU Selectronic Select.live | 17.1 |  |  | Zenaji | A48-40 | 9 | Selectronic | SPMC481-AU | Zenaji | 2027-02-25
2021-05-14 | HBS2591 | Zenaji A48-40 (x10) w/ Selectronic SPMC481-AU Selectronic Select.live | 19 |  |  | Zenaji | A48-40 | 10 | Selectronic | SPMC481-AU | Zenaji | 2027-02-25
2021-05-14 | HBS2595 | Zenaji A48-40 (x4) w/ Selectronic SPMC482-AU Selectronic Select.live | 7.6 |  |  | Zenaji | A48-40 | 4 | Selectronic | SPMC482-AU | Zenaji | 2027-02-25
2021-05-14 | HBS2596 | Zenaji A48-40 (x5) w/ Selectronic SPMC482-AU Selectronic Select.live | 9.5 |  |  | Zenaji | A48-40 | 5 | Selectronic | SPMC482-AU | Zenaji | 2027-02-25
2021-05-14 | HBS2597 | Zenaji A48-40 (x6) w/ Selectronic SPMC482-AU Selectronic Select.live | 11.4 |  |  | Zenaji | A48-40 | 6 | Selectronic | SPMC482-AU | Zenaji | 2027-02-25
2021-05-14 | HBS2598 | Zenaji A48-40 (x7) w/ Selectronic SPMC482-AU Selectronic Select.live | 13.3 |  |  | Zenaji | A48-40 | 7 | Selectronic | SPMC482-AU | Zenaji | 2027-02-25
2021-05-14 | HBS2599 | Zenaji A48-40 (x8) w/ Selectronic SPMC482-AU Selectronic Select.live | 15.2 |  |  | Zenaji | A48-40 | 8 | Selectronic | SPMC482-AU | Zenaji | 2027-02-25
2021-05-14 | HBS2600 | Zenaji A48-40 (x9) w/ Selectronic SPMC482-AU Selectronic Select.live | 17.1 |  |  | Zenaji | A48-40 | 9 | Selectronic | SPMC482-AU | Zenaji | 2027-02-25
2021-05-14 | HBS2601 | Zenaji A48-40 (x10) w/ Selectronic SPMC482-AU Selectronic Select.live | 19 |  |  | Zenaji | A48-40 | 10 | Selectronic | SPMC482-AU | Zenaji | 2027-02-25
2021-07-01 | HBS2999 | Sungrow Power Supply Co LTD SBR160 (x5) w/ Sungrow Power Supply Co LTD SH5.0RT | 16.8 |  |  | Sungrow Power Supply Co LTD | SBR160 | 5 | Sungrow Power Supply Co LTD | SH5.0RT | Sungrow | 2027-12-17
2021-07-01 | HBS3000 | Sungrow Power Supply Co LTD SBR192 (x6) w/ Sungrow Power Supply Co LTD SH5.0RT | 19.2 |  |  | Sungrow Power Supply Co LTD | SBR192 | 6 | Sungrow Power Supply Co LTD | SH5.0RT | Sungrow | 2027-12-17
2021-07-01 | HBS3001 | Sungrow Power Supply Co LTD SBR224 (x7) w/ Sungrow Power Supply Co LTD SH5.0RT | 22.4 |  |  | Sungrow Power Supply Co LTD | SBR224 | 7 | Sungrow Power Supply Co LTD | SH5.0RT | Sungrow | 2027-12-17
2021-07-01 | HBS3002 | Sungrow Power Supply Co LTD SBR256 (x8) w/ Sungrow Power Supply Co LTD SH5.0RT | 25.6 |  |  | Sungrow Power Supply Co LTD | SBR256 | 8 | Sungrow Power Supply Co LTD | SH5.0RT | Sungrow | 2027-12-17
2021-07-01 | HBS3011 | Sungrow Power Supply Co LTD SBR160 (x5) w/ Sungrow Power Supply Co LTD SH10RT | 16.8 |  |  | Sungrow Power Supply Co LTD | SBR160 | 5 | Sungrow Power Supply Co LTD | SH10RT | Sungrow | 2027-12-17
2021-07-01 | HBS3012 | Sungrow Power Supply Co LTD SBR192 (x6) w/ Sungrow Power Supply Co LTD SH10RT | 19.2 |  |  | Sungrow Power Supply Co LTD | SBR192 | 6 | Sungrow Power Supply Co LTD | SH10RT | Sungrow | 2027-12-17
2021-07-01 | HBS3013 | Sungrow Power Supply Co LTD SBR224 (x7) w/ Sungrow Power Supply Co LTD SH10RT | 22.4 |  |  | Sungrow Power Supply Co LTD | SBR224 | 7 | Sungrow Power Supply Co LTD | SH10RT | Sungrow | 2027-12-17
2021-07-01 | HBS3014 | Sungrow Power Supply Co LTD SBR256 (x8) w/ Sungrow Power Supply Co LTD SH10RT | 25.6 |  |  | Sungrow Power Supply Co LTD | SBR256 | 8 | Sungrow Power Supply Co LTD | SH10RT | Sungrow | 2027-12-17
2021-07-07 | HBS2631 | LG Chem RESU10H (x1) w/ Sungrow Power Supply Co LTD SH10RT Mondo Ubi 3.0 | 9.3 |  |  | LG Chem | RESU10H | 1 | Sungrow Power Supply Co LTD | SH10RT | LG Chem | 2027-12-17
2021-07-07 | HBS2640 | BYD Battery-Box Premium LVL 15.4 (x1) w/ Selectronic SPMC480-AU Mondo Ubi 3.0 | 15.4 |  |  | BYD | Battery-Box Premium LVL 15.4 | 1 | Selectronic | SPMC480-AU | BYD | 2027-02-25
2021-07-07 | HBS2641 | BYD Battery-Box Premium LVL 15.4 (x1) w/ Selectronic SPMC481-AU Mondo Ubi 3.0 | 15.4 |  |  | BYD | Battery-Box Premium LVL 15.4 | 1 | Selectronic | SPMC481-AU | BYD | 2027-02-25
2021-07-07 | HBS2642 | BYD Battery-Box Premium LVL 15.4 (x1) w/ Selectronic SPMC482-AU Mondo Ubi 3.0 | 15.4 |  |  | BYD | Battery-Box Premium LVL 15.4 | 1 | Selectronic | SPMC482-AU | BYD | 2027-02-25
2021-07-07 | HBS2644 | BYD LVS 8.0 (x1) w/ Selectronic SPMC480-AU Mondo Ubi 3.0 | 8 |  |  | BYD | LVS 8.0 | 1 | Selectronic | SPMC480-AU | BYD | 2027-02-25
2021-07-07 | HBS2645 | BYD LVS 12.0 (x1) w/ Selectronic SPMC480-AU Mondo Ubi 3.0 | 12 |  |  | BYD | LVS 12.0 | 1 | Selectronic | SPMC480-AU | BYD | 2027-02-25
2021-07-07 | HBS2646 | BYD LVS 16.0 (x1) w/ Selectronic SPMC480-AU Mondo Ubi 3.0 | 16 |  |  | BYD | LVS 16.0 | 1 | Selectronic | SPMC480-AU | BYD | 2027-02-25
2021-07-07 | HBS2647 | BYD LVS 20.0 (x1) w/ Selectronic SPMC480-AU Mondo Ubi 3.0 | 20 |  |  | BYD | LVS 20.0 | 1 | Selectronic | SPMC480-AU | BYD | 2027-02-25
2021-07-07 | HBS2648 | BYD LVS 24.0 (x1) w/ Selectronic SPMC480-AU Mondo Ubi 3.0 | 24 |  |  | BYD | LVS 24.0 | 1 | Selectronic | SPMC480-AU | BYD | 2027-02-25
2021-07-07 | HBS2650 | BYD LVS 8.0 (x1) w/ Selectronic SPMC481-AU Mondo Ubi 3.0 | 8 |  |  | BYD | LVS 8.0 | 1 | Selectronic | SPMC481-AU | BYD | 2027-02-25
2021-07-07 | HBS2651 | BYD LVS 12.0 (x1) w/ Selectronic SPMC481-AU Mondo Ubi 3.0 | 12 |  |  | BYD | LVS 12.0 | 1 | Selectronic | SPMC481-AU | BYD | 2027-02-25
2021-07-07 | HBS2652 | BYD LVS 16.0 (x1) w/ Selectronic SPMC481-AU Mondo Ubi 3.0 | 16 |  |  | BYD | LVS 16.0 | 1 | Selectronic | SPMC481-AU | BYD | 2027-02-25
2021-07-07 | HBS2653 | BYD LVS 20.0 (x1) w/ Selectronic SPMC481-AU Mondo Ubi 3.0 | 20 |  |  | BYD | LVS 20.0 | 1 | Selectronic | SPMC481-AU | BYD | 2027-02-25
2021-07-07 | HBS2654 | BYD LVS 24.0 (x1) w/ Selectronic SPMC481-AU Mondo Ubi 3.0 | 24 |  |  | BYD | LVS 24.0 | 1 | Selectronic | SPMC481-AU | BYD | 2027-02-25
2021-07-07 | HBS2656 | BYD LVS 8.0 (x1) w/ Selectronic SPMC482-AU Mondo Ubi 3.0 | 8 |  |  | BYD | LVS 8.0 | 1 | Selectronic | SPMC482-AU | BYD | 2027-02-25
2021-07-07 | HBS2657 | BYD LVS 12.0 (x1) w/ Selectronic SPMC482-AU Mondo Ubi 3.0 | 12 |  |  | BYD | LVS 12.0 | 1 | Selectronic | SPMC482-AU | BYD | 2027-02-25
2021-07-07 | HBS2658 | BYD LVS 16.0 (x1) w/ Selectronic SPMC482-AU Mondo Ubi 3.0 | 16 |  |  | BYD | LVS 16.0 | 1 | Selectronic | SPMC482-AU | BYD | 2027-02-25
2021-07-07 | HBS2659 | BYD LVS 20.0 (x1) w/ Selectronic SPMC482-AU Mondo Ubi 3.0 | 20 |  |  | BYD | LVS 20.0 | 1 | Selectronic | SPMC482-AU | BYD | 2027-02-25
2021-07-07 | HBS2660 | BYD LVS 24.0 (x1) w/ Selectronic SPMC482-AU Mondo Ubi 3.0 | 24 |  |  | BYD | LVS 24.0 | 1 | Selectronic | SPMC482-AU | BYD | 2027-02-25
2021-07-07 | HBS2666 | BYD Battery-Box L 7(Au) (x1) w/ Selectronic SPMC481-AU Mondo Ubi 3.0 | 7 |  |  | BYD | Battery-Box L 7(Au) | 1 | Selectronic | SPMC481-AU | BYD | 2027-02-25
2021-07-07 | HBS2667 | BYD Battery-Box L 7(Au) (x1) w/ Selectronic SPMC482-AU Mondo Ubi 3.0 | 7 |  |  | BYD | Battery-Box L 7(Au) | 1 | Selectronic | SPMC482-AU | BYD | 2027-02-25
2021-07-07 | HBS2668 | BYD Battery-Box L 10.5(Au) (x1) w/ Selectronic SPMC481-AU Mondo Ubi 3.0 | 10.5 |  |  | BYD | Battery-Box L 10.5(Au) | 1 | Selectronic | SPMC481-AU | BYD | 2027-02-25
2021-07-07 | HBS2669 | BYD Battery-Box L 10.5(Au) (x1) w/ Selectronic SPMC482-AU Mondo Ubi 3.0 | 10.5 |  |  | BYD | Battery-Box L 10.5(Au) | 1 | Selectronic | SPMC482-AU | BYD | 2027-02-25
2021-07-07 | HBS2670 | BYD Battery-Box L 14(Au) (x1) w/ Selectronic SPMC481-AU Mondo Ubi 3.0 | 14 |  |  | BYD | Battery-Box L 14(Au) | 1 | Selectronic | SPMC481-AU | BYD | 2027-02-25
2021-07-07 | HBS2671 | BYD Battery-Box L 14(Au) (x1) w/ Selectronic SPMC482-AU Mondo Ubi 3.0 | 14 |  |  | BYD | Battery-Box L 14(Au) | 1 | Selectronic | SPMC482-AU | BYD | 2027-02-25
2021-07-07 | HBS2673 | LG Chem RESU10 (x1) w/ Selectronic SPMC481-AU Mondo Ubi 3.0 | 8.8 |  |  | LG Chem | RESU10 | 1 | Selectronic | SPMC481-AU | LG Chem | 2027-02-25
2021-07-07 | HBS2674 | LG Chem RESU6.5 (x2) w/ Selectronic SPMC481-AU Mondo Ubi 3.0 | 11.8 |  |  | LG Chem | RESU6.5 | 2 | Selectronic | SPMC481-AU | LG Chem | 2027-02-25
2021-07-07 | HBS2675 | LG Chem RESU10 (x2) w/ Selectronic SPMC481-AU Mondo Ubi 3.0 | 17.6 |  |  | LG Chem | RESU10 | 2 | Selectronic | SPMC481-AU | LG Chem | 2027-02-25
2021-07-07 | HBS2677 | LG Chem RESU10 (x1) w/ Selectronic SPMC482-AU Mondo Ubi 3.0 | 8.8 |  |  | LG Chem | RESU10 | 1 | Selectronic | SPMC482-AU | LG Chem | 2027-02-25
2021-07-07 | HBS2678 | LG Chem RESU6.5 (x2) w/ Selectronic SPMC482-AU Mondo Ubi 3.0 | 11.8 |  |  | LG Chem | RESU6.5 | 2 | Selectronic | SPMC482-AU | LG Chem | 2027-02-25
2021-07-07 | HBS2679 | LG Chem RESU10 (x2) w/ Selectronic SPMC482-AU Mondo Ubi 3.0 | 17.6 |  |  | LG Chem | RESU10 | 2 | Selectronic | SPMC482-AU | LG Chem | 2027-02-25
2021-07-07 | HBS2680 | LG Chem RESU13 (x1) w/ Selectronic SPMC481-AU Mondo Ubi 3.0 | 12.4 |  |  | LG Chem | RESU13 | 1 | Selectronic | SPMC481-AU | LG Chem | 2027-02-25
2021-07-07 | HBS2681 | LG Chem RESU13 (x2) w/ Selectronic SPMC481-AU Mondo Ubi 3.0 | 24.8 |  |  | LG Chem | RESU13 | 2 | Selectronic | SPMC481-AU | LG Chem | 2027-02-25
2021-07-07 | HBS2682 | LG Chem RESU13 (x1) w/ Selectronic SPMC482-AU Mondo Ubi 3.0 | 12.4 |  |  | LG Chem | RESU13 | 1 | Selectronic | SPMC482-AU | LG Chem | 2027-02-25
2021-07-07 | HBS2683 | LG Chem RESU13 (x2) w/ Selectronic SPMC482-AU Mondo Ubi 3.0 | 24.8 |  |  | LG Chem | RESU13 | 2 | Selectronic | SPMC482-AU | LG Chem | 2027-02-25
2021-07-07 | HBS2684 | LG Chem RESU10 (x1) w/ Selectronic SPMC480-AU Mondo Ubi 3.0 | 8.8 |  |  | LG Chem | RESU10 | 1 | Selectronic | SPMC480-AU | LG Chem | 2027-02-25
2021-07-07 | HBS2735 | BYD HVS 12.8 (x1) w/ Fronius Symo GEN24 6.0 Plus Mondo Ubi 3.0 | 12.8 |  |  | BYD | HVS 12.8 | 1 | Fronius | Symo GEN24 6.0 Plus | BYD | 2026-10-05
2021-07-07 | HBS2736 | BYD HVS 7.7 (x1) w/ Fronius Symo GEN24 6.0 Plus Mondo Ubi 3.0 | 7.7 |  |  | BYD | HVS 7.7 | 1 | Fronius | Symo GEN24 6.0 Plus | BYD | 2026-10-05
2021-07-07 | HBS2737 | BYD HVS 10.2 (x1) w/ Fronius Symo GEN24 6.0 Plus Mondo Ubi 3.0 | 10.2 |  |  | BYD | HVS 10.2 | 1 | Fronius | Symo GEN24 6.0 Plus | BYD | 2026-10-05
2021-07-07 | HBS2738 | BYD HVS 12.8 (x2) w/ Fronius Symo GEN24 6.0 Plus Mondo Ubi 3.0 | 25.6 |  |  | BYD | HVS 12.8 | 2 | Fronius | Symo GEN24 6.0 Plus | BYD | 2026-10-05
2021-07-07 | HBS2739 | BYD HVS 7.7 (x2) w/ Fronius Symo GEN24 6.0 Plus Mondo Ubi 3.0 | 15.4 |  |  | BYD | HVS 7.7 | 2 | Fronius | Symo GEN24 6.0 Plus | BYD | 2026-10-05
2021-07-07 | HBS2740 | BYD HVS 10.2 (x2) w/ Fronius Symo GEN24 6.0 Plus Mondo Ubi 3.0 | 20.4 |  |  | BYD | HVS 10.2 | 2 | Fronius | Symo GEN24 6.0 Plus | BYD | 2026-10-05
2021-07-07 | HBS2741 | BYD HVS 12.8 (x3) w/ Fronius Symo GEN24 6.0 Plus Mondo Ubi 3.0 | 38.4 |  |  | BYD | HVS 12.8 | 3 | Fronius | Symo GEN24 6.0 Plus | BYD | 2026-10-05
2021-07-07 | HBS2742 | BYD HVS 7.7 (x3) w/ Fronius Symo GEN24 6.0 Plus Mondo Ubi 3.0 | 23.1 |  |  | BYD | HVS 7.7 | 3 | Fronius | Symo GEN24 6.0 Plus | BYD | 2026-10-05
2021-07-07 | HBS2743 | BYD HVS 10.2 (x3) w/ Fronius Symo GEN24 6.0 Plus Mondo Ubi 3.0 | 30.6 |  |  | BYD | HVS 10.2 | 3 | Fronius | Symo GEN24 6.0 Plus | BYD | 2026-10-05
2021-07-07 | HBS2744 | BYD HVM 11.0 (x1) w/ Fronius Symo GEN24 6.0 Plus Mondo Ubi 3.0 | 11 |  |  | BYD | HVM 11.0 | 1 | Fronius | Symo GEN24 6.0 Plus | BYD | 2026-10-05
2021-07-07 | HBS2745 | BYD HVM 13.8 (x1) w/ Fronius Symo GEN24 6.0 Plus Mondo Ubi 3.0 | 13.8 |  |  | BYD | HVM 13.8 | 1 | Fronius | Symo GEN24 6.0 Plus | BYD | 2026-10-05
2021-07-07 | HBS2746 | BYD HVM 16.6 (x1) w/ Fronius Symo GEN24 6.0 Plus Mondo Ubi 3.0 | 16.6 |  |  | BYD | HVM 16.6 | 1 | Fronius | Symo GEN24 6.0 Plus | BYD | 2026-10-05
2021-07-07 | HBS2747 | BYD HVM 19.3 (x1) w/ Fronius Symo GEN24 6.0 Plus Mondo Ubi 3.0 | 19.3 |  |  | BYD | HVM 19.3 | 1 | Fronius | Symo GEN24 6.0 Plus | BYD | 2026-10-05
2021-07-07 | HBS2748 | BYD HVM 22.1 (x1) w/ Fronius Symo GEN24 6.0 Plus Mondo Ubi 3.0 | 22.1 |  |  | BYD | HVM 22.1 | 1 | Fronius | Symo GEN24 6.0 Plus | BYD | 2026-10-05
2021-07-07 | HBS2749 | BYD HVM 11.0 (x2) w/ Fronius Symo GEN24 6.0 Plus Mondo Ubi 3.0 | 22 |  |  | BYD | HVM 11.0 | 2 | Fronius | Symo GEN24 6.0 Plus | BYD | 2026-10-05
2021-07-07 | HBS2750 | BYD HVM 13.8 (x2) w/ Fronius Symo GEN24 6.0 Plus Mondo Ubi 3.0 | 27.6 |  |  | BYD | HVM 13.8 | 2 | Fronius | Symo GEN24 6.0 Plus | BYD | 2026-10-05
2021-07-07 | HBS2751 | BYD HVM 16.6 (x2) w/ Fronius Symo GEN24 6.0 Plus Mondo Ubi 3.0 | 33.2 |  |  | BYD | HVM 16.6 | 2 | Fronius | Symo GEN24 6.0 Plus | BYD | 2026-10-05
2021-07-07 | HBS2752 | BYD HVM 19.3 (x2) w/ Fronius Symo GEN24 6.0 Plus Mondo Ubi 3.0 | 38.6 |  |  | BYD | HVM 19.3 | 2 | Fronius | Symo GEN24 6.0 Plus | BYD | 2026-10-05
2021-07-07 | HBS2753 | BYD HVM 22.1 (x2) w/ Fronius Symo GEN24 6.0 Plus Mondo Ubi 3.0 | 44.2 |  |  | BYD | HVM 22.1 | 2 | Fronius | Symo GEN24 6.0 Plus | BYD | 2026-10-05
2021-07-07 | HBS2754 | BYD HVM 11.0 (x3) w/ Fronius Symo GEN24 6.0 Plus Mondo Ubi 3.0 | 33 |  |  | BYD | HVM 11.0 | 3 | Fronius | Symo GEN24 6.0 Plus | BYD | 2026-10-05
2021-07-07 | HBS2755 | BYD HVM 13.8 (x3) w/ Fronius Symo GEN24 6.0 Plus Mondo Ubi 3.0 | 41.4 |  |  | BYD | HVM 13.8 | 3 | Fronius | Symo GEN24 6.0 Plus | BYD | 2026-10-05
2021-07-07 | HBS2756 | BYD HVM 16.6 (x3) w/ Fronius Symo GEN24 6.0 Plus Mondo Ubi 3.0 | 49.8 |  |  | BYD | HVM 16.6 | 3 | Fronius | Symo GEN24 6.0 Plus | BYD | 2026-10-05
2021-07-07 | HBS2757 | BYD HVM 19.3 (x3) w/ Fronius Symo GEN24 6.0 Plus Mondo Ubi 3.0 | 57.9 |  |  | BYD | HVM 19.3 | 3 | Fronius | Symo GEN24 6.0 Plus | BYD | 2026-10-05
2021-07-07 | HBS2758 | BYD HVS 12.8 (x1) w/ Fronius Symo GEN24 8.0 Plus Mondo Ubi 3.0 | 12.8 |  |  | BYD | HVS 12.8 | 1 | Fronius | Symo GEN24 8.0 Plus | BYD | 2026-10-05
2021-07-07 | HBS2759 | BYD HVS 7.7 (x1) w/ Fronius Symo GEN24 8.0 Plus Mondo Ubi 3.0 | 7.7 |  |  | BYD | HVS 7.7 | 1 | Fronius | Symo GEN24 8.0 Plus | BYD | 2026-10-05
2021-07-07 | HBS2760 | BYD HVS 10.2 (x1) w/ Fronius Symo GEN24 8.0 Plus Mondo Ubi 3.0 | 10.2 |  |  | BYD | HVS 10.2 | 1 | Fronius | Symo GEN24 8.0 Plus | BYD | 2026-10-05
2021-07-07 | HBS2761 | BYD HVS 12.8 (x2) w/ Fronius Symo GEN24 8.0 Plus Mondo Ubi 3.0 | 25.6 |  |  | BYD | HVS 12.8 | 2 | Fronius | Symo GEN24 8.0 Plus | BYD | 2026-10-05
2021-07-07 | HBS2762 | BYD HVS 7.7 (x2) w/ Fronius Symo GEN24 8.0 Plus Mondo Ubi 3.0 | 15.4 |  |  | BYD | HVS 7.7 | 2 | Fronius | Symo GEN24 8.0 Plus | BYD | 2026-10-05
2021-07-07 | HBS2763 | BYD HVS 10.2 (x2) w/ Fronius Symo GEN24 8.0 Plus Mondo Ubi 3.0 | 20.4 |  |  | BYD | HVS 10.2 | 2 | Fronius | Symo GEN24 8.0 Plus | BYD | 2026-10-05
2021-07-07 | HBS2764 | BYD HVS 12.8 (x3) w/ Fronius Symo GEN24 8.0 Plus Mondo Ubi 3.0 | 38.4 |  |  | BYD | HVS 12.8 | 3 | Fronius | Symo GEN24 8.0 Plus | BYD | 2026-10-05
2021-07-07 | HBS2765 | BYD HVS 7.7 (x3) w/ Fronius Symo GEN24 8.0 Plus Mondo Ubi 3.0 | 23.1 |  |  | BYD | HVS 7.7 | 3 | Fronius | Symo GEN24 8.0 Plus | BYD | 2026-10-05
2021-07-07 | HBS2766 | BYD HVS 10.2 (x3) w/ Fronius Symo GEN24 8.0 Plus Mondo Ubi 3.0 | 30.6 |  |  | BYD | HVS 10.2 | 3 | Fronius | Symo GEN24 8.0 Plus | BYD | 2026-10-05
2021-07-07 | HBS2767 | BYD HVM 11.0 (x1) w/ Fronius Symo GEN24 8.0 Plus Mondo Ubi 3.0 | 11 |  |  | BYD | HVM 11.0 | 1 | Fronius | Symo GEN24 8.0 Plus | BYD | 2026-10-05
2021-07-07 | HBS2768 | BYD HVM 13.8 (x1) w/ Fronius Symo GEN24 8.0 Plus Mondo Ubi 3.0 | 13.8 |  |  | BYD | HVM 13.8 | 1 | Fronius | Symo GEN24 8.0 Plus | BYD | 2026-10-05
2021-07-07 | HBS2769 | BYD HVM 16.6 (x1) w/ Fronius Symo GEN24 8.0 Plus Mondo Ubi 3.0 | 16.6 |  |  | BYD | HVM 16.6 | 1 | Fronius | Symo GEN24 8.0 Plus | BYD | 2026-10-05
2021-07-07 | HBS2770 | BYD HVM 19.3 (x1) w/ Fronius Symo GEN24 8.0 Plus Mondo Ubi 3.0 | 19.3 |  |  | BYD | HVM 19.3 | 1 | Fronius | Symo GEN24 8.0 Plus | BYD | 2026-10-05
2021-07-07 | HBS2771 | BYD HVM 22.1 (x1) w/ Fronius Symo GEN24 8.0 Plus Mondo Ubi 3.0 | 22.1 |  |  | BYD | HVM 22.1 | 1 | Fronius | Symo GEN24 8.0 Plus | BYD | 2026-10-05
2021-07-07 | HBS2772 | BYD HVM 11.0 (x2) w/ Fronius Symo GEN24 8.0 Plus Mondo Ubi 3.0 | 22 |  |  | BYD | HVM 11.0 | 2 | Fronius | Symo GEN24 8.0 Plus | BYD | 2026-10-05
2021-07-07 | HBS2773 | BYD HVM 13.8 (x2) w/ Fronius Symo GEN24 8.0 Plus Mondo Ubi 3.0 | 27.6 |  |  | BYD | HVM 13.8 | 2 | Fronius | Symo GEN24 8.0 Plus | BYD | 2026-10-05
2021-07-07 | HBS2774 | BYD HVM 16.6 (x2) w/ Fronius Symo GEN24 8.0 Plus Mondo Ubi 3.0 | 33.2 |  |  | BYD | HVM 16.6 | 2 | Fronius | Symo GEN24 8.0 Plus | BYD | 2026-10-05
2021-07-07 | HBS2775 | BYD HVM 19.3 (x2) w/ Fronius Symo GEN24 8.0 Plus Mondo Ubi 3.0 | 38.6 |  |  | BYD | HVM 19.3 | 2 | Fronius | Symo GEN24 8.0 Plus | BYD | 2026-10-05
2021-07-07 | HBS2776 | BYD HVM 22.1 (x2) w/ Fronius Symo GEN24 8.0 Plus Mondo Ubi 3.0 | 44.2 |  |  | BYD | HVM 22.1 | 2 | Fronius | Symo GEN24 8.0 Plus | BYD | 2026-10-05
2021-07-07 | HBS2777 | BYD HVM 11.0 (x3) w/ Fronius Symo GEN24 8.0 Plus Mondo Ubi 3.0 | 33 |  |  | BYD | HVM 11.0 | 3 | Fronius | Symo GEN24 8.0 Plus | BYD | 2026-10-05
2021-07-07 | HBS2778 | BYD HVM 13.8 (x3) w/ Fronius Symo GEN24 8.0 Plus Mondo Ubi 3.0 | 41.4 |  |  | BYD | HVM 13.8 | 3 | Fronius | Symo GEN24 8.0 Plus | BYD | 2026-10-05
2021-07-07 | HBS2779 | BYD HVM 16.6 (x3) w/ Fronius Symo GEN24 8.0 Plus Mondo Ubi 3.0 | 49.8 |  |  | BYD | HVM 16.6 | 3 | Fronius | Symo GEN24 8.0 Plus | BYD | 2026-10-05
2021-07-07 | HBS2780 | BYD HVM 19.3 (x3) w/ Fronius Symo GEN24 8.0 Plus Mondo Ubi 3.0 | 57.9 |  |  | BYD | HVM 19.3 | 3 | Fronius | Symo GEN24 8.0 Plus | BYD | 2026-10-05
2021-07-07 | HBS2781 | BYD HVS 12.8 (x1) w/ Fronius Symo GEN24 10.0 Plus Mondo Ubi 3.0 | 12.8 |  |  | BYD | HVS 12.8 | 1 | Fronius | Symo GEN24 10.0 Plus | BYD | 2026-10-05
2021-07-07 | HBS2782 | BYD HVS 7.7 (x1) w/ Fronius Symo GEN24 10.0 Plus Mondo Ubi 3.0 | 7.7 |  |  | BYD | HVS 7.7 | 1 | Fronius | Symo GEN24 10.0 Plus | BYD | 2026-10-05
2021-07-07 | HBS2783 | BYD HVS 10.2 (x1) w/ Fronius Symo GEN24 10.0 Plus Mondo Ubi 3.0 | 10.2 |  |  | BYD | HVS 10.2 | 1 | Fronius | Symo GEN24 10.0 Plus | BYD | 2026-10-05
2021-07-07 | HBS2784 | BYD HVS 12.8 (x2) w/ Fronius Symo GEN24 10.0 Plus Mondo Ubi 3.0 | 25.6 |  |  | BYD | HVS 12.8 | 2 | Fronius | Symo GEN24 10.0 Plus | BYD | 2026-10-05
2021-07-07 | HBS2785 | BYD HVS 7.7 (x2) w/ Fronius Symo GEN24 10.0 Plus Mondo Ubi 3.0 | 15.4 |  |  | BYD | HVS 7.7 | 2 | Fronius | Symo GEN24 10.0 Plus | BYD | 2026-10-05
2021-07-07 | HBS2786 | BYD HVS 10.2 (x2) w/ Fronius Symo GEN24 10.0 Plus Mondo Ubi 3.0 | 20.4 |  |  | BYD | HVS 10.2 | 2 | Fronius | Symo GEN24 10.0 Plus | BYD | 2026-10-05
2021-07-07 | HBS2787 | BYD HVS 12.8 (x3) w/ Fronius Symo GEN24 10.0 Plus Mondo Ubi 3.0 | 38.4 |  |  | BYD | HVS 12.8 | 3 | Fronius | Symo GEN24 10.0 Plus | BYD | 2026-10-05
2021-07-07 | HBS2788 | BYD HVS 7.7 (x3) w/ Fronius Symo GEN24 10.0 Plus Mondo Ubi 3.0 | 23.1 |  |  | BYD | HVS 7.7 | 3 | Fronius | Symo GEN24 10.0 Plus | BYD | 2026-10-05
2021-07-07 | HBS2789 | BYD HVS 10.2 (x3) w/ Fronius Symo GEN24 10.0 Plus Mondo Ubi 3.0 | 30.6 |  |  | BYD | HVS 10.2 | 3 | Fronius | Symo GEN24 10.0 Plus | BYD | 2026-10-05
2021-07-07 | HBS2790 | BYD HVM 11.0 (x1) w/ Fronius Symo GEN24 10.0 Plus Mondo Ubi 3.0 | 11 |  |  | BYD | HVM 11.0 | 1 | Fronius | Symo GEN24 10.0 Plus | BYD | 2026-10-05
2021-07-07 | HBS2791 | BYD HVM 13.8 (x1) w/ Fronius Symo GEN24 10.0 Plus Mondo Ubi 3.0 | 13.8 |  |  | BYD | HVM 13.8 | 1 | Fronius | Symo GEN24 10.0 Plus | BYD | 2026-10-05
2021-07-07 | HBS2792 | BYD HVM 16.6 (x1) w/ Fronius Symo GEN24 10.0 Plus Mondo Ubi 3.0 | 16.6 |  |  | BYD | HVM 16.6 | 1 | Fronius | Symo GEN24 10.0 Plus | BYD | 2026-10-05
2021-07-07 | HBS2793 | BYD HVM 19.3 (x1) w/ Fronius Symo GEN24 10.0 Plus Mondo Ubi 3.0 | 19.3 |  |  | BYD | HVM 19.3 | 1 | Fronius | Symo GEN24 10.0 Plus | BYD | 2026-10-05
2021-07-07 | HBS2794 | BYD HVM 22.1 (x1) w/ Fronius Symo GEN24 10.0 Plus Mondo Ubi 3.0 | 22.1 |  |  | BYD | HVM 22.1 | 1 | Fronius | Symo GEN24 10.0 Plus | BYD | 2026-10-05
2021-07-07 | HBS2795 | BYD HVM 11.0 (x2) w/ Fronius Symo GEN24 10.0 Plus Mondo Ubi 3.0 | 22 |  |  | BYD | HVM 11.0 | 2 | Fronius | Symo GEN24 10.0 Plus | BYD | 2026-10-05
2021-07-07 | HBS2796 | BYD HVM 13.8 (x2) w/ Fronius Symo GEN24 10.0 Plus Mondo Ubi 3.0 | 27.6 |  |  | BYD | HVM 13.8 | 2 | Fronius | Symo GEN24 10.0 Plus | BYD | 2026-10-05
2021-07-07 | HBS2797 | BYD HVM 16.6 (x2) w/ Fronius Symo GEN24 10.0 Plus Mondo Ubi 3.0 | 33.2 |  |  | BYD | HVM 16.6 | 2 | Fronius | Symo GEN24 10.0 Plus | BYD | 2026-10-05
2021-07-07 | HBS2798 | BYD HVM 19.3 (x2) w/ Fronius Symo GEN24 10.0 Plus Mondo Ubi 3.0 | 38.6 |  |  | BYD | HVM 19.3 | 2 | Fronius | Symo GEN24 10.0 Plus | BYD | 2026-10-05
2021-07-07 | HBS2799 | BYD HVM 22.1 (x2) w/ Fronius Symo GEN24 10.0 Plus Mondo Ubi 3.0 | 44.2 |  |  | BYD | HVM 22.1 | 2 | Fronius | Symo GEN24 10.0 Plus | BYD | 2026-10-05
2021-07-07 | HBS2800 | BYD HVM 11.0 (x3) w/ Fronius Symo GEN24 10.0 Plus Mondo Ubi 3.0 | 33 |  |  | BYD | HVM 11.0 | 3 | Fronius | Symo GEN24 10.0 Plus | BYD | 2026-10-05
2021-07-07 | HBS2801 | BYD HVM 13.8 (x3) w/ Fronius Symo GEN24 10.0 Plus Mondo Ubi 3.0 | 41.4 |  |  | BYD | HVM 13.8 | 3 | Fronius | Symo GEN24 10.0 Plus | BYD | 2026-10-05
2021-07-07 | HBS2802 | BYD HVM 16.6 (x3) w/ Fronius Symo GEN24 10.0 Plus Mondo Ubi 3.0 | 49.8 |  |  | BYD | HVM 16.6 | 3 | Fronius | Symo GEN24 10.0 Plus | BYD | 2026-10-05
2021-07-07 | HBS2803 | BYD HVM 19.3 (x3) w/ Fronius Symo GEN24 10.0 Plus Mondo Ubi 3.0 | 57.9 |  |  | BYD | HVM 19.3 | 3 | Fronius | Symo GEN24 10.0 Plus | BYD | 2026-10-05
2021-07-07 | HBS2804 | BYD HVS 12.8 (x1) w/ Fronius Primo GEN24 3.0 Plus Mondo Ubi 3.0 | 12.8 |  |  | BYD | HVS 12.8 | 1 | Fronius | Primo GEN24 3.0 Plus | BYD | 2026-09-29
2021-07-07 | HBS2805 | BYD HVS 7.7 (x1) w/ Fronius Primo GEN24 3.0 Plus Mondo Ubi 3.0 | 7.7 |  |  | BYD | HVS 7.7 | 1 | Fronius | Primo GEN24 3.0 Plus | BYD | 2026-09-29
2021-07-07 | HBS2806 | BYD HVS 12.8 (x2) w/ Fronius Primo GEN24 3.0 Plus Mondo Ubi 3.0 | 25.6 |  |  | BYD | HVS 12.8 | 2 | Fronius | Primo GEN24 3.0 Plus | BYD | 2026-09-29
2021-07-07 | HBS2807 | BYD HVS 7.7 (x2) w/ Fronius Primo GEN24 3.0 Plus Mondo Ubi 3.0 | 15.4 |  |  | BYD | HVS 7.7 | 2 | Fronius | Primo GEN24 3.0 Plus | BYD | 2026-09-29
2021-07-07 | HBS2808 | BYD HVS 12.8 (x3) w/ Fronius Primo GEN24 3.0 Plus Mondo Ubi 3.0 | 38.4 |  |  | BYD | HVS 12.8 | 3 | Fronius | Primo GEN24 3.0 Plus | BYD | 2026-09-29
2021-07-07 | HBS2809 | BYD HVS 7.7 (x3) w/ Fronius Primo GEN24 3.0 Plus Mondo Ubi 3.0 | 23.1 |  |  | BYD | HVS 7.7 | 3 | Fronius | Primo GEN24 3.0 Plus | BYD | 2026-09-29
2021-07-07 | HBS2810 | BYD HVM 11.0 (x1) w/ Fronius Primo GEN24 3.0 Plus Mondo Ubi 3.0 | 11 |  |  | BYD | HVM 11.0 | 1 | Fronius | Primo GEN24 3.0 Plus | BYD | 2026-09-29
2021-07-07 | HBS2811 | BYD HVM 13.8 (x1) w/ Fronius Primo GEN24 3.0 Plus Mondo Ubi 3.0 | 13.8 |  |  | BYD | HVM 13.8 | 1 | Fronius | Primo GEN24 3.0 Plus | BYD | 2026-09-29
2021-07-07 | HBS2812 | BYD HVM 16.6 (x1) w/ Fronius Primo GEN24 3.0 Plus Mondo Ubi 3.0 | 16.6 |  |  | BYD | HVM 16.6 | 1 | Fronius | Primo GEN24 3.0 Plus | BYD | 2026-09-29
2021-07-07 | HBS2813 | BYD HVM 19.3 (x1) w/ Fronius Primo GEN24 3.0 Plus Mondo Ubi 3.0 | 19.3 |  |  | BYD | HVM 19.3 | 1 | Fronius | Primo GEN24 3.0 Plus | BYD | 2026-09-29
2021-07-07 | HBS2814 | BYD HVM 11.0 (x2) w/ Fronius Primo GEN24 3.0 Plus Mondo Ubi 3.0 | 22 |  |  | BYD | HVM 11.0 | 2 | Fronius | Primo GEN24 3.0 Plus | BYD | 2026-09-29
2021-07-07 | HBS2815 | BYD HVM 13.8 (x2) w/ Fronius Primo GEN24 3.0 Plus Mondo Ubi 3.0 | 27.6 |  |  | BYD | HVM 13.8 | 2 | Fronius | Primo GEN24 3.0 Plus | BYD | 2026-09-29
2021-07-07 | HBS2816 | BYD HVM 16.6 (x2) w/ Fronius Primo GEN24 3.0 Plus Mondo Ubi 3.0 | 33.2 |  |  | BYD | HVM 16.6 | 2 | Fronius | Primo GEN24 3.0 Plus | BYD | 2026-09-29
2021-07-07 | HBS2817 | BYD HVM 19.3 (x2) w/ Fronius Primo GEN24 3.0 Plus Mondo Ubi 3.0 | 38.6 |  |  | BYD | HVM 19.3 | 2 | Fronius | Primo GEN24 3.0 Plus | BYD | 2026-09-29
2021-07-07 | HBS2818 | BYD HVM 11.0 (x3) w/ Fronius Primo GEN24 3.0 Plus Mondo Ubi 3.0 | 33 |  |  | BYD | HVM 11.0 | 3 | Fronius | Primo GEN24 3.0 Plus | BYD | 2026-09-29
2021-07-07 | HBS2819 | BYD HVM 13.8 (x3) w/ Fronius Primo GEN24 3.0 Plus Mondo Ubi 3.0 | 41.4 |  |  | BYD | HVM 13.8 | 3 | Fronius | Primo GEN24 3.0 Plus | BYD | 2026-09-29
2021-07-07 | HBS2820 | BYD HVM 16.6 (x3) w/ Fronius Primo GEN24 3.0 Plus Mondo Ubi 3.0 | 49.8 |  |  | BYD | HVM 16.6 | 3 | Fronius | Primo GEN24 3.0 Plus | BYD | 2026-09-29
2021-07-07 | HBS2821 | BYD HVM 19.3 (x3) w/ Fronius Primo GEN24 3.0 Plus Mondo Ubi 3.0 | 57.9 |  |  | BYD | HVM 19.3 | 3 | Fronius | Primo GEN24 3.0 Plus | BYD | 2026-09-29
2021-07-07 | HBS2822 | BYD HVS 12.8 (x1) w/ Fronius Primo GEN24 3.6 Plus Mondo Ubi 3.0 | 12.8 |  |  | BYD | HVS 12.8 | 1 | Fronius | Primo GEN24 3.6 Plus | BYD | 2026-10-05
2021-07-07 | HBS2823 | BYD HVS 7.7 (x1) w/ Fronius Primo GEN24 3.6 Plus Mondo Ubi 3.0 | 7.7 |  |  | BYD | HVS 7.7 | 1 | Fronius | Primo GEN24 3.6 Plus | BYD | 2026-10-05
2021-07-07 | HBS2824 | BYD HVS 12.8 (x2) w/ Fronius Primo GEN24 3.6 Plus Mondo Ubi 3.0 | 25.6 |  |  | BYD | HVS 12.8 | 2 | Fronius | Primo GEN24 3.6 Plus | BYD | 2026-10-05
2021-07-07 | HBS2825 | BYD HVS 7.7 (x2) w/ Fronius Primo GEN24 3.6 Plus Mondo Ubi 3.0 | 15.4 |  |  | BYD | HVS 7.7 | 2 | Fronius | Primo GEN24 3.6 Plus | BYD | 2026-10-05
2021-07-07 | HBS2826 | BYD HVS 12.8 (x3) w/ Fronius Primo GEN24 3.6 Plus Mondo Ubi 3.0 | 38.4 |  |  | BYD | HVS 12.8 | 3 | Fronius | Primo GEN24 3.6 Plus | BYD | 2026-10-05
2021-07-07 | HBS2827 | BYD HVS 7.7 (x3) w/ Fronius Primo GEN24 3.6 Plus Mondo Ubi 3.0 | 23.1 |  |  | BYD | HVS 7.7 | 3 | Fronius | Primo GEN24 3.6 Plus | BYD | 2026-10-05
2021-07-07 | HBS2828 | BYD HVM 11.0 (x1) w/ Fronius Primo GEN24 3.6 Plus Mondo Ubi 3.0 | 11 |  |  | BYD | HVM 11.0 | 1 | Fronius | Primo GEN24 3.6 Plus | BYD | 2026-10-05
2021-07-07 | HBS2829 | BYD HVM 13.8 (x1) w/ Fronius Primo GEN24 3.6 Plus Mondo Ubi 3.0 | 13.8 |  |  | BYD | HVM 13.8 | 1 | Fronius | Primo GEN24 3.6 Plus | BYD | 2026-10-05
2021-07-07 | HBS2830 | BYD HVM 16.6 (x1) w/ Fronius Primo GEN24 3.6 Plus Mondo Ubi 3.0 | 16.6 |  |  | BYD | HVM 16.6 | 1 | Fronius | Primo GEN24 3.6 Plus | BYD | 2026-10-05
2021-07-07 | HBS2831 | BYD HVM 19.3 (x1) w/ Fronius Primo GEN24 3.6 Plus Mondo Ubi 3.0 | 19.3 |  |  | BYD | HVM 19.3 | 1 | Fronius | Primo GEN24 3.6 Plus | BYD | 2026-10-05
2021-07-07 | HBS2832 | BYD HVM 11.0 (x2) w/ Fronius Primo GEN24 3.6 Plus Mondo Ubi 3.0 | 22 |  |  | BYD | HVM 11.0 | 2 | Fronius | Primo GEN24 3.6 Plus | BYD | 2026-10-05
2021-07-07 | HBS2833 | BYD HVM 13.8 (x2) w/ Fronius Primo GEN24 3.6 Plus Mondo Ubi 3.0 | 27.6 |  |  | BYD | HVM 13.8 | 2 | Fronius | Primo GEN24 3.6 Plus | BYD | 2026-10-05
2021-07-07 | HBS2834 | BYD HVM 16.6 (x2) w/ Fronius Primo GEN24 3.6 Plus Mondo Ubi 3.0 | 33.2 |  |  | BYD | HVM 16.6 | 2 | Fronius | Primo GEN24 3.6 Plus | BYD | 2026-10-05
2021-07-07 | HBS2835 | BYD HVM 19.3 (x2) w/ Fronius Primo GEN24 3.6 Plus Mondo Ubi 3.0 | 38.6 |  |  | BYD | HVM 19.3 | 2 | Fronius | Primo GEN24 3.6 Plus | BYD | 2026-10-05
2021-07-07 | HBS2836 | BYD HVM 11.0 (x3) w/ Fronius Primo GEN24 3.6 Plus Mondo Ubi 3.0 | 33 |  |  | BYD | HVM 11.0 | 3 | Fronius | Primo GEN24 3.6 Plus | BYD | 2026-10-05
2021-07-07 | HBS2837 | BYD HVM 13.8 (x3) w/ Fronius Primo GEN24 3.6 Plus Mondo Ubi 3.0 | 41.4 |  |  | BYD | HVM 13.8 | 3 | Fronius | Primo GEN24 3.6 Plus | BYD | 2026-10-05
2021-07-07 | HBS2838 | BYD HVM 16.6 (x3) w/ Fronius Primo GEN24 3.6 Plus Mondo Ubi 3.0 | 49.8 |  |  | BYD | HVM 16.6 | 3 | Fronius | Primo GEN24 3.6 Plus | BYD | 2026-10-05
2021-07-07 | HBS2839 | BYD HVM 19.3 (x3) w/ Fronius Primo GEN24 3.6 Plus Mondo Ubi 3.0 | 57.9 |  |  | BYD | HVM 19.3 | 3 | Fronius | Primo GEN24 3.6 Plus | BYD | 2026-10-05
2021-07-07 | HBS2840 | BYD HVS 12.8 (x1) w/ Fronius Primo GEN24 4.0 Plus Mondo Ubi 3.0 | 12.8 |  |  | BYD | HVS 12.8 | 1 | Fronius | Primo GEN24 4.0 Plus | BYD | 2026-10-05
2021-07-07 | HBS2841 | BYD HVS 7.7 (x1) w/ Fronius Primo GEN24 4.0 Plus Mondo Ubi 3.0 | 7.7 |  |  | BYD | HVS 7.7 | 1 | Fronius | Primo GEN24 4.0 Plus | BYD | 2026-10-05
2021-07-07 | HBS2842 | BYD HVS 12.8 (x2) w/ Fronius Primo GEN24 4.0 Plus Mondo Ubi 3.0 | 25.6 |  |  | BYD | HVS 12.8 | 2 | Fronius | Primo GEN24 4.0 Plus | BYD | 2026-10-05
2021-07-07 | HBS2843 | BYD HVS 7.7 (x2) w/ Fronius Primo GEN24 4.0 Plus Mondo Ubi 3.0 | 15.4 |  |  | BYD | HVS 7.7 | 2 | Fronius | Primo GEN24 4.0 Plus | BYD | 2026-10-05
2021-07-07 | HBS2844 | BYD HVS 12.8 (x3) w/ Fronius Primo GEN24 4.0 Plus Mondo Ubi 3.0 | 38.4 |  |  | BYD | HVS 12.8 | 3 | Fronius | Primo GEN24 4.0 Plus | BYD | 2026-10-05
2021-07-07 | HBS2845 | BYD HVS 7.7 (x3) w/ Fronius Primo GEN24 4.0 Plus Mondo Ubi 3.0 | 23.1 |  |  | BYD | HVS 7.7 | 3 | Fronius | Primo GEN24 4.0 Plus | BYD | 2026-10-05
2021-07-07 | HBS2846 | BYD HVM 11.0 (x1) w/ Fronius Primo GEN24 4.0 Plus Mondo Ubi 3.0 | 11 |  |  | BYD | HVM 11.0 | 1 | Fronius | Primo GEN24 4.0 Plus | BYD | 2026-10-05
2021-07-07 | HBS2847 | BYD HVM 13.8 (x1) w/ Fronius Primo GEN24 4.0 Plus Mondo Ubi 3.0 | 13.8 |  |  | BYD | HVM 13.8 | 1 | Fronius | Primo GEN24 4.0 Plus | BYD | 2026-10-05
2021-07-07 | HBS2848 | BYD HVM 16.6 (x1) w/ Fronius Primo GEN24 4.0 Plus Mondo Ubi 3.0 | 16.6 |  |  | BYD | HVM 16.6 | 1 | Fronius | Primo GEN24 4.0 Plus | BYD | 2026-10-05
2021-07-07 | HBS2849 | BYD HVM 19.3 (x1) w/ Fronius Primo GEN24 4.0 Plus Mondo Ubi 3.0 | 19.3 |  |  | BYD | HVM 19.3 | 1 | Fronius | Primo GEN24 4.0 Plus | BYD | 2026-10-05
2021-07-07 | HBS2850 | BYD HVM 11.0 (x2) w/ Fronius Primo GEN24 4.0 Plus Mondo Ubi 3.0 | 22 |  |  | BYD | HVM 11.0 | 2 | Fronius | Primo GEN24 4.0 Plus | BYD | 2026-10-05
2021-07-07 | HBS2851 | BYD HVM 13.8 (x2) w/ Fronius Primo GEN24 4.0 Plus Mondo Ubi 3.0 | 27.6 |  |  | BYD | HVM 13.8 | 2 | Fronius | Primo GEN24 4.0 Plus | BYD | 2026-10-05
2021-07-07 | HBS2852 | BYD HVM 16.6 (x2) w/ Fronius Primo GEN24 4.0 Plus Mondo Ubi 3.0 | 33.2 |  |  | BYD | HVM 16.6 | 2 | Fronius | Primo GEN24 4.0 Plus | BYD | 2026-10-05
2021-07-07 | HBS2853 | BYD HVM 19.3 (x2) w/ Fronius Primo GEN24 4.0 Plus Mondo Ubi 3.0 | 38.6 |  |  | BYD | HVM 19.3 | 2 | Fronius | Primo GEN24 4.0 Plus | BYD | 2026-10-05
2021-07-07 | HBS2854 | BYD HVM 11.0 (x3) w/ Fronius Primo GEN24 4.0 Plus Mondo Ubi 3.0 | 33 |  |  | BYD | HVM 11.0 | 3 | Fronius | Primo GEN24 4.0 Plus | BYD | 2026-10-05
2021-07-07 | HBS2855 | BYD HVM 13.8 (x3) w/ Fronius Primo GEN24 4.0 Plus Mondo Ubi 3.0 | 41.4 |  |  | BYD | HVM 13.8 | 3 | Fronius | Primo GEN24 4.0 Plus | BYD | 2026-10-05
2021-07-07 | HBS2856 | BYD HVM 16.6 (x3) w/ Fronius Primo GEN24 4.0 Plus Mondo Ubi 3.0 | 49.8 |  |  | BYD | HVM 16.6 | 3 | Fronius | Primo GEN24 4.0 Plus | BYD | 2026-10-05
2021-07-07 | HBS2857 | BYD HVM 19.3 (x3) w/ Fronius Primo GEN24 4.0 Plus Mondo Ubi 3.0 | 57.9 |  |  | BYD | HVM 19.3 | 3 | Fronius | Primo GEN24 4.0 Plus | BYD | 2026-10-05
2021-07-07 | HBS2858 | BYD HVS 12.8 (x1) w/ Fronius Primo GEN24 4.6 Plus Mondo Ubi 3.0 | 12.8 |  |  | BYD | HVS 12.8 | 1 | Fronius | Primo GEN24 4.6 Plus | BYD | 2026-10-05
2021-07-07 | HBS2859 | BYD HVS 7.7 (x1) w/ Fronius Primo GEN24 4.6 Plus Mondo Ubi 3.0 | 7.7 |  |  | BYD | HVS 7.7 | 1 | Fronius | Primo GEN24 4.6 Plus | BYD | 2026-10-05
2021-07-07 | HBS2860 | BYD HVS 12.8 (x2) w/ Fronius Primo GEN24 4.6 Plus Mondo Ubi 3.0 | 25.6 |  |  | BYD | HVS 12.8 | 2 | Fronius | Primo GEN24 4.6 Plus | BYD | 2026-10-05
2021-07-07 | HBS2861 | BYD HVS 7.7 (x2) w/ Fronius Primo GEN24 4.6 Plus Mondo Ubi 3.0 | 15.4 |  |  | BYD | HVS 7.7 | 2 | Fronius | Primo GEN24 4.6 Plus | BYD | 2026-10-05
2021-07-07 | HBS2862 | BYD HVS 12.8 (x3) w/ Fronius Primo GEN24 4.6 Plus Mondo Ubi 3.0 | 38.4 |  |  | BYD | HVS 12.8 | 3 | Fronius | Primo GEN24 4.6 Plus | BYD | 2026-10-05
2021-07-07 | HBS2863 | BYD HVS 7.7 (x3) w/ Fronius Primo GEN24 4.6 Plus Mondo Ubi 3.0 | 23.1 |  |  | BYD | HVS 7.7 | 3 | Fronius | Primo GEN24 4.6 Plus | BYD | 2026-10-05
2021-07-07 | HBS2864 | BYD HVM 11.0 (x1) w/ Fronius Primo GEN24 4.6 Plus Mondo Ubi 3.0 | 11 |  |  | BYD | HVM 11.0 | 1 | Fronius | Primo GEN24 4.6 Plus | BYD | 2026-10-05
2021-07-07 | HBS2865 | BYD HVM 13.8 (x1) w/ Fronius Primo GEN24 4.6 Plus Mondo Ubi 3.0 | 13.8 |  |  | BYD | HVM 13.8 | 1 | Fronius | Primo GEN24 4.6 Plus | BYD | 2026-10-05
2021-07-07 | HBS2866 | BYD HVM 16.6 (x1) w/ Fronius Primo GEN24 4.6 Plus Mondo Ubi 3.0 | 16.6 |  |  | BYD | HVM 16.6 | 1 | Fronius | Primo GEN24 4.6 Plus | BYD | 2026-10-05
2021-07-07 | HBS2867 | BYD HVM 19.3 (x1) w/ Fronius Primo GEN24 4.6 Plus Mondo Ubi 3.0 | 19.3 |  |  | BYD | HVM 19.3 | 1 | Fronius | Primo GEN24 4.6 Plus | BYD | 2026-10-05
2021-07-07 | HBS2868 | BYD HVM 11.0 (x2) w/ Fronius Primo GEN24 4.6 Plus Mondo Ubi 3.0 | 22 |  |  | BYD | HVM 11.0 | 2 | Fronius | Primo GEN24 4.6 Plus | BYD | 2026-10-05
2021-07-07 | HBS2869 | BYD HVM 13.8 (x2) w/ Fronius Primo GEN24 4.6 Plus Mondo Ubi 3.0 | 27.6 |  |  | BYD | HVM 13.8 | 2 | Fronius | Primo GEN24 4.6 Plus | BYD | 2026-10-05
2021-07-07 | HBS2870 | BYD HVM 16.6 (x2) w/ Fronius Primo GEN24 4.6 Plus Mondo Ubi 3.0 | 33.2 |  |  | BYD | HVM 16.6 | 2 | Fronius | Primo GEN24 4.6 Plus | BYD | 2026-10-05
2021-07-07 | HBS2871 | BYD HVM 19.3 (x2) w/ Fronius Primo GEN24 4.6 Plus Mondo Ubi 3.0 | 38.6 |  |  | BYD | HVM 19.3 | 2 | Fronius | Primo GEN24 4.6 Plus | BYD | 2026-10-05
2021-07-07 | HBS2872 | BYD HVM 11.0 (x3) w/ Fronius Primo GEN24 4.6 Plus Mondo Ubi 3.0 | 33 |  |  | BYD | HVM 11.0 | 3 | Fronius | Primo GEN24 4.6 Plus | BYD | 2026-10-05
2021-07-07 | HBS2873 | BYD HVM 13.8 (x3) w/ Fronius Primo GEN24 4.6 Plus Mondo Ubi 3.0 | 41.4 |  |  | BYD | HVM 13.8 | 3 | Fronius | Primo GEN24 4.6 Plus | BYD | 2026-10-05
2021-07-07 | HBS2874 | BYD HVM 16.6 (x3) w/ Fronius Primo GEN24 4.6 Plus Mondo Ubi 3.0 | 49.8 |  |  | BYD | HVM 16.6 | 3 | Fronius | Primo GEN24 4.6 Plus | BYD | 2026-10-05
2021-07-07 | HBS2875 | BYD HVM 19.3 (x3) w/ Fronius Primo GEN24 4.6 Plus Mondo Ubi 3.0 | 57.9 |  |  | BYD | HVM 19.3 | 3 | Fronius | Primo GEN24 4.6 Plus | BYD | 2026-10-05
2021-07-07 | HBS2876 | BYD HVS 12.8 (x1) w/ Fronius Primo GEN24 5.0 Plus Mondo Ubi 3.0 | 12.8 |  |  | BYD | HVS 12.8 | 1 | Fronius | Primo GEN24 5.0 Plus | BYD | 2026-10-05
2021-07-07 | HBS2877 | BYD HVS 7.7 (x1) w/ Fronius Primo GEN24 5.0 Plus Mondo Ubi 3.0 | 7.7 |  |  | BYD | HVS 7.7 | 1 | Fronius | Primo GEN24 5.0 Plus | BYD | 2026-10-05
2021-07-07 | HBS2878 | BYD HVS 12.8 (x2) w/ Fronius Primo GEN24 5.0 Plus Mondo Ubi 3.0 | 25.6 |  |  | BYD | HVS 12.8 | 2 | Fronius | Primo GEN24 5.0 Plus | BYD | 2026-10-05
2021-07-07 | HBS2879 | BYD HVS 7.7 (x2) w/ Fronius Primo GEN24 5.0 Plus Mondo Ubi 3.0 | 15.4 |  |  | BYD | HVS 7.7 | 2 | Fronius | Primo GEN24 5.0 Plus | BYD | 2026-10-05
2021-07-07 | HBS2880 | BYD HVS 12.8 (x3) w/ Fronius Primo GEN24 5.0 Plus Mondo Ubi 3.0 | 38.4 |  |  | BYD | HVS 12.8 | 3 | Fronius | Primo GEN24 5.0 Plus | BYD | 2026-10-05
2021-07-07 | HBS2881 | BYD HVS 7.7 (x3) w/ Fronius Primo GEN24 5.0 Plus Mondo Ubi 3.0 | 23.1 |  |  | BYD | HVS 7.7 | 3 | Fronius | Primo GEN24 5.0 Plus | BYD | 2026-10-05
2021-07-07 | HBS2882 | BYD HVM 11.0 (x1) w/ Fronius Primo GEN24 5.0 Plus Mondo Ubi 3.0 | 11 |  |  | BYD | HVM 11.0 | 1 | Fronius | Primo GEN24 5.0 Plus | BYD | 2026-10-05
2021-07-07 | HBS2883 | BYD HVM 13.8 (x1) w/ Fronius Primo GEN24 5.0 Plus Mondo Ubi 3.0 | 13.8 |  |  | BYD | HVM 13.8 | 1 | Fronius | Primo GEN24 5.0 Plus | BYD | 2026-10-05
2021-07-07 | HBS2884 | BYD HVM 16.6 (x1) w/ Fronius Primo GEN24 5.0 Plus Mondo Ubi 3.0 | 16.6 |  |  | BYD | HVM 16.6 | 1 | Fronius | Primo GEN24 5.0 Plus | BYD | 2026-10-05
2021-07-07 | HBS2885 | BYD HVM 19.3 (x1) w/ Fronius Primo GEN24 5.0 Plus Mondo Ubi 3.0 | 19.3 |  |  | BYD | HVM 19.3 | 1 | Fronius | Primo GEN24 5.0 Plus | BYD | 2026-10-05
2021-07-07 | HBS2886 | BYD HVM 11.0 (x2) w/ Fronius Primo GEN24 5.0 Plus Mondo Ubi 3.0 | 22 |  |  | BYD | HVM 11.0 | 2 | Fronius | Primo GEN24 5.0 Plus | BYD | 2026-10-05
2021-07-07 | HBS2887 | BYD HVM 13.8 (x2) w/ Fronius Primo GEN24 5.0 Plus Mondo Ubi 3.0 | 27.6 |  |  | BYD | HVM 13.8 | 2 | Fronius | Primo GEN24 5.0 Plus | BYD | 2026-10-05
2021-07-07 | HBS2888 | BYD HVM 16.6 (x2) w/ Fronius Primo GEN24 5.0 Plus Mondo Ubi 3.0 | 33.2 |  |  | BYD | HVM 16.6 | 2 | Fronius | Primo GEN24 5.0 Plus | BYD | 2026-10-05
2021-07-07 | HBS2889 | BYD HVM 19.3 (x2) w/ Fronius Primo GEN24 5.0 Plus Mondo Ubi 3.0 | 38.6 |  |  | BYD | HVM 19.3 | 2 | Fronius | Primo GEN24 5.0 Plus | BYD | 2026-10-05
2021-07-07 | HBS2890 | BYD HVM 11.0 (x3) w/ Fronius Primo GEN24 5.0 Plus Mondo Ubi 3.0 | 33 |  |  | BYD | HVM 11.0 | 3 | Fronius | Primo GEN24 5.0 Plus | BYD | 2026-10-05
2021-07-07 | HBS2891 | BYD HVM 13.8 (x3) w/ Fronius Primo GEN24 5.0 Plus Mondo Ubi 3.0 | 41.4 |  |  | BYD | HVM 13.8 | 3 | Fronius | Primo GEN24 5.0 Plus | BYD | 2026-10-05
2021-07-07 | HBS2892 | BYD HVM 16.6 (x3) w/ Fronius Primo GEN24 5.0 Plus Mondo Ubi 3.0 | 49.8 |  |  | BYD | HVM 16.6 | 3 | Fronius | Primo GEN24 5.0 Plus | BYD | 2026-10-05
2021-07-07 | HBS2893 | BYD HVM 19.3 (x3) w/ Fronius Primo GEN24 5.0 Plus Mondo Ubi 3.0 | 57.9 |  |  | BYD | HVM 19.3 | 3 | Fronius | Primo GEN24 5.0 Plus | BYD | 2026-10-05
2021-07-07 | HBS2894 | BYD HVS 12.8 (x1) w/ Fronius Primo GEN24 6.0 Plus Mondo Ubi 3.0 | 12.8 |  |  | BYD | HVS 12.8 | 1 | Fronius | Primo GEN24 6.0 Plus | BYD | 2026-10-05
2021-07-07 | HBS2895 | BYD HVS 7.7 (x1) w/ Fronius Primo GEN24 6.0 Plus Mondo Ubi 3.0 | 7.7 |  |  | BYD | HVS 7.7 | 1 | Fronius | Primo GEN24 6.0 Plus | BYD | 2026-10-05
2021-07-07 | HBS2896 | BYD HVS 12.8 (x2) w/ Fronius Primo GEN24 6.0 Plus Mondo Ubi 3.0 | 25.6 |  |  | BYD | HVS 12.8 | 2 | Fronius | Primo GEN24 6.0 Plus | BYD | 2026-10-05
2021-07-07 | HBS2897 | BYD HVS 7.7 (x2) w/ Fronius Primo GEN24 6.0 Plus Mondo Ubi 3.0 | 15.4 |  |  | BYD | HVS 7.7 | 2 | Fronius | Primo GEN24 6.0 Plus | BYD | 2026-10-05
2021-07-07 | HBS2898 | BYD HVS 12.8 (x3) w/ Fronius Primo GEN24 6.0 Plus Mondo Ubi 3.0 | 38.4 |  |  | BYD | HVS 12.8 | 3 | Fronius | Primo GEN24 6.0 Plus | BYD | 2026-10-05
2021-07-07 | HBS2899 | BYD HVS 7.7 (x3) w/ Fronius Primo GEN24 6.0 Plus Mondo Ubi 3.0 | 23.1 |  |  | BYD | HVS 7.7 | 3 | Fronius | Primo GEN24 6.0 Plus | BYD | 2026-10-05
2021-07-07 | HBS2900 | BYD HVM 11.0 (x1) w/ Fronius Primo GEN24 6.0 Plus Mondo Ubi 3.0 | 11 |  |  | BYD | HVM 11.0 | 1 | Fronius | Primo GEN24 6.0 Plus | BYD | 2026-10-05
2021-07-07 | HBS2901 | BYD HVM 13.8 (x1) w/ Fronius Primo GEN24 6.0 Plus Mondo Ubi 3.0 | 13.8 |  |  | BYD | HVM 13.8 | 1 | Fronius | Primo GEN24 6.0 Plus | BYD | 2026-10-05
2021-07-07 | HBS2902 | BYD HVM 16.6 (x1) w/ Fronius Primo GEN24 6.0 Plus Mondo Ubi 3.0 | 16.6 |  |  | BYD | HVM 16.6 | 1 | Fronius | Primo GEN24 6.0 Plus | BYD | 2026-10-05
2021-07-07 | HBS2903 | BYD HVM 19.3 (x1) w/ Fronius Primo GEN24 6.0 Plus Mondo Ubi 3.0 | 19.3 |  |  | BYD | HVM 19.3 | 1 | Fronius | Primo GEN24 6.0 Plus | BYD | 2026-10-05
2021-07-07 | HBS2904 | BYD HVM 11.0 (x2) w/ Fronius Primo GEN24 6.0 Plus Mondo Ubi 3.0 | 22 |  |  | BYD | HVM 11.0 | 2 | Fronius | Primo GEN24 6.0 Plus | BYD | 2026-10-05
2021-07-07 | HBS2905 | BYD HVM 13.8 (x2) w/ Fronius Primo GEN24 6.0 Plus Mondo Ubi 3.0 | 27.6 |  |  | BYD | HVM 13.8 | 2 | Fronius | Primo GEN24 6.0 Plus | BYD | 2026-10-05
2021-07-07 | HBS2906 | BYD HVM 16.6 (x2) w/ Fronius Primo GEN24 6.0 Plus Mondo Ubi 3.0 | 33.2 |  |  | BYD | HVM 16.6 | 2 | Fronius | Primo GEN24 6.0 Plus | BYD | 2026-10-05
2021-07-07 | HBS2907 | BYD HVM 19.3 (x2) w/ Fronius Primo GEN24 6.0 Plus Mondo Ubi 3.0 | 38.6 |  |  | BYD | HVM 19.3 | 2 | Fronius | Primo GEN24 6.0 Plus | BYD | 2026-10-05
2021-07-07 | HBS2908 | BYD HVM 11.0 (x3) w/ Fronius Primo GEN24 6.0 Plus Mondo Ubi 3.0 | 33 |  |  | BYD | HVM 11.0 | 3 | Fronius | Primo GEN24 6.0 Plus | BYD | 2026-10-05
2021-07-07 | HBS2909 | BYD HVM 13.8 (x3) w/ Fronius Primo GEN24 6.0 Plus Mondo Ubi 3.0 | 41.4 |  |  | BYD | HVM 13.8 | 3 | Fronius | Primo GEN24 6.0 Plus | BYD | 2026-10-05
2021-07-07 | HBS2910 | BYD HVM 16.6 (x3) w/ Fronius Primo GEN24 6.0 Plus Mondo Ubi 3.0 | 49.8 |  |  | BYD | HVM 16.6 | 3 | Fronius | Primo GEN24 6.0 Plus | BYD | 2026-10-05
2021-07-07 | HBS2911 | BYD HVM 19.3 (x3) w/ Fronius Primo GEN24 6.0 Plus Mondo Ubi 3.0 | 57.9 |  |  | BYD | HVM 19.3 | 3 | Fronius | Primo GEN24 6.0 Plus | BYD | 2026-10-05
2021-07-07 | HBS2912 | LG Chem RESU10H (x1) w/ Sungrow Power Supply Co LTD SH5.0RT Mondo Ubi 3.0 | 9.3 |  |  | LG Chem | RESU10H | 1 | Sungrow Power Supply Co LTD | SH5.0RT | LG Chem | 2027-12-17
2021-07-07 | HBS2913 | BYD HVM 11.0 (x1) w/ Sungrow Power Supply Co LTD SH5.0RT Mondo Ubi 3.0 | 11 |  |  | BYD | HVM 11.0 | 1 | Sungrow Power Supply Co LTD | SH5.0RT | BYD | 2027-12-17
2021-07-07 | HBS2914 | BYD HVM 13.8 (x1) w/ Sungrow Power Supply Co LTD SH5.0RT Mondo Ubi 3.0 | 13.8 |  |  | BYD | HVM 13.8 | 1 | Sungrow Power Supply Co LTD | SH5.0RT | BYD | 2027-12-17
2021-07-07 | HBS2915 | BYD HVM 16.6 (x1) w/ Sungrow Power Supply Co LTD SH5.0RT Mondo Ubi 3.0 | 16.6 |  |  | BYD | HVM 16.6 | 1 | Sungrow Power Supply Co LTD | SH5.0RT | BYD | 2027-12-17
2021-07-07 | HBS2916 | BYD HVM 19.3 (x1) w/ Sungrow Power Supply Co LTD SH5.0RT Mondo Ubi 3.0 | 19.3 |  |  | BYD | HVM 19.3 | 1 | Sungrow Power Supply Co LTD | SH5.0RT | BYD | 2027-12-17
2021-07-07 | HBS2917 | BYD HVM 22.1 (x1) w/ Sungrow Power Supply Co LTD SH5.0RT Mondo Ubi 3.0 | 22.1 |  |  | BYD | HVM 22.1 | 1 | Sungrow Power Supply Co LTD | SH5.0RT | BYD | 2027-12-17
2021-07-07 | HBS2918 | BYD HVM 11.0 (x2) w/ Sungrow Power Supply Co LTD SH5.0RT Mondo Ubi 3.0 | 22 |  |  | BYD | HVM 11.0 | 2 | Sungrow Power Supply Co LTD | SH5.0RT | BYD | 2027-12-17
2021-07-07 | HBS2919 | BYD HVM 13.8 (x2) w/ Sungrow Power Supply Co LTD SH5.0RT Mondo Ubi 3.0 | 27.6 |  |  | BYD | HVM 13.8 | 2 | Sungrow Power Supply Co LTD | SH5.0RT | BYD | 2027-12-17
2021-07-07 | HBS2920 | BYD HVM 16.6 (x2) w/ Sungrow Power Supply Co LTD SH5.0RT Mondo Ubi 3.0 | 33.2 |  |  | BYD | HVM 16.6 | 2 | Sungrow Power Supply Co LTD | SH5.0RT | BYD | 2027-12-17
2021-07-07 | HBS2921 | BYD HVM 19.3 (x2) w/ Sungrow Power Supply Co LTD SH5.0RT Mondo Ubi 3.0 | 38.6 |  |  | BYD | HVM 19.3 | 2 | Sungrow Power Supply Co LTD | SH5.0RT | BYD | 2027-12-17
2021-07-07 | HBS2922 | BYD HVM 22.1 (x2) w/ Sungrow Power Supply Co LTD SH5.0RT Mondo Ubi 3.0 | 44.2 |  |  | BYD | HVM 22.1 | 2 | Sungrow Power Supply Co LTD | SH5.0RT | BYD | 2027-12-17
2021-07-07 | HBS2923 | BYD HVM 11.0 (x1) w/ Sungrow Power Supply Co LTD SH10RT Mondo Ubi 3.0 | 11 |  |  | BYD | HVM 11.0 | 1 | Sungrow Power Supply Co LTD | SH10RT | BYD | 2027-12-17
2021-07-07 | HBS2924 | BYD HVM 13.8 (x1) w/ Sungrow Power Supply Co LTD SH10RT Mondo Ubi 3.0 | 13.8 |  |  | BYD | HVM 13.8 | 1 | Sungrow Power Supply Co LTD | SH10RT | BYD | 2027-12-17
2021-07-07 | HBS2925 | BYD HVM 16.6 (x1) w/ Sungrow Power Supply Co LTD SH10RT Mondo Ubi 3.0 | 16.6 |  |  | BYD | HVM 16.6 | 1 | Sungrow Power Supply Co LTD | SH10RT | BYD | 2027-12-17
2021-07-07 | HBS2926 | BYD HVM 19.3 (x1) w/ Sungrow Power Supply Co LTD SH10RT Mondo Ubi 3.0 | 19.3 |  |  | BYD | HVM 19.3 | 1 | Sungrow Power Supply Co LTD | SH10RT | BYD | 2027-12-17
2021-07-07 | HBS2927 | BYD HVM 22.1 (x1) w/ Sungrow Power Supply Co LTD SH10RT Mondo Ubi 3.0 | 22.1 |  |  | BYD | HVM 22.1 | 1 | Sungrow Power Supply Co LTD | SH10RT | BYD | 2027-12-17
2021-07-07 | HBS2928 | BYD HVM 11.0 (x2) w/ Sungrow Power Supply Co LTD SH10RT Mondo Ubi 3.0 | 22 |  |  | BYD | HVM 11.0 | 2 | Sungrow Power Supply Co LTD | SH10RT | BYD | 2027-12-17
2021-07-07 | HBS2929 | BYD HVM 13.8 (x2) w/ Sungrow Power Supply Co LTD SH10RT Mondo Ubi 3.0 | 27.6 |  |  | BYD | HVM 13.8 | 2 | Sungrow Power Supply Co LTD | SH10RT | BYD | 2027-12-17
2021-07-07 | HBS2930 | BYD HVM 16.6 (x2) w/ Sungrow Power Supply Co LTD SH10RT Mondo Ubi 3.0 | 33.2 |  |  | BYD | HVM 16.6 | 2 | Sungrow Power Supply Co LTD | SH10RT | BYD | 2027-12-17
2021-07-07 | HBS2931 | BYD HVM 19.3 (x2) w/ Sungrow Power Supply Co LTD SH10RT Mondo Ubi 3.0 | 38.6 |  |  | BYD | HVM 19.3 | 2 | Sungrow Power Supply Co LTD | SH10RT | BYD | 2027-12-17
2021-07-07 | HBS2932 | BYD HVM 22.1 (x2) w/ Sungrow Power Supply Co LTD SH10RT Mondo Ubi 3.0 | 44.2 |  |  | BYD | HVM 22.1 | 2 | Sungrow Power Supply Co LTD | SH10RT | BYD | 2027-12-17
2021-08-20 | HBS3051 | GoodWe LX U5.4-L (x2) w/ GW5048D-ES inverter | 9.6 |  |  | GoodWe | LX U5.4-L | 2 | GoodWe | GW5048D-ES | GoodWe | 2026-06-16
2021-08-20 | HBS3052 | GoodWe LX U5.4-L (x3) w/ GW5048D-ES inverter | 14.4 |  |  | GoodWe | LX U5.4-L | 3 | GoodWe | GW5048D-ES | GoodWe | 2026-06-16
2021-08-20 | HBS3053 | GoodWe LX U5.4-L (x4) w/ GW5048D-ES inverter | 19.2 |  |  | GoodWe | LX U5.4-L | 4 | GoodWe | GW5048D-ES | GoodWe | 2026-06-16
2021-08-20 | HBS3054 | GoodWe LX U5.4-L (x5) w/ GW5048D-ES inverter | 24 |  |  | GoodWe | LX U5.4-L | 5 | GoodWe | GW5048D-ES | GoodWe | 2026-06-16
2021-08-20 | HBS3055 | GoodWe LX U5.4-L (x6) w/ GW5048D-ES inverter, | 28.8 |  |  | GoodWe | LX U5.4-L | 6 | GoodWe | GW5048D-ES | GoodWe | 2026-06-16
2021-08-20 | HBS3076 | SYL GBL5.8K3 (x2) w/ GoodWe GW3648D-ES inverter | 10.6 |  |  | SYL | GBL5.8K3 | 2 | GoodWe | GW3648D-ES | SYL | 2026-06-16
2021-08-20 | HBS3077 | SYL GBL5.8K3 (x2) w/ GoodWe GW5048D-ES inverter | 10.6 |  |  | SYL | GBL5.8K3 | 2 | GoodWe | GW5048D-ES | SYL | 2026-06-16
2021-08-23 | HBS3083 | Sofar Solar GTX3000-H4 (x4) w/ Sofar Solar HYD 5000 TL-3PH | 9 |  |  | Sofar Solar | GTX3000-H4 | 4 | Sofar Solar | HYD 5000 TL-3PH | Sofar Solar | 2027-03-24
2021-08-23 | HBS3084 | Sofar Solar GTX3000-H5 (x5) w/ Sofar Solar HYD 5000 TL-3PH | 9 |  |  | Sofar Solar | GTX3000-H5 | 5 | Sofar Solar | HYD 5000 TL-3PH | Sofar Solar | 2027-03-24
2021-08-23 | HBS3085 | Sofar Solar GTX3000-H6 (x6) w/ Sofar Solar HYD 5000 TL-3PH | 9 |  |  | Sofar Solar | GTX3000-H6 | 6 | Sofar Solar | HYD 5000 TL-3PH | Sofar Solar | 2027-03-24
2021-08-23 | HBS3086 | Sofar Solar GTX3000-H7 (x7) w/ Sofar Solar HYD 5000 TL-3PH | 9 |  |  | Sofar Solar | GTX3000-H7 | 7 | Sofar Solar | HYD 5000 TL-3PH | Sofar Solar | 2027-03-24
2021-08-23 | HBS3087 | Sofar Solar GTX3000-H8 (x8) w/ Sofar Solar HYD 5000 TL-3PH | 9 |  |  | Sofar Solar | GTX3000-H8 | 8 | Sofar Solar | HYD 5000 TL-3PH | Sofar Solar | 2027-03-24
2021-08-23 | HBS3088 | Sofar Solar GTX3000-H9 (x9) w/ Sofar Solar HYD 5000 TL-3PH | 9 |  |  | Sofar Solar | GTX3000-H9 | 9 | Sofar Solar | HYD 5000 TL-3PH | Sofar Solar | 2027-03-24
2021-08-23 | HBS3089 | Sofar Solar GTX3000-H10 (x10) w/ Sofar Solar HYD 5000 TL-3PH | 11.3 |  |  | Sofar Solar | GTX3000-H10 | 10 | Sofar Solar | HYD 5000 TL-3PH | Sofar Solar | 2027-03-24
2021-08-23 | HBS3090 | Sofar Solar GTX3000-H4 (x4) w/ Sofar Solar HYD 6000 TL-3PH | 11.3 |  |  | Sofar Solar | GTX3000-H4 | 4 | Sofar Solar | HYD 6000 TL-3PH | Sofar Solar | 2027-03-24
2021-08-23 | HBS3091 | Sofar Solar GTX3000-H5 (x5) w/ Sofar Solar HYD 6000 TL-3PH | 11.3 |  |  | Sofar Solar | GTX3000-H5 | 5 | Sofar Solar | HYD 6000 TL-3PH | Sofar Solar | 2027-03-24
2021-08-23 | HBS3092 | Sofar Solar GTX3000-H6 (x6) w/ Sofar Solar HYD 6000 TL-3PH | 11.3 |  |  | Sofar Solar | GTX3000-H6 | 6 | Sofar Solar | HYD 6000 TL-3PH | Sofar Solar | 2027-03-24
2021-08-23 | HBS3093 | Sofar Solar GTX3000-H7 (x7) w/ Sofar Solar HYD 6000 TL-3PH | 11.3 |  |  | Sofar Solar | GTX3000-H7 | 7 | Sofar Solar | HYD 6000 TL-3PH | Sofar Solar | 2027-03-24
2021-08-23 | HBS3094 | Sofar Solar GTX3000-H8 (x8) w/ Sofar Solar HYD 6000 TL-3PH | 11.3 |  |  | Sofar Solar | GTX3000-H8 | 8 | Sofar Solar | HYD 6000 TL-3PH | Sofar Solar | 2027-03-24
2021-08-23 | HBS3095 | Sofar Solar GTX3000-H9 (x9) w/ Sofar Solar HYD 6000 TL-3PH | 13.5 |  |  | Sofar Solar | GTX3000-H9 | 9 | Sofar Solar | HYD 6000 TL-3PH | Sofar Solar | 2027-03-24
2021-08-23 | HBS3096 | Sofar Solar GTX3000-H10 (x10) w/ Sofar Solar HYD 6000 TL-3PH | 13.5 |  |  | Sofar Solar | GTX3000-H10 | 10 | Sofar Solar | HYD 6000 TL-3PH | Sofar Solar | 2027-03-24
2021-08-23 | HBS3097 | Sofar Solar GTX3000-H4 (x4) w/ Sofar Solar HYD 8000 TL-3PH | 13.5 |  |  | Sofar Solar | GTX3000-H4 | 4 | Sofar Solar | HYD 8000 TL-3PH | Sofar Solar | 2027-03-24
2021-08-23 | HBS3098 | Sofar Solar GTX3000-H5 (x5) w/ Sofar Solar HYD 8000 TL-3PH | 13.5 |  |  | Sofar Solar | GTX3000-H5 | 5 | Sofar Solar | HYD 8000 TL-3PH | Sofar Solar | 2027-03-24
2021-08-23 | HBS3099 | Sofar Solar GTX3000-H6 (x6) w/ Sofar Solar HYD 8000 TL-3PH | 13.5 |  |  | Sofar Solar | GTX3000-H6 | 6 | Sofar Solar | HYD 8000 TL-3PH | Sofar Solar | 2027-03-24
2021-08-23 | HBS3100 | Sofar Solar GTX3000-H7 (x7) w/ Sofar Solar HYD 8000 TL-3PH | 13.5 |  |  | Sofar Solar | GTX3000-H7 | 7 | Sofar Solar | HYD 8000 TL-3PH | Sofar Solar | 2027-03-24
2021-08-23 | HBS3101 | Sofar Solar GTX3000-H8 (x8) w/ Sofar Solar HYD 8000 TL-3PH | 15.75 |  |  | Sofar Solar | GTX3000-H8 | 8 | Sofar Solar | HYD 8000 TL-3PH | Sofar Solar | 2027-03-24
2021-08-23 | HBS3102 | Sofar Solar GTX3000-H9 (x9) w/ Sofar Solar HYD 8000 TL-3PH | 15.75 |  |  | Sofar Solar | GTX3000-H9 | 9 | Sofar Solar | HYD 8000 TL-3PH | Sofar Solar | 2027-03-24
2021-08-23 | HBS3103 | Sofar Solar GTX3000-H10 (x10) w/ Sofar Solar HYD 8000 TL-3PH | 15.75 |  |  | Sofar Solar | GTX3000-H10 | 10 | Sofar Solar | HYD 8000 TL-3PH | Sofar Solar | 2027-03-24
2021-08-23 | HBS3104 | Sofar Solar GTX3000-H4 (x4) w/ Sofar Solar HYD 10000 TL-3PH | 15.75 |  |  | Sofar Solar | GTX3000-H4 | 4 | Sofar Solar | HYD 10000 TL-3PH | Sofar Solar | 2027-03-24
2021-08-23 | HBS3105 | Sofar Solar GTX3000-H5 (x5) w/ Sofar Solar HYD 10000 TL-3PH | 15.75 |  |  | Sofar Solar | GTX3000-H5 | 5 | Sofar Solar | HYD 10000 TL-3PH | Sofar Solar | 2027-03-24
2021-08-23 | HBS3106 | Sofar Solar GTX3000-H6 (x6) w/ Sofar Solar HYD 10000 TL-3PH | 15.75 |  |  | Sofar Solar | GTX3000-H6 | 6 | Sofar Solar | HYD 10000 TL-3PH | Sofar Solar | 2027-03-24
2021-08-23 | HBS3107 | Sofar Solar GTX3000-H7 (x7) w/ Sofar Solar HYD 10000 TL-3PH | 18 |  |  | Sofar Solar | GTX3000-H7 | 7 | Sofar Solar | HYD 10000 TL-3PH | Sofar Solar | 2027-03-24
2021-08-23 | HBS3108 | Sofar Solar GTX3000-H8 (x8) w/ Sofar Solar HYD 10000 TL-3PH | 18 |  |  | Sofar Solar | GTX3000-H8 | 8 | Sofar Solar | HYD 10000 TL-3PH | Sofar Solar | 2027-03-24
2021-08-23 | HBS3109 | Sofar Solar GTX3000-H9 (x9) w/ Sofar Solar HYD 10000 TL-3PH | 18 |  |  | Sofar Solar | GTX3000-H9 | 9 | Sofar Solar | HYD 10000 TL-3PH | Sofar Solar | 2027-03-24
2021-08-23 | HBS3110 | Sofar Solar GTX3000-H10 (x10) w/ Sofar Solar HYD 10000 TL-3PH | 18 |  |  | Sofar Solar | GTX3000-H10 | 10 | Sofar Solar | HYD 10000 TL-3PH | Sofar Solar | 2027-03-24
2021-08-23 | HBS3111 | Sofar Solar GTX3000-H4 (x4) w/ Sofar Solar HYD 15000 TL-3PH | 18 |  |  | Sofar Solar | GTX3000-H4 | 4 | Sofar Solar | HYD 15000 TL-3PH | Sofar Solar | 2027-03-24
2021-08-23 | HBS3112 | Sofar Solar GTX3000-H5 (x5) w/ Sofar Solar HYD 15000 TL-3PH | 18 |  |  | Sofar Solar | GTX3000-H5 | 5 | Sofar Solar | HYD 15000 TL-3PH | Sofar Solar | 2027-03-24
2021-08-23 | HBS3113 | Sofar Solar GTX3000-H6 (x6) w/ Sofar Solar HYD 15000 TL-3PH | 20.3 |  |  | Sofar Solar | GTX3000-H6 | 6 | Sofar Solar | HYD 15000 TL-3PH | Sofar Solar | 2027-03-24
2021-08-23 | HBS3114 | Sofar Solar GTX3000-H7 (x7) w/ Sofar Solar HYD 15000 TL-3PH | 20.3 |  |  | Sofar Solar | GTX3000-H7 | 7 | Sofar Solar | HYD 15000 TL-3PH | Sofar Solar | 2027-03-24
2021-08-23 | HBS3115 | Sofar Solar GTX3000-H8 (x8) w/ Sofar Solar HYD 15000 TL-3PH | 20.3 |  |  | Sofar Solar | GTX3000-H8 | 8 | Sofar Solar | HYD 15000 TL-3PH | Sofar Solar | 2027-03-24
2021-08-23 | HBS3116 | Sofar Solar GTX3000-H9 (x9) w/ Sofar Solar HYD 15000 TL-3PH | 20.3 |  |  | Sofar Solar | GTX3000-H9 | 9 | Sofar Solar | HYD 15000 TL-3PH | Sofar Solar | 2027-03-24
2021-08-23 | HBS3117 | Sofar Solar GTX3000-H10 (x10) w/ Sofar Solar HYD 15000 TL-3PH | 20.3 |  |  | Sofar Solar | GTX3000-H10 | 10 | Sofar Solar | HYD 15000 TL-3PH | Sofar Solar | 2027-03-24
2021-08-23 | HBS3118 | Sofar Solar GTX3000-H4 (x4) w/ Sofar Solar HYD 20000 TL-3PH | 20.3 |  |  | Sofar Solar | GTX3000-H4 | 4 | Sofar Solar | HYD 20000 TL-3PH | Sofar Solar | 2027-03-24
2021-08-23 | HBS3119 | Sofar Solar GTX3000-H5 (x5) w/ Sofar Solar HYD 20000 TL-3PH | 22.5 |  |  | Sofar Solar | GTX3000-H5 | 5 | Sofar Solar | HYD 20000 TL-3PH | Sofar Solar | 2027-03-24
2021-08-23 | HBS3120 | Sofar Solar GTX3000-H6 (x6) w/ Sofar Solar HYD 20000 TL-3PH | 22.5 |  |  | Sofar Solar | GTX3000-H6 | 6 | Sofar Solar | HYD 20000 TL-3PH | Sofar Solar | 2027-03-24
2021-08-23 | HBS3121 | Sofar Solar GTX3000-H7 (x7) w/ Sofar Solar HYD 20000 TL-3PH | 22.5 |  |  | Sofar Solar | GTX3000-H7 | 7 | Sofar Solar | HYD 20000 TL-3PH | Sofar Solar | 2027-03-24
2021-08-23 | HBS3122 | Sofar Solar GTX3000-H8 (x8) w/ Sofar Solar HYD 20000 TL-3PH | 22.5 |  |  | Sofar Solar | GTX3000-H8 | 8 | Sofar Solar | HYD 20000 TL-3PH | Sofar Solar | 2027-03-24
2021-08-23 | HBS3123 | Sofar Solar GTX3000-H9 (x9) w/ Sofar Solar HYD 20000 TL-3PH | 22.5 |  |  | Sofar Solar | GTX3000-H9 | 9 | Sofar Solar | HYD 20000 TL-3PH | Sofar Solar | 2027-03-24
2021-08-23 | HBS3124 | Sofar Solar GTX3000-H10 (x10) w/ Sofar Solar HYD 20000 TL-3PH | 22.5 |  |  | Sofar Solar | GTX3000-H10 | 10 | Sofar Solar | HYD 20000 TL-3PH | Sofar Solar | 2027-03-24
2021-08-25 | HBS3125 | Sungrow Power Supply Co LTD SBR096 (x1) w/ Sungrow Power Supply Co LTD SH5.0RS | 9.6 |  |  | Sungrow Power Supply Co LTD | SBR096 | 1 | Sungrow Power Supply Co LTD | SH5.0RS | Sungrow | 2028-01-30
2021-08-25 | HBS3128 | Sungrow Power Supply Co LTD SBR192 (x1) w/ Sungrow Power Supply Co LTD SH5.0RS | 19.2 |  |  | Sungrow Power Supply Co LTD | SBR192 | 1 | Sungrow Power Supply Co LTD | SH5.0RS | Sungrow | 2028-01-30
2021-08-25 | HBS3133 | Sungrow Power Supply Co LTD SBR096 (x3) w/ Sungrow Power Supply Co LTD SH5.0RS | 28.8 |  |  | Sungrow Power Supply Co LTD | SBR096 | 3 | Sungrow Power Supply Co LTD | SH5.0RS | Sungrow | 2028-01-30
2021-08-25 | HBS3134 | Sungrow Power Supply Co LTD SBR128 (x3) w/ Sungrow Power Supply Co LTD SH5.0RS | 38.4 |  |  | Sungrow Power Supply Co LTD | SBR128 | 3 | Sungrow Power Supply Co LTD | SH5.0RS | Sungrow | 2028-01-30
2021-08-25 | HBS3135 | Sungrow Power Supply Co LTD SBR160 (x3) w/ Sungrow Power Supply Co LTD SH5.0RS | 48 |  |  | Sungrow Power Supply Co LTD | SBR160 | 3 | Sungrow Power Supply Co LTD | SH5.0RS | Sungrow | 2028-01-30
2021-08-25 | HBS3157 | Sungrow Power Supply Co LTD SBR096 (x2) w/ Sungrow Power Supply Co LTD SH5.0RT | 19.2 |  |  | Sungrow Power Supply Co LTD | SBR096 | 2 | Sungrow Power Supply Co LTD | SH5.0RT | Sungrow | 2027-12-17
2021-08-25 | HBS3158 | Sungrow Power Supply Co LTD SBR128 (x2) w/ Sungrow Power Supply Co LTD SH5.0RT | 25.6 |  |  | Sungrow Power Supply Co LTD | SBR128 | 2 | Sungrow Power Supply Co LTD | SH5.0RT | Sungrow | 2027-12-17
2021-08-25 | HBS3160 | Sungrow Power Supply Co LTD SBR192 (x2) w/ Sungrow Power Supply Co LTD SH5.0RT | 38.4 |  |  | Sungrow Power Supply Co LTD | SBR192 | 2 | Sungrow Power Supply Co LTD | SH5.0RT | Sungrow | 2027-12-17
2021-08-25 | HBS3172 | Sungrow Power Supply Co LTD SBR192 (x4) w/ Sungrow Power Supply Co LTD SH5.0RT | 76.8 |  |  | Sungrow Power Supply Co LTD | SBR192 | 4 | Sungrow Power Supply Co LTD | SH5.0RT | Sungrow | 2027-12-17
2021-08-25 | HBS3173 | Sungrow Power Supply Co LTD SBR224 (x4) w/ Sungrow Power Supply Co LTD SH5.0RT | 89.6 |  |  | Sungrow Power Supply Co LTD | SBR224 | 4 | Sungrow Power Supply Co LTD | SH5.0RT | Sungrow | 2027-12-17
2021-08-25 | HBS3174 | Sungrow Power Supply Co LTD SBR256 (x4) w/ Sungrow Power Supply Co LTD SH5.0RT | 102.4 |  |  | Sungrow Power Supply Co LTD | SBR256 | 4 | Sungrow Power Supply Co LTD | SH5.0RT | Sungrow | 2027-12-17
2021-08-26 | HBS3193 | genZ GC48V-060LFP-2RU (x4) w/ Selectronic SPMC482-AU | 9.6 |  |  | genZ | GC48V-060LFP-2RU | 4 | Selectronic | SPMC482-AU | genZ | 2027-02-25
2021-08-26 | HBS3194 | genZ GC48V-060LFP-2RU (x5) w/ Selectronic SPMC482-AU | 12 |  |  | genZ | GC48V-060LFP-2RU | 5 | Selectronic | SPMC482-AU | genZ | 2027-02-25
2021-08-26 | HBS3195 | genZ GC48V-060LFP-2RU (x6) w/ Selectronic SPMC482-AU | 14.4 |  |  | genZ | GC48V-060LFP-2RU | 6 | Selectronic | SPMC482-AU | genZ | 2027-02-25
2021-08-26 | HBS3196 | genZ GC48V-060LFP-2RU (x7) w/ Selectronic SPMC482-AU | 16.8 |  |  | genZ | GC48V-060LFP-2RU | 7 | Selectronic | SPMC482-AU | genZ | 2027-02-25
2021-08-26 | HBS3197 | genZ GC48V-060LFP-2RU (x8) w/ Selectronic SPMC482-AU | 19.2 |  |  | genZ | GC48V-060LFP-2RU | 8 | Selectronic | SPMC482-AU | genZ | 2027-02-25
2021-08-26 | HBS3198 | genZ GC48V-060LFP-2RU (x9) w/ Selectronic SPMC482-AU | 21.6 |  |  | genZ | GC48V-060LFP-2RU | 9 | Selectronic | SPMC482-AU | genZ | 2027-02-25
2021-08-26 | HBS3199 | genZ GC48V-060LFP-2RU (x10) w/ Selectronic SPMC482-AU | 24 |  |  | genZ | GC48V-060LFP-2RU | 10 | Selectronic | SPMC482-AU | genZ | 2027-02-25
2021-08-26 | HBS3200 | genZ GC48V-060LFP-2RU (x11) w/ Selectronic SPMC482-AU | 26.4 |  |  | genZ | GC48V-060LFP-2RU | 11 | Selectronic | SPMC482-AU | genZ | 2027-02-25
2021-08-26 | HBS3201 | genZ GC48V-060LFP-2RU (x12) w/ Selectronic SPMC482-AU | 28.8 |  |  | genZ | GC48V-060LFP-2RU | 12 | Selectronic | SPMC482-AU | genZ | 2027-02-25
2021-08-26 | HBS3202 | genZ GC48V-060LFP-2RU (x13) w/ Selectronic SPMC482-AU | 31.2 |  |  | genZ | GC48V-060LFP-2RU | 13 | Selectronic | SPMC482-AU | genZ | 2027-02-25
2021-08-26 | HBS3203 | genZ GC48V-060LFP-2RU (x14) w/ Selectronic SPMC482-AU | 33.6 |  |  | genZ | GC48V-060LFP-2RU | 14 | Selectronic | SPMC482-AU | genZ | 2027-02-25
2021-08-26 | HBS3204 | genZ GC48V-060LFP-2RU (x15) w/ Selectronic SPMC482-AU | 36 |  |  | genZ | GC48V-060LFP-2RU | 15 | Selectronic | SPMC482-AU | genZ | 2027-02-25
2021-08-26 | HBS3205 | genZ GC48V-060LFP-2RU (x16) w/ Selectronic SPMC482-AU | 38.4 |  |  | genZ | GC48V-060LFP-2RU | 16 | Selectronic | SPMC482-AU | genZ | 2027-02-25
2021-08-26 | HBS3206 | genZ GC48V-060LFP-2RU (x17) w/ Selectronic SPMC482-AU | 40.8 |  |  | genZ | GC48V-060LFP-2RU | 17 | Selectronic | SPMC482-AU | genZ | 2027-02-25
2021-08-26 | HBS3207 | genZ GC48V-060LFP-2RU (x18) w/ Selectronic SPMC482-AU | 43.2 |  |  | genZ | GC48V-060LFP-2RU | 18 | Selectronic | SPMC482-AU | genZ | 2027-02-25
2021-08-26 | HBS3208 | genZ GC48V-060LFP-2RU (x19) w/ Selectronic SPMC482-AU | 45.6 |  |  | genZ | GC48V-060LFP-2RU | 19 | Selectronic | SPMC482-AU | genZ | 2027-02-25
2021-08-26 | HBS3209 | genZ GC48V-060LFP-2RU (x20) w/ Selectronic SPMC482-AU | 48 |  |  | genZ | GC48V-060LFP-2RU | 20 | Selectronic | SPMC482-AU | genZ | 2027-02-25
2021-09-07 | HBS3210 | Growatt GBLI 6532 (x1) w/ Shenzhen Growatt New Energy Co Ltd SPH 3000TL BL-UP Eastron SDM-120 CT-MV | 6 |  |  | Growatt | GBLI 6532 | 1 | Shenzhen Growatt New Energy Co Ltd | SPH 3000TL BL-UP | Growatt | 2027-06-25
2021-09-07 | HBS3211 | Growatt GBLI 6532 (x2) w/ Shenzhen Growatt New Energy Co Ltd SPH 3000TL BL-UP Eastron SDM-120 CT-MV | 12 |  |  | Growatt | GBLI 6532 | 2 | Shenzhen Growatt New Energy Co Ltd | SPH 3000TL BL-UP | Growatt | 2027-06-25
2021-09-07 | HBS3212 | Growatt GBLI 6532 (x1) w/ Shenzhen Growatt New Energy Co Ltd SPH 3600TL BL-UP Eastron SDM-120 CT-MV | 6 |  |  | Growatt | GBLI 6532 | 1 | Shenzhen Growatt New Energy Co Ltd | SPH 3600TL BL-UP | Growatt | 2027-06-25
2021-09-07 | HBS3213 | Growatt GBLI 6532 (x2) w/ Shenzhen Growatt New Energy Co Ltd SPH 3600TL BL-UP Eastron SDM-120 CT-MV | 12 |  |  | Growatt | GBLI 6532 | 2 | Shenzhen Growatt New Energy Co Ltd | SPH 3600TL BL-UP | Growatt | 2027-06-25
2021-09-07 | HBS3214 | Growatt GBLI 6532 (x1) w/ Shenzhen Growatt New Energy Co Ltd SPH 4000TL BL-UP Eastron SDM-120 CT-MV | 6 |  |  | Growatt | GBLI 6532 | 1 | Shenzhen Growatt New Energy Co Ltd | SPH 4000TL BL-UP | Growatt | 2027-06-25
2021-09-07 | HBS3215 | Growatt GBLI 6532 (x2) w/ Shenzhen Growatt New Energy Co Ltd SPH 4000TL BL-UP Eastron SDM-120 CT-MV | 12 |  |  | Growatt | GBLI 6532 | 2 | Shenzhen Growatt New Energy Co Ltd | SPH 4000TL BL-UP | Growatt | 2027-06-25
2021-09-07 | HBS3216 | Growatt GBLI 6532 (x1) w/ Shenzhen Growatt New Energy Co Ltd SPH 4600TL BL-UP Eastron SDM-120 CT-MV | 6 |  |  | Growatt | GBLI 6532 | 1 | Shenzhen Growatt New Energy Co Ltd | SPH 4600TL BL-UP | Growatt | 2027-06-25
2021-09-07 | HBS3217 | Growatt GBLI 6532 (x2) w/ Shenzhen Growatt New Energy Co Ltd SPH 4600TL BL-UP Eastron SDM-120 CT-MV | 12 |  |  | Growatt | GBLI 6532 | 2 | Shenzhen Growatt New Energy Co Ltd | SPH 4600TL BL-UP | Growatt | 2027-06-25
2021-09-07 | HBS3218 | Growatt GBLI 6532 (x1) w/ Shenzhen Growatt New Energy Co Ltd SPH 5000TL BL-UP Eastron SDM-120 CT-MV | 6 |  |  | Growatt | GBLI 6532 | 1 | Shenzhen Growatt New Energy Co Ltd | SPH 5000TL BL-UP | Growatt | 2027-06-25
2021-09-07 | HBS3219 | Growatt GBLI 6532 (x2) w/ Shenzhen Growatt New Energy Co Ltd SPH 5000TL BL-UP Eastron SDM-120 CT-MV | 12 |  |  | Growatt | GBLI 6532 | 2 | Shenzhen Growatt New Energy Co Ltd | SPH 5000TL BL-UP | Growatt | 2027-06-25
2021-09-07 | HBS3220 | Growatt GBLI 6532 (x1) w/ Shenzhen Growatt New Energy Co Ltd SPH 6000TL BL-UP Eastron SDM-120 CT-MV | 6 |  |  | Growatt | GBLI 6532 | 1 | Shenzhen Growatt New Energy Co Ltd | SPH 6000TL BL-UP | Growatt | 2027-06-25
2021-09-07 | HBS3221 | Growatt GBLI 6532 (x2) w/ Shenzhen Growatt New Energy Co Ltd SPH 6000TL BL-UP Eastron SDM-120 CT-MV | 12 |  |  | Growatt | GBLI 6532 | 2 | Shenzhen Growatt New Energy Co Ltd | SPH 6000TL BL-UP | Growatt | 2027-06-25
2021-09-07 | HBS3222 | Growatt GBLI 6532 (x1) w/ Shenzhen Growatt New Energy Co Ltd SPH 3000TL BL-UP Eastron SDM-630MCT | 6 |  |  | Growatt | GBLI 6532 | 1 | Shenzhen Growatt New Energy Co Ltd | SPH 3000TL BL-UP | Growatt | 2027-06-25
2021-09-07 | HBS3223 | Growatt GBLI 6532 (x2) w/ Shenzhen Growatt New Energy Co Ltd SPH 3000TL BL-UP Eastron SDM-630MCT | 12 |  |  | Growatt | GBLI 6532 | 2 | Shenzhen Growatt New Energy Co Ltd | SPH 3000TL BL-UP | Growatt | 2027-06-25
2021-09-07 | HBS3224 | Growatt GBLI 6532 (x1) w/ Shenzhen Growatt New Energy Co Ltd SPH 3600TL BL-UP Eastron SDM-630MCT | 6 |  |  | Growatt | GBLI 6532 | 1 | Shenzhen Growatt New Energy Co Ltd | SPH 3600TL BL-UP | Growatt | 2027-06-25
2021-09-07 | HBS3225 | Growatt GBLI 6532 (x2) w/ Shenzhen Growatt New Energy Co Ltd SPH 3600TL BL-UP Eastron SDM-630MCT | 12 |  |  | Growatt | GBLI 6532 | 2 | Shenzhen Growatt New Energy Co Ltd | SPH 3600TL BL-UP | Growatt | 2027-06-25
2021-09-07 | HBS3226 | Growatt GBLI 6532 (x1) w/ Shenzhen Growatt New Energy Co Ltd SPH 4000TL BL-UP Eastron SDM-630MCT | 6 |  |  | Growatt | GBLI 6532 | 1 | Shenzhen Growatt New Energy Co Ltd | SPH 4000TL BL-UP | Growatt | 2027-06-25
2021-09-07 | HBS3227 | Growatt GBLI 6532 (x2) w/ Shenzhen Growatt New Energy Co Ltd SPH 4000TL BL-UP Eastron SDM-630MCT | 12 |  |  | Growatt | GBLI 6532 | 2 | Shenzhen Growatt New Energy Co Ltd | SPH 4000TL BL-UP | Growatt | 2027-06-25
2021-09-07 | HBS3228 | Growatt GBLI 6532 (x1) w/ Shenzhen Growatt New Energy Co Ltd SPH 4600TL BL-UP Eastron SDM-630MCT | 6 |  |  | Growatt | GBLI 6532 | 1 | Shenzhen Growatt New Energy Co Ltd | SPH 4600TL BL-UP | Growatt | 2027-06-25
2021-09-07 | HBS3229 | Growatt GBLI 6532 (x2) w/ Shenzhen Growatt New Energy Co Ltd SPH 4600TL BL-UP Eastron SDM-630MCT | 12 |  |  | Growatt | GBLI 6532 | 2 | Shenzhen Growatt New Energy Co Ltd | SPH 4600TL BL-UP | Growatt | 2027-06-25
2021-09-07 | HBS3230 | Growatt GBLI 6532 (x1) w/ Shenzhen Growatt New Energy Co Ltd SPH 5000TL BL-UP Eastron SDM-630MCT | 6 |  |  | Growatt | GBLI 6532 | 1 | Shenzhen Growatt New Energy Co Ltd | SPH 5000TL BL-UP | Growatt | 2027-06-25
2021-09-07 | HBS3231 | Growatt GBLI 6532 (x2) w/ Shenzhen Growatt New Energy Co Ltd SPH 5000TL BL-UP Eastron SDM-630MCT | 12 |  |  | Growatt | GBLI 6532 | 2 | Shenzhen Growatt New Energy Co Ltd | SPH 5000TL BL-UP | Growatt | 2027-06-25
2021-09-07 | HBS3232 | Growatt GBLI 6532 (x1) w/ Shenzhen Growatt New Energy Co Ltd SPH 6000TL BL-UP Eastron SDM-630MCT | 6 |  |  | Growatt | GBLI 6532 | 1 | Shenzhen Growatt New Energy Co Ltd | SPH 6000TL BL-UP | Growatt | 2027-06-25
2021-09-07 | HBS3233 | Growatt GBLI 6532 (x2) w/ Shenzhen Growatt New Energy Co Ltd SPH 6000TL BL-UP Eastron SDM-630MCT | 12 |  |  | Growatt | GBLI 6532 | 2 | Shenzhen Growatt New Energy Co Ltd | SPH 6000TL BL-UP | Growatt | 2027-06-25
2021-10-08 | HBS3246 | BYD Battery-Box Premuim LVL 15.4 w/ GoodWe GW5048D-ES | 15.4 |  |  | BYD | Battery-Box Premuim LVL 15.4 | 1 | GoodWe | GW5048D-ES | BYD | 2026-06-16
2021-10-08 | HBS3274 | UZ Energy L051100-A (x2) w/ GW5048D-ES | 10.2 |  |  | UZ Energy | L051100-A | 2 | GoodWe | GW5048D-ES | UZ Energy | 2026-06-16
2021-10-08 | HBS3275 | UZ Energy L051100-A (x2) w/ GW3648D-ES | 10.2 |  |  | UZ Energy | L051100-A | 2 | GoodWe | GW3648D-ES | UZ Energy | 2026-06-16
2021-10-22 | HBS3306 | SolarEdge BAT-10K1P (x1) w/ SolarEdge SE5K-AUB SolarEdge SE-MTR-3Y-400V-A | 9.7 |  |  | SolarEdge | BAT-10K1P | 1 | SolarEdge | SE5K-AUB | SolarEdge | 2026-12-17
2021-10-22 | HBS3307 | SolarEdge BAT-10K1P (x2) w/ SolarEdge SE5K-AUB SolarEdge SE-MTR-3Y-400V-A | 19.4 |  |  | SolarEdge | BAT-10K1P | 2 | SolarEdge | SE5K-AUB | SolarEdge | 2026-12-17
2021-10-22 | HBS3308 | SolarEdge BAT-10K1P (x1) w/ SolarEdge SE7K-AUB SolarEdge SE-MTR-3Y-400V-A | 9.7 |  |  | SolarEdge | BAT-10K1P | 1 | SolarEdge | SE7K-AUB | SolarEdge | 2026-12-17
2021-10-22 | HBS3309 | SolarEdge BAT-10K1P (x2) w/ SolarEdge SE7K-AUB SolarEdge SE-MTR-3Y-400V-A | 19.4 |  |  | SolarEdge | BAT-10K1P | 2 | SolarEdge | SE7K-AUB | SolarEdge | 2026-12-17
2021-10-22 | HBS3310 | SolarEdge BAT-10K1P (x1) w/ SolarEdge SE8.25K-AUB SolarEdge SE-MTR-3Y-400V-A | 9.7 |  |  | SolarEdge | BAT-10K1P | 1 | SolarEdge | SE8.25K-AUB | SolarEdge | 2026-12-17
2021-10-22 | HBS3311 | SolarEdge BAT-10K1P (x2) w/ SolarEdge SE8.25K-AUB SolarEdge SE-MTR-3Y-400V-A | 19.4 |  |  | SolarEdge | BAT-10K1P | 2 | SolarEdge | SE8.25K-AUB | SolarEdge | 2026-12-17
2021-10-22 | HBS3312 | SolarEdge BAT-10K1P (x3) w/ SolarEdge SE8.25K-AUB SolarEdge SE-MTR-3Y-400V-A | 29.1 |  |  | SolarEdge | BAT-10K1P | 3 | SolarEdge | SE8.25K-AUB | SolarEdge | 2026-12-17
2021-10-22 | HBS3313 | SolarEdge BAT-10K1P (x1) w/ SolarEdge SE10K-AUB SolarEdge SE-MTR-3Y-400V-A | 9.7 |  |  | SolarEdge | BAT-10K1P | 1 | SolarEdge | SE10K-AUB | SolarEdge | 2026-12-17
2021-10-22 | HBS3314 | SolarEdge BAT-10K1P (x2) w/ SolarEdge SE10K-AUB SolarEdge SE-MTR-3Y-400V-A | 19.4 |  |  | SolarEdge | BAT-10K1P | 2 | SolarEdge | SE10K-AUB | SolarEdge | 2026-12-17
2021-10-22 | HBS3315 | SolarEdge BAT-10K1P (x3) w/ SolarEdge SE10K-AUB SolarEdge SE-MTR-3Y-400V-A | 29.1 |  |  | SolarEdge | BAT-10K1P | 3 | SolarEdge | SE10K-AUB | SolarEdge | 2026-12-17
2022-01-21 | HBS3470 | Growatt ARK 7.6L-A1 (x1) w/ Shenzhen Growatt New Energy Co Ltd SPH 3000TL BL-UP Eastron SDM-120 CT-MV | 6.9 |  |  | Growatt | ARK 7.6L-A1 | 1 | Shenzhen Growatt New Energy Co Ltd | SPH 3000TL BL-UP | Growatt | 2027-06-25
2022-01-21 | HBS3471 | Growatt ARK 10.2L-A1 (x1) w/ Shenzhen Growatt New Energy Co Ltd SPH 3000TL BL-UP Eastron SDM-120 CT-MV | 9.2 |  |  | Growatt | ARK 10.2L-A1 | 1 | Shenzhen Growatt New Energy Co Ltd | SPH 3000TL BL-UP | Growatt | 2027-06-25
2022-01-21 | HBS3472 | Growatt ARK 12.8L-A1 (x1) w/ Shenzhen Growatt New Energy Co Ltd SPH 3000TL BL-UP Eastron SDM-120 CT-MV | 11.5 |  |  | Growatt | ARK 12.8L-A1 | 1 | Shenzhen Growatt New Energy Co Ltd | SPH 3000TL BL-UP | Growatt | 2027-06-25
2022-01-21 | HBS3473 | Growatt ARK 15.3L-A1 (x1) w/ Shenzhen Growatt New Energy Co Ltd SPH 3000TL BL-UP Eastron SDM-120 CT-MV | 13.8 |  |  | Growatt | ARK 15.3L-A1 | 1 | Shenzhen Growatt New Energy Co Ltd | SPH 3000TL BL-UP | Growatt | 2027-06-25
2022-01-21 | HBS3474 | Growatt ARK 17.9L-A1 (x1) w/ Shenzhen Growatt New Energy Co Ltd SPH 3000TL BL-UP Eastron SDM-120 CT-MV | 16.1 |  |  | Growatt | ARK 17.9L-A1 | 1 | Shenzhen Growatt New Energy Co Ltd | SPH 3000TL BL-UP | Growatt | 2027-06-25
2022-01-21 | HBS3475 | Growatt ARK 20.4L-A1 (x1) w/ Shenzhen Growatt New Energy Co Ltd SPH 3000TL BL-UP Eastron SDM-120 CT-MV | 18.3 |  |  | Growatt | ARK 20.4L-A1 | 1 | Shenzhen Growatt New Energy Co Ltd | SPH 3000TL BL-UP | Growatt | 2027-06-25
2022-01-21 | HBS3476 | Growatt ARK 23.0L-A1 (x1) w/ Shenzhen Growatt New Energy Co Ltd SPH 3000TL BL-UP Eastron SDM-120 CT-MV | 20.7 |  |  | Growatt | ARK 23.0L-A1 | 1 | Shenzhen Growatt New Energy Co Ltd | SPH 3000TL BL-UP | Growatt | 2027-06-25
2022-01-21 | HBS3477 | Growatt ARK 25.6L-A1 (x1) w/ Shenzhen Growatt New Energy Co Ltd SPH 3000TL BL-UP Eastron SDM-120 CT-MV | 23 |  |  | Growatt | ARK 25.6L-A1 | 1 | Shenzhen Growatt New Energy Co Ltd | SPH 3000TL BL-UP | Growatt | 2027-06-25
2022-01-21 | HBS3480 | Growatt ARK 7.6L-A1 (x1) w/ Shenzhen Growatt New Energy Co Ltd SPH 3600TL BL-UP Eastron SDM-120 CT-MV | 6.9 |  |  | Growatt | ARK 7.6L-A1 | 1 | Shenzhen Growatt New Energy Co Ltd | SPH 3600TL BL-UP | Growatt | 2027-06-25
2022-01-21 | HBS3481 | Growatt ARK 10.2L-A1 (x1) w/ Shenzhen Growatt New Energy Co Ltd SPH 3600TL BL-UP Eastron SDM-120 CT-MV | 9.2 |  |  | Growatt | ARK 10.2L-A1 | 1 | Shenzhen Growatt New Energy Co Ltd | SPH 3600TL BL-UP | Growatt | 2027-06-25
2022-01-21 | HBS3482 | Growatt ARK 12.8L-A1 (x1) w/ Shenzhen Growatt New Energy Co Ltd SPH 3600TL BL-UP Eastron SDM-120 CT-MV | 11.5 |  |  | Growatt | ARK 12.8L-A1 | 1 | Shenzhen Growatt New Energy Co Ltd | SPH 3600TL BL-UP | Growatt | 2027-06-25
2022-01-21 | HBS3483 | Growatt ARK 15.3L-A1 (x1) w/ Shenzhen Growatt New Energy Co Ltd SPH 3600TL BL-UP Eastron SDM-120 CT-MV | 13.8 |  |  | Growatt | ARK 15.3L-A1 | 1 | Shenzhen Growatt New Energy Co Ltd | SPH 3600TL BL-UP | Growatt | 2027-06-25
2022-01-21 | HBS3484 | Growatt ARK 17.9L-A1 (x1) w/ Shenzhen Growatt New Energy Co Ltd SPH 3600TL BL-UP Eastron SDM-120 CT-MV | 16.1 |  |  | Growatt | ARK 17.9L-A1 | 1 | Shenzhen Growatt New Energy Co Ltd | SPH 3600TL BL-UP | Growatt | 2027-06-25
2022-01-21 | HBS3485 | Growatt ARK 20.4L-A1 (x1) w/ Shenzhen Growatt New Energy Co Ltd SPH 3600TL BL-UP Eastron SDM-120 CT-MV | 18.3 |  |  | Growatt | ARK 20.4L-A1 | 1 | Shenzhen Growatt New Energy Co Ltd | SPH 3600TL BL-UP | Growatt | 2027-06-25
2022-01-21 | HBS3486 | Growatt ARK 23.0L-A1 (x1) w/ Shenzhen Growatt New Energy Co Ltd SPH 3600TL BL-UP Eastron SDM-120 CT-MV | 20.7 |  |  | Growatt | ARK 23.0L-A1 | 1 | Shenzhen Growatt New Energy Co Ltd | SPH 3600TL BL-UP | Growatt | 2027-06-25
2022-01-21 | HBS3487 | Growatt ARK 25.6L-A1 (x1) w/ Shenzhen Growatt New Energy Co Ltd SPH 3600TL BL-UP Eastron SDM-120 CT-MV | 23 |  |  | Growatt | ARK 25.6L-A1 | 1 | Shenzhen Growatt New Energy Co Ltd | SPH 3600TL BL-UP | Growatt | 2027-06-25
2022-01-21 | HBS3500 | Growatt ARK 7.6L-A1 (x1) w/ Shenzhen Growatt New Energy Co Ltd SPH 4000TL BL-UP Eastron SDM-120 CT-MV | 6.9 |  |  | Growatt | ARK 7.6L-A1 | 1 | Shenzhen Growatt New Energy Co Ltd | SPH 4000TL BL-UP | Growatt | 2027-06-25
2022-01-21 | HBS3501 | Growatt ARK 10.2L-A1 (x1) w/ Shenzhen Growatt New Energy Co Ltd SPH 4000TL BL-UP Eastron SDM-120 CT-MV | 9.2 |  |  | Growatt | ARK 10.2L-A1 | 1 | Shenzhen Growatt New Energy Co Ltd | SPH 4000TL BL-UP | Growatt | 2027-06-25
2022-01-21 | HBS3502 | Growatt ARK 12.8L-A1 (x1) w/ Shenzhen Growatt New Energy Co Ltd SPH 4000TL BL-UP Eastron SDM-120 CT-MV | 11.5 |  |  | Growatt | ARK 12.8L-A1 | 1 | Shenzhen Growatt New Energy Co Ltd | SPH 4000TL BL-UP | Growatt | 2027-06-25
2022-01-21 | HBS3503 | Growatt ARK 15.3L-A1 (x1) w/ Shenzhen Growatt New Energy Co Ltd SPH 4000TL BL-UP Eastron SDM-120 CT-MV | 13.8 |  |  | Growatt | ARK 15.3L-A1 | 1 | Shenzhen Growatt New Energy Co Ltd | SPH 4000TL BL-UP | Growatt | 2027-06-25
2022-01-21 | HBS3504 | Growatt ARK 17.9L-A1 (x1) w/ Shenzhen Growatt New Energy Co Ltd SPH 4000TL BL-UP Eastron SDM-120 CT-MV | 16.1 |  |  | Growatt | ARK 17.9L-A1 | 1 | Shenzhen Growatt New Energy Co Ltd | SPH 4000TL BL-UP | Growatt | 2027-06-25
2022-01-21 | HBS3505 | Growatt ARK 20.4L-A1 (x1) w/ Shenzhen Growatt New Energy Co Ltd SPH 4000TL BL-UP Eastron SDM-120 CT-MV | 18.3 |  |  | Growatt | ARK 20.4L-A1 | 1 | Shenzhen Growatt New Energy Co Ltd | SPH 4000TL BL-UP | Growatt | 2027-06-25
2022-01-21 | HBS3506 | Growatt ARK 23.0L-A1 (x1) w/ Shenzhen Growatt New Energy Co Ltd SPH 4000TL BL-UP Eastron SDM-120 CT-MV | 20.7 |  |  | Growatt | ARK 23.0L-A1 | 1 | Shenzhen Growatt New Energy Co Ltd | SPH 4000TL BL-UP | Growatt | 2027-06-25
2022-01-21 | HBS3507 | Growatt ARK 25.6L-A1 (x1) w/ Shenzhen Growatt New Energy Co Ltd SPH 4000TL BL-UP Eastron SDM-120 CT-MV | 23 |  |  | Growatt | ARK 25.6L-A1 | 1 | Shenzhen Growatt New Energy Co Ltd | SPH 4000TL BL-UP | Growatt | 2027-06-25
2022-01-21 | HBS3510 | Growatt ARK 7.6L-A1 (x1) w/ Shenzhen Growatt New Energy Co Ltd SPH 4600TL BL-UP Eastron SDM-120 CT-MV | 6.9 |  |  | Growatt | ARK 7.6L-A1 | 1 | Shenzhen Growatt New Energy Co Ltd | SPH 4600TL BL-UP | Growatt | 2027-06-25
2022-01-21 | HBS3511 | Growatt ARK 10.2L-A1 (x1) w/ Shenzhen Growatt New Energy Co Ltd SPH 4600TL BL-UP Eastron SDM-120 CT-MV | 9.2 |  |  | Growatt | ARK 10.2L-A1 | 1 | Shenzhen Growatt New Energy Co Ltd | SPH 4600TL BL-UP | Growatt | 2027-06-25
2022-01-21 | HBS3512 | Growatt ARK 12.8L-A1 (x1) w/ Shenzhen Growatt New Energy Co Ltd SPH 4600TL BL-UP Eastron SDM-120 CT-MV | 11.5 |  |  | Growatt | ARK 12.8L-A1 | 1 | Shenzhen Growatt New Energy Co Ltd | SPH 4600TL BL-UP | Growatt | 2027-06-25
2022-01-21 | HBS3513 | Growatt ARK 15.3L-A1 (x1) w/ Shenzhen Growatt New Energy Co Ltd SPH 4600TL BL-UP Eastron SDM-120 CT-MV | 13.8 |  |  | Growatt | ARK 15.3L-A1 | 1 | Shenzhen Growatt New Energy Co Ltd | SPH 4600TL BL-UP | Growatt | 2027-06-25
2022-01-21 | HBS3514 | Growatt ARK 17.9L-A1 (x1) w/ Shenzhen Growatt New Energy Co Ltd SPH 4600TL BL-UP Eastron SDM-120 CT-MV | 16.1 |  |  | Growatt | ARK 17.9L-A1 | 1 | Shenzhen Growatt New Energy Co Ltd | SPH 4600TL BL-UP | Growatt | 2027-06-25
2022-01-21 | HBS3515 | Growatt ARK 20.4L-A1 (x1) w/ Shenzhen Growatt New Energy Co Ltd SPH 4600TL BL-UP Eastron SDM-120 CT-MV | 18.3 |  |  | Growatt | ARK 20.4L-A1 | 1 | Shenzhen Growatt New Energy Co Ltd | SPH 4600TL BL-UP | Growatt | 2027-06-25
2022-01-21 | HBS3516 | Growatt ARK 23.0L-A1 (x1) w/ Shenzhen Growatt New Energy Co Ltd SPH 4600TL BL-UP Eastron SDM-120 CT-MV | 20.7 |  |  | Growatt | ARK 23.0L-A1 | 1 | Shenzhen Growatt New Energy Co Ltd | SPH 4600TL BL-UP | Growatt | 2027-06-25
2022-01-21 | HBS3517 | Growatt ARK 25.6L-A1 (x1) w/ Shenzhen Growatt New Energy Co Ltd SPH 4600TL BL-UP Eastron SDM-120 CT-MV | 23 |  |  | Growatt | ARK 25.6L-A1 | 1 | Shenzhen Growatt New Energy Co Ltd | SPH 4600TL BL-UP | Growatt | 2027-06-25
2022-01-21 | HBS3530 | Growatt ARK 7.6L-A1 (x1) w/ Shenzhen Growatt New Energy Co Ltd SPH 5000TL BL-UP Eastron SDM-120 CT-MV | 6.9 |  |  | Growatt | ARK 7.6L-A1 | 1 | Shenzhen Growatt New Energy Co Ltd | SPH 5000TL BL-UP | Growatt | 2027-06-25
2022-01-21 | HBS3531 | Growatt ARK 10.2L-A1 (x1) w/ Shenzhen Growatt New Energy Co Ltd SPH 5000TL BL-UP Eastron SDM-120 CT-MV | 9.2 |  |  | Growatt | ARK 10.2L-A1 | 1 | Shenzhen Growatt New Energy Co Ltd | SPH 5000TL BL-UP | Growatt | 2027-06-25
2022-01-21 | HBS3532 | Growatt ARK 12.8L-A1 (x1) w/ Shenzhen Growatt New Energy Co Ltd SPH 5000TL BL-UP Eastron SDM-120 CT-MV | 11.5 |  |  | Growatt | ARK 12.8L-A1 | 1 | Shenzhen Growatt New Energy Co Ltd | SPH 5000TL BL-UP | Growatt | 2027-06-25
2022-01-21 | HBS3533 | Growatt ARK 15.3L-A1 (x1) w/ Shenzhen Growatt New Energy Co Ltd SPH 5000TL BL-UP Eastron SDM-120 CT-MV | 13.8 |  |  | Growatt | ARK 15.3L-A1 | 1 | Shenzhen Growatt New Energy Co Ltd | SPH 5000TL BL-UP | Growatt | 2027-06-25
2022-01-21 | HBS3534 | Growatt ARK 17.9L-A1 (x1) w/ Shenzhen Growatt New Energy Co Ltd SPH 5000TL BL-UP Eastron SDM-120 CT-MV | 16.1 |  |  | Growatt | ARK 17.9L-A1 | 1 | Shenzhen Growatt New Energy Co Ltd | SPH 5000TL BL-UP | Growatt | 2027-06-25
2022-01-21 | HBS3535 | Growatt ARK 20.4L-A1 (x1) w/ Shenzhen Growatt New Energy Co Ltd SPH 5000TL BL-UP Eastron SDM-120 CT-MV | 18.3 |  |  | Growatt | ARK 20.4L-A1 | 1 | Shenzhen Growatt New Energy Co Ltd | SPH 5000TL BL-UP | Growatt | 2027-06-25
2022-01-21 | HBS3536 | Growatt ARK 23.0L-A1 (x1) w/ Shenzhen Growatt New Energy Co Ltd SPH 5000TL BL-UP Eastron SDM-120 CT-MV | 20.7 |  |  | Growatt | ARK 23.0L-A1 | 1 | Shenzhen Growatt New Energy Co Ltd | SPH 5000TL BL-UP | Growatt | 2027-06-25
2022-01-21 | HBS3537 | Growatt ARK 25.6L-A1 (x1) w/ Shenzhen Growatt New Energy Co Ltd SPH 5000TL BL-UP Eastron SDM-120 CT-MV | 23 |  |  | Growatt | ARK 25.6L-A1 | 1 | Shenzhen Growatt New Energy Co Ltd | SPH 5000TL BL-UP | Growatt | 2027-06-25
2022-01-21 | HBS3550 | Growatt ARK 7.6L-A1 (x1) w/ Shenzhen Growatt New Energy Co Ltd SPH 6000TL BL-UP Eastron SDM-120 CT-MV | 6.9 |  |  | Growatt | ARK 7.6L-A1 | 1 | Shenzhen Growatt New Energy Co Ltd | SPH 6000TL BL-UP | Growatt | 2027-06-25
2022-01-21 | HBS3551 | Growatt ARK 10.2L-A1 (x1) w/ Shenzhen Growatt New Energy Co Ltd SPH 6000TL BL-UP Eastron SDM-120 CT-MV | 9.2 |  |  | Growatt | ARK 10.2L-A1 | 1 | Shenzhen Growatt New Energy Co Ltd | SPH 6000TL BL-UP | Growatt | 2027-06-25
2022-01-21 | HBS3552 | Growatt ARK 12.8L-A1 (x1) w/ Shenzhen Growatt New Energy Co Ltd SPH 6000TL BL-UP Eastron SDM-120 CT-MV | 11.5 |  |  | Growatt | ARK 12.8L-A1 | 1 | Shenzhen Growatt New Energy Co Ltd | SPH 6000TL BL-UP | Growatt | 2027-06-25
2022-01-21 | HBS3553 | Growatt ARK 15.3L-A1 (x1) w/ Shenzhen Growatt New Energy Co Ltd SPH 6000TL BL-UP Eastron SDM-120 CT-MV | 13.8 |  |  | Growatt | ARK 15.3L-A1 | 1 | Shenzhen Growatt New Energy Co Ltd | SPH 6000TL BL-UP | Growatt | 2027-06-25
2022-01-21 | HBS3554 | Growatt ARK 17.9L-A1 (x1) w/ Shenzhen Growatt New Energy Co Ltd SPH 6000TL BL-UP Eastron SDM-120 CT-MV | 16.1 |  |  | Growatt | ARK 17.9L-A1 | 1 | Shenzhen Growatt New Energy Co Ltd | SPH 6000TL BL-UP | Growatt | 2027-06-25
2022-01-21 | HBS3555 | Growatt ARK 20.4L-A1 (x1) w/ Shenzhen Growatt New Energy Co Ltd SPH 6000TL BL-UP Eastron SDM-120 CT-MV | 18.3 |  |  | Growatt | ARK 20.4L-A1 | 1 | Shenzhen Growatt New Energy Co Ltd | SPH 6000TL BL-UP | Growatt | 2027-06-25
2022-01-21 | HBS3556 | Growatt ARK 23.0L-A1 (x1) w/ Shenzhen Growatt New Energy Co Ltd SPH 6000TL BL-UP Eastron SDM-120 CT-MV | 20.7 |  |  | Growatt | ARK 23.0L-A1 | 1 | Shenzhen Growatt New Energy Co Ltd | SPH 6000TL BL-UP | Growatt | 2027-06-25
2022-01-21 | HBS3557 | Growatt ARK 25.6L-A1 (x1) w/ Shenzhen Growatt New Energy Co Ltd SPH 6000TL BL-UP Eastron SDM-120 CT-MV | 23 |  |  | Growatt | ARK 25.6L-A1 | 1 | Shenzhen Growatt New Energy Co Ltd | SPH 6000TL BL-UP | Growatt | 2027-06-25
2022-01-21 | HBS3570 | Growatt ARK 7.6L-A1 (x1) w/ Shenzhen Growatt New Energy Co Ltd SPH 3000TL BL-UP Eastron SDM-630MCT | 6.9 |  |  | Growatt | ARK 7.6L-A1 | 1 | Shenzhen Growatt New Energy Co Ltd | SPH 3000TL BL-UP | Growatt | 2027-06-25
2022-01-21 | HBS3571 | Growatt ARK 10.2L-A1 (x1) w/ Shenzhen Growatt New Energy Co Ltd SPH 3000TL BL-UP Eastron SDM-630MCT | 9.2 |  |  | Growatt | ARK 10.2L-A1 | 1 | Shenzhen Growatt New Energy Co Ltd | SPH 3000TL BL-UP | Growatt | 2027-06-25
2022-01-21 | HBS3572 | Growatt ARK 12.8L-A1 (x1) w/ Shenzhen Growatt New Energy Co Ltd SPH 3000TL BL-UP Eastron SDM-630MCT | 11.5 |  |  | Growatt | ARK 12.8L-A1 | 1 | Shenzhen Growatt New Energy Co Ltd | SPH 3000TL BL-UP | Growatt | 2027-06-25
2022-01-21 | HBS3573 | Growatt ARK 15.3L-A1 (x1) w/ Shenzhen Growatt New Energy Co Ltd SPH 3000TL BL-UP Eastron SDM-630MCT | 13.8 |  |  | Growatt | ARK 15.3L-A1 | 1 | Shenzhen Growatt New Energy Co Ltd | SPH 3000TL BL-UP | Growatt | 2027-06-25
2022-01-21 | HBS3574 | Growatt ARK 17.9L-A1 (x1) w/ Shenzhen Growatt New Energy Co Ltd SPH 3000TL BL-UP Eastron SDM-630MCT | 16.1 |  |  | Growatt | ARK 17.9L-A1 | 1 | Shenzhen Growatt New Energy Co Ltd | SPH 3000TL BL-UP | Growatt | 2027-06-25
2022-01-21 | HBS3575 | Growatt ARK 20.4L-A1 (x1) w/ Shenzhen Growatt New Energy Co Ltd SPH 3000TL BL-UP Eastron SDM-630MCT | 18.3 |  |  | Growatt | ARK 20.4L-A1 | 1 | Shenzhen Growatt New Energy Co Ltd | SPH 3000TL BL-UP | Growatt | 2027-06-25
2022-01-21 | HBS3576 | Growatt ARK 23.0L-A1 (x1) w/ Shenzhen Growatt New Energy Co Ltd SPH 3000TL BL-UP Eastron SDM-630MCT | 20.7 |  |  | Growatt | ARK 23.0L-A1 | 1 | Shenzhen Growatt New Energy Co Ltd | SPH 3000TL BL-UP | Growatt | 2027-06-25
2022-01-21 | HBS3577 | Growatt ARK 25.6L-A1 (x1) w/ Shenzhen Growatt New Energy Co Ltd SPH 3000TL BL-UP Eastron SDM-630MCT | 23 |  |  | Growatt | ARK 25.6L-A1 | 1 | Shenzhen Growatt New Energy Co Ltd | SPH 3000TL BL-UP | Growatt | 2027-06-25
2022-01-21 | HBS3580 | Growatt ARK 7.6L-A1 (x1) w/ Shenzhen Growatt New Energy Co Ltd SPH 3600TL BL-UP Eastron SDM-630MCT | 6.9 |  |  | Growatt | ARK 7.6L-A1 | 1 | Shenzhen Growatt New Energy Co Ltd | SPH 3600TL BL-UP | Growatt | 2027-06-25
2022-01-21 | HBS3581 | Growatt ARK 10.2L-A1 (x1) w/ Shenzhen Growatt New Energy Co Ltd SPH 3600TL BL-UP Eastron SDM-630MCT | 9.2 |  |  | Growatt | ARK 10.2L-A1 | 1 | Shenzhen Growatt New Energy Co Ltd | SPH 3600TL BL-UP | Growatt | 2027-06-25
2022-01-21 | HBS3582 | Growatt ARK 12.8L-A1 (x1) w/ Shenzhen Growatt New Energy Co Ltd SPH 3600TL BL-UP Eastron SDM-630MCT | 11.5 |  |  | Growatt | ARK 12.8L-A1 | 1 | Shenzhen Growatt New Energy Co Ltd | SPH 3600TL BL-UP | Growatt | 2027-06-25
2022-01-21 | HBS3583 | Growatt ARK 15.3L-A1 (x1) w/ Shenzhen Growatt New Energy Co Ltd SPH 3600TL BL-UP Eastron SDM-630MCT | 13.8 |  |  | Growatt | ARK 15.3L-A1 | 1 | Shenzhen Growatt New Energy Co Ltd | SPH 3600TL BL-UP | Growatt | 2027-06-25
2022-01-21 | HBS3584 | Growatt ARK 17.9L-A1 (x1) w/ Shenzhen Growatt New Energy Co Ltd SPH 3600TL BL-UP Eastron SDM-630MCT | 16.1 |  |  | Growatt | ARK 17.9L-A1 | 1 | Shenzhen Growatt New Energy Co Ltd | SPH 3600TL BL-UP | Growatt | 2027-06-25
2022-01-21 | HBS3585 | Growatt ARK 20.4L-A1 (x1) w/ Shenzhen Growatt New Energy Co Ltd SPH 3600TL BL-UP Eastron SDM-630MCT | 18.3 |  |  | Growatt | ARK 20.4L-A1 | 1 | Shenzhen Growatt New Energy Co Ltd | SPH 3600TL BL-UP | Growatt | 2027-06-25
2022-01-21 | HBS3586 | Growatt ARK 23.0L-A1 (x1) w/ Shenzhen Growatt New Energy Co Ltd SPH 3600TL BL-UP Eastron SDM-630MCT | 20.7 |  |  | Growatt | ARK 23.0L-A1 | 1 | Shenzhen Growatt New Energy Co Ltd | SPH 3600TL BL-UP | Growatt | 2027-06-25
2022-01-21 | HBS3587 | Growatt ARK 25.6L-A1 (x1) w/ Shenzhen Growatt New Energy Co Ltd SPH 3600TL BL-UP Eastron SDM-630MCT | 23 |  |  | Growatt | ARK 25.6L-A1 | 1 | Shenzhen Growatt New Energy Co Ltd | SPH 3600TL BL-UP | Growatt | 2027-06-25
2022-01-21 | HBS3600 | Growatt ARK 7.6L-A1 (x1) w/ Shenzhen Growatt New Energy Co Ltd SPH 4000TL BL-UP Eastron SDM-630MCT | 6.9 |  |  | Growatt | ARK 7.6L-A1 | 1 | Shenzhen Growatt New Energy Co Ltd | SPH 4000TL BL-UP | Growatt | 2027-06-25
2022-01-21 | HBS3601 | Growatt ARK 10.2L-A1 (x1) w/ Shenzhen Growatt New Energy Co Ltd SPH 4000TL BL-UP Eastron SDM-630MCT | 9.2 |  |  | Growatt | ARK 10.2L-A1 | 1 | Shenzhen Growatt New Energy Co Ltd | SPH 4000TL BL-UP | Growatt | 2027-06-25
2022-01-21 | HBS3602 | Growatt ARK 12.8L-A1 (x1) w/ Shenzhen Growatt New Energy Co Ltd SPH 4000TL BL-UP Eastron SDM-630MCT | 11.5 |  |  | Growatt | ARK 12.8L-A1 | 1 | Shenzhen Growatt New Energy Co Ltd | SPH 4000TL BL-UP | Growatt | 2027-06-25
2022-01-21 | HBS3603 | Growatt ARK 15.3L-A1 (x1) w/ Shenzhen Growatt New Energy Co Ltd SPH 4000TL BL-UP Eastron SDM-630MCT | 13.8 |  |  | Growatt | ARK 15.3L-A1 | 1 | Shenzhen Growatt New Energy Co Ltd | SPH 4000TL BL-UP | Growatt | 2027-06-25
2022-01-21 | HBS3604 | Growatt ARK 17.9L-A1 (x1) w/ Shenzhen Growatt New Energy Co Ltd SPH 4000TL BL-UP Eastron SDM-630MCT | 16.1 |  |  | Growatt | ARK 17.9L-A1 | 1 | Shenzhen Growatt New Energy Co Ltd | SPH 4000TL BL-UP | Growatt | 2027-06-25
2022-01-21 | HBS3605 | Growatt ARK 20.4L-A1 (x1) w/ Shenzhen Growatt New Energy Co Ltd SPH 4000TL BL-UP Eastron SDM-630MCT | 18.3 |  |  | Growatt | ARK 20.4L-A1 | 1 | Shenzhen Growatt New Energy Co Ltd | SPH 4000TL BL-UP | Growatt | 2027-06-25
2022-01-21 | HBS3606 | Growatt ARK 23.0L-A1 (x1) w/ Shenzhen Growatt New Energy Co Ltd SPH 4000TL BL-UP Eastron SDM-630MCT | 20.7 |  |  | Growatt | ARK 23.0L-A1 | 1 | Shenzhen Growatt New Energy Co Ltd | SPH 4000TL BL-UP | Growatt | 2027-06-25
2022-01-21 | HBS3607 | Growatt ARK 25.6L-A1 (x1) w/ Shenzhen Growatt New Energy Co Ltd SPH 4000TL BL-UP Eastron SDM-630MCT | 23 |  |  | Growatt | ARK 25.6L-A1 | 1 | Shenzhen Growatt New Energy Co Ltd | SPH 4000TL BL-UP | Growatt | 2027-06-25
2022-01-21 | HBS3610 | Growatt ARK 7.6L-A1 (x1) w/ Shenzhen Growatt New Energy Co Ltd SPH 4600TL BL-UP Eastron SDM-630MCT | 6.9 |  |  | Growatt | ARK 7.6L-A1 | 1 | Shenzhen Growatt New Energy Co Ltd | SPH 4600TL BL-UP | Growatt | 2027-06-25
2022-01-21 | HBS3611 | Growatt ARK 10.2L-A1 (x1) w/ Shenzhen Growatt New Energy Co Ltd SPH 4600TL BL-UP Eastron SDM-630MCT | 9.2 |  |  | Growatt | ARK 10.2L-A1 | 1 | Shenzhen Growatt New Energy Co Ltd | SPH 4600TL BL-UP | Growatt | 2027-06-25
2022-01-21 | HBS3612 | Growatt ARK 12.8L-A1 (x1) w/ Shenzhen Growatt New Energy Co Ltd SPH 4600TL BL-UP Eastron SDM-630MCT | 11.5 |  |  | Growatt | ARK 12.8L-A1 | 1 | Shenzhen Growatt New Energy Co Ltd | SPH 4600TL BL-UP | Growatt | 2027-06-25
2022-01-21 | HBS3613 | Growatt ARK 15.3L-A1 (x1) w/ Shenzhen Growatt New Energy Co Ltd SPH 4600TL BL-UP Eastron SDM-630MCT | 13.8 |  |  | Growatt | ARK 15.3L-A1 | 1 | Shenzhen Growatt New Energy Co Ltd | SPH 4600TL BL-UP | Growatt | 2027-06-25
2022-01-21 | HBS3614 | Growatt ARK 17.9L-A1 (x1) w/ Shenzhen Growatt New Energy Co Ltd SPH 4600TL BL-UP Eastron SDM-630MCT | 16.1 |  |  | Growatt | ARK 17.9L-A1 | 1 | Shenzhen Growatt New Energy Co Ltd | SPH 4600TL BL-UP | Growatt | 2027-06-25
2022-01-21 | HBS3615 | Growatt ARK 20.4L-A1 (x1) w/ Shenzhen Growatt New Energy Co Ltd SPH 4600TL BL-UP Eastron SDM-630MCT | 18.3 |  |  | Growatt | ARK 20.4L-A1 | 1 | Shenzhen Growatt New Energy Co Ltd | SPH 4600TL BL-UP | Growatt | 2027-06-25
2022-01-21 | HBS3616 | Growatt ARK 23.0L-A1 (x1) w/ Shenzhen Growatt New Energy Co Ltd SPH 4600TL BL-UP Eastron SDM-630MCT | 20.7 |  |  | Growatt | ARK 23.0L-A1 | 1 | Shenzhen Growatt New Energy Co Ltd | SPH 4600TL BL-UP | Growatt | 2027-06-25
2022-01-21 | HBS3617 | Growatt ARK 25.6L-A1 (x1) w/ Shenzhen Growatt New Energy Co Ltd SPH 4600TL BL-UP Eastron SDM-630MCT | 23 |  |  | Growatt | ARK 25.6L-A1 | 1 | Shenzhen Growatt New Energy Co Ltd | SPH 4600TL BL-UP | Growatt | 2027-06-25
2022-01-21 | HBS3630 | Growatt ARK 7.6L-A1 (x1) w/ Shenzhen Growatt New Energy Co Ltd SPH 5000TL BL-UP Eastron SDM-630MCT | 6.9 |  |  | Growatt | ARK 7.6L-A1 | 1 | Shenzhen Growatt New Energy Co Ltd | SPH 5000TL BL-UP | Growatt | 2027-06-25
2022-01-21 | HBS3631 | Growatt ARK 10.2L-A1 (x1) w/ Shenzhen Growatt New Energy Co Ltd SPH 5000TL BL-UP Eastron SDM-630MCT | 9.2 |  |  | Growatt | ARK 10.2L-A1 | 1 | Shenzhen Growatt New Energy Co Ltd | SPH 5000TL BL-UP | Growatt | 2027-06-25
2022-01-21 | HBS3632 | Growatt ARK 12.8L-A1 (x1) w/ Shenzhen Growatt New Energy Co Ltd SPH 5000TL BL-UP Eastron SDM-630MCT | 11.5 |  |  | Growatt | ARK 12.8L-A1 | 1 | Shenzhen Growatt New Energy Co Ltd | SPH 5000TL BL-UP | Growatt | 2027-06-25
2022-01-21 | HBS3633 | Growatt ARK 15.3L-A1 (x1) w/ Shenzhen Growatt New Energy Co Ltd SPH 5000TL BL-UP Eastron SDM-630MCT | 13.8 |  |  | Growatt | ARK 15.3L-A1 | 1 | Shenzhen Growatt New Energy Co Ltd | SPH 5000TL BL-UP | Growatt | 2027-06-25
2022-01-21 | HBS3634 | Growatt ARK 17.9L-A1 (x1) w/ Shenzhen Growatt New Energy Co Ltd SPH 5000TL BL-UP Eastron SDM-630MCT | 16.1 |  |  | Growatt | ARK 17.9L-A1 | 1 | Shenzhen Growatt New Energy Co Ltd | SPH 5000TL BL-UP | Growatt | 2027-06-25
2022-01-21 | HBS3635 | Growatt ARK 20.4L-A1 (x1) w/ Shenzhen Growatt New Energy Co Ltd SPH 5000TL BL-UP Eastron SDM-630MCT | 18.3 |  |  | Growatt | ARK 20.4L-A1 | 1 | Shenzhen Growatt New Energy Co Ltd | SPH 5000TL BL-UP | Growatt | 2027-06-25
2022-01-21 | HBS3636 | Growatt ARK 23.0L-A1 (x1) w/ Shenzhen Growatt New Energy Co Ltd SPH 5000TL BL-UP Eastron SDM-630MCT | 20.7 |  |  | Growatt | ARK 23.0L-A1 | 1 | Shenzhen Growatt New Energy Co Ltd | SPH 5000TL BL-UP | Growatt | 2027-06-25
2022-01-21 | HBS3637 | Growatt ARK 25.6L-A1 (x1) w/ Shenzhen Growatt New Energy Co Ltd SPH 5000TL BL-UP Eastron SDM-630MCT | 23 |  |  | Growatt | ARK 25.6L-A1 | 1 | Shenzhen Growatt New Energy Co Ltd | SPH 5000TL BL-UP | Growatt | 2027-06-25
2022-01-21 | HBS3650 | Growatt ARK 7.6L-A1 (x1) w/ Shenzhen Growatt New Energy Co Ltd SPH 6000TL BL-UP Eastron SDM-630MCT | 6.9 |  |  | Growatt | ARK 7.6L-A1 | 1 | Shenzhen Growatt New Energy Co Ltd | SPH 6000TL BL-UP | Growatt | 2027-06-25
2022-01-21 | HBS3651 | Growatt ARK 10.2L-A1 (x1) w/ Shenzhen Growatt New Energy Co Ltd SPH 6000TL BL-UP Eastron SDM-630MCT | 9.2 |  |  | Growatt | ARK 10.2L-A1 | 1 | Shenzhen Growatt New Energy Co Ltd | SPH 6000TL BL-UP | Growatt | 2027-06-25
2022-01-21 | HBS3652 | Growatt ARK 12.8L-A1 (x1) w/ Shenzhen Growatt New Energy Co Ltd SPH 6000TL BL-UP Eastron SDM-630MCT | 11.5 |  |  | Growatt | ARK 12.8L-A1 | 1 | Shenzhen Growatt New Energy Co Ltd | SPH 6000TL BL-UP | Growatt | 2027-06-25
2022-01-21 | HBS3653 | Growatt ARK 15.3L-A1 (x1) w/ Shenzhen Growatt New Energy Co Ltd SPH 6000TL BL-UP Eastron SDM-630MCT | 13.8 |  |  | Growatt | ARK 15.3L-A1 | 1 | Shenzhen Growatt New Energy Co Ltd | SPH 6000TL BL-UP | Growatt | 2027-06-25
2022-01-21 | HBS3654 | Growatt ARK 17.9L-A1 (x1) w/ Shenzhen Growatt New Energy Co Ltd SPH 6000TL BL-UP Eastron SDM-630MCT | 16.1 |  |  | Growatt | ARK 17.9L-A1 | 1 | Shenzhen Growatt New Energy Co Ltd | SPH 6000TL BL-UP | Growatt | 2027-06-25
2022-01-21 | HBS3655 | Growatt ARK 20.4L-A1 (x1) w/ Shenzhen Growatt New Energy Co Ltd SPH 6000TL BL-UP Eastron SDM-630MCT | 18.3 |  |  | Growatt | ARK 20.4L-A1 | 1 | Shenzhen Growatt New Energy Co Ltd | SPH 6000TL BL-UP | Growatt | 2027-06-25
2022-01-21 | HBS3656 | Growatt ARK 23.0L-A1 (x1) w/ Shenzhen Growatt New Energy Co Ltd SPH 6000TL BL-UP Eastron SDM-630MCT | 20.7 |  |  | Growatt | ARK 23.0L-A1 | 1 | Shenzhen Growatt New Energy Co Ltd | SPH 6000TL BL-UP | Growatt | 2027-06-25
2022-01-21 | HBS3657 | Growatt ARK 25.6L-A1 (x1) w/ Shenzhen Growatt New Energy Co Ltd SPH 6000TL BL-UP Eastron SDM-630MCT | 23 |  |  | Growatt | ARK 25.6L-A1 | 1 | Shenzhen Growatt New Energy Co Ltd | SPH 6000TL BL-UP | Growatt | 2027-06-25
2022-03-11 | HBS3736 | LG Energy Solution RESU12 (x1) w/ GoodWe GW5048D-ES inverter, GM-1000 'smart controller' | 11.7 |  |  | LG Energy Solution | RESU12 | 1 | GoodWe | GW5048D-ES | LG Energy Solution | 2026-06-16
2022-03-11 | HBS3737 | LG Energy Solution RESU12 (x1) w/ GoodWe GW5048D-ES inverter, GM-3000 'smart controller' | 11.7 |  |  | LG Energy Solution | RESU12 | 1 | GoodWe | GW5048D-ES | LG Energy Solution | 2026-06-16
2022-03-18 | HBS3755 | BYD HVS 7.7 (x1) w/ Fronius Symo GEN24 3.0 Plus SwitchDin DP-DP-001 (residential Droplet) | 7.68 |  |  | BYD | HVS 7.7 | 1 | Fronius | Symo GEN24 3.0 Plus | BYD | 2026-09-29
2022-03-18 | HBS3756 | BYD HVS 10.2 (x1) w/ Fronius Symo GEN24 3.0 Plus SwitchDin DP-DP-001 (residential Droplet) | 10.24 |  |  | BYD | HVS 10.2 | 1 | Fronius | Symo GEN24 3.0 Plus | BYD | 2026-09-29
2022-03-18 | HBS3757 | BYD HVS 5.1 (x2) w/ Fronius Symo GEN24 3.0 Plus SwitchDin DP-DP-001 (residential Droplet) | 10.24 |  |  | BYD | HVS 5.1 | 2 | Fronius | Symo GEN24 3.0 Plus | BYD | 2026-09-29
2022-03-18 | HBS3758 | BYD HVS 7.7 (x2) w/ Fronius Symo GEN24 3.0 Plus SwitchDin DP-DP-001 (residential Droplet) | 15.36 |  |  | BYD | HVS 7.7 | 2 | Fronius | Symo GEN24 3.0 Plus | BYD | 2026-09-29
2022-03-18 | HBS3759 | BYD HVS 10.2 (x2) w/ Fronius Symo GEN24 3.0 Plus SwitchDin DP-DP-001 (residential Droplet) | 20.48 |  |  | BYD | HVS 10.2 | 2 | Fronius | Symo GEN24 3.0 Plus | BYD | 2026-09-29
2022-03-18 | HBS3760 | BYD HVS 5.1 (x3) w/ Fronius Symo GEN24 3.0 Plus SwitchDin DP-DP-001 (residential Droplet) | 15.36 |  |  | BYD | HVS 5.1 | 3 | Fronius | Symo GEN24 3.0 Plus | BYD | 2026-09-29
2022-03-18 | HBS3761 | BYD HVS 7.7 (x3) w/ Fronius Symo GEN24 3.0 Plus SwitchDin DP-DP-001 (residential Droplet) | 23.04 |  |  | BYD | HVS 7.7 | 3 | Fronius | Symo GEN24 3.0 Plus | BYD | 2026-09-29
2022-03-18 | HBS3762 | BYD HVS 10.2 (x3) w/ Fronius Symo GEN24 3.0 Plus SwitchDin DP-DP-001 (residential Droplet) | 40.96 |  |  | BYD | HVS 10.2 | 3 | Fronius | Symo GEN24 3.0 Plus | BYD | 2026-09-29
2022-03-18 | HBS3763 | BYD HVM 11.0 (x1) w/ Fronius Symo GEN24 3.0 Plus SwitchDin DP-DP-001 (residential Droplet) | 11.04 |  |  | BYD | HVM 11.0 | 1 | Fronius | Symo GEN24 3.0 Plus | BYD | 2026-09-29
2022-03-18 | HBS3764 | BYD HVM 13.8 (x1) w/ Fronius Symo GEN24 3.0 Plus SwitchDin DP-DP-001 (residential Droplet) | 13.8 |  |  | BYD | HVM 13.8 | 1 | Fronius | Symo GEN24 3.0 Plus | BYD | 2026-09-29
2022-03-18 | HBS3765 | BYD HVM 16.6 (x1) w/ Fronius Symo GEN24 3.0 Plus SwitchDin DP-DP-001 (residential Droplet) | 16.56 |  |  | BYD | HVM 16.6 | 1 | Fronius | Symo GEN24 3.0 Plus | BYD | 2026-09-29
2022-03-18 | HBS3766 | BYD HVM 19.3 (x1) w/ Fronius Symo GEN24 3.0 Plus SwitchDin DP-DP-001 (residential Droplet) | 19.32 |  |  | BYD | HVM 19.3 | 1 | Fronius | Symo GEN24 3.0 Plus | BYD | 2026-09-29
2022-03-18 | HBS3767 | BYD HVM 22.1 (x1) w/ Fronius Symo GEN24 3.0 Plus SwitchDin DP-DP-001 (residential Droplet) | 22.08 |  |  | BYD | HVM 22.1 | 1 | Fronius | Symo GEN24 3.0 Plus | BYD | 2026-09-29
2022-03-18 | HBS3768 | BYD HVM 11.0 (x2) w/ Fronius Symo GEN24 3.0 Plus SwitchDin DP-DP-001 (residential Droplet) | 22.08 |  |  | BYD | HVM 11.0 | 2 | Fronius | Symo GEN24 3.0 Plus | BYD | 2026-09-29
2022-03-18 | HBS3769 | BYD HVM 13.8 (x2) w/ Fronius Symo GEN24 3.0 Plus SwitchDin DP-DP-001 (residential Droplet) | 27.6 |  |  | BYD | HVM 13.8 | 2 | Fronius | Symo GEN24 3.0 Plus | BYD | 2026-09-29
2022-03-18 | HBS3770 | BYD HVM 16.6 (x2) w/ Fronius Symo GEN24 3.0 Plus SwitchDin DP-DP-001 (residential Droplet) | 33.12 |  |  | BYD | HVM 16.6 | 2 | Fronius | Symo GEN24 3.0 Plus | BYD | 2026-09-29
2022-03-18 | HBS3771 | BYD HVM 19.3 (x2) w/ Fronius Symo GEN24 3.0 Plus SwitchDin DP-DP-001 (residential Droplet) | 38.64 |  |  | BYD | HVM 19.3 | 2 | Fronius | Symo GEN24 3.0 Plus | BYD | 2026-09-29
2022-03-18 | HBS3772 | BYD HVM 22.1 (x2) w/ Fronius Symo GEN24 3.0 Plus SwitchDin DP-DP-001 (residential Droplet) | 44.16 |  |  | BYD | HVM 22.1 | 2 | Fronius | Symo GEN24 3.0 Plus | BYD | 2026-09-29
2022-03-18 | HBS3773 | BYD HVM 11.0 (x3) w/ Fronius Symo GEN24 3.0 Plus SwitchDin DP-DP-001 (residential Droplet) | 33.12 |  |  | BYD | HVM 11.0 | 3 | Fronius | Symo GEN24 3.0 Plus | BYD | 2026-09-29
2022-03-18 | HBS3774 | BYD HVM 13.8 (x3) w/ Fronius Symo GEN24 3.0 Plus SwitchDin DP-DP-001 (residential Droplet) | 41.4 |  |  | BYD | HVM 13.8 | 3 | Fronius | Symo GEN24 3.0 Plus | BYD | 2026-09-29
2022-03-18 | HBS3775 | BYD HVM 16.6 (x3) w/ Fronius Symo GEN24 3.0 Plus SwitchDin DP-DP-001 (residential Droplet) | 49.68 |  |  | BYD | HVM 16.6 | 3 | Fronius | Symo GEN24 3.0 Plus | BYD | 2026-09-29
2022-03-18 | HBS3776 | BYD HVM 19.3 (x3) w/ Fronius Symo GEN24 3.0 Plus SwitchDin DP-DP-001 (residential Droplet) | 57.96 |  |  | BYD | HVM 19.3 | 3 | Fronius | Symo GEN24 3.0 Plus | BYD | 2026-09-29
2022-03-18 | HBS3778 | BYD HVS 7.7 (x1) w/ Fronius Symo GEN24 4.0 Plus SwitchDin DP-DP-001 (residential Droplet) | 7.68 |  |  | BYD | HVS 7.7 | 1 | Fronius | Symo GEN24 4.0 Plus | BYD | 2026-09-29
2022-03-18 | HBS3779 | BYD HVS 10.2 (x1) w/ Fronius Symo GEN24 4.0 Plus SwitchDin DP-DP-001 (residential Droplet) | 10.24 |  |  | BYD | HVS 10.2 | 1 | Fronius | Symo GEN24 4.0 Plus | BYD | 2026-09-29
2022-03-18 | HBS3780 | BYD HVS 5.1 (x2) w/ Fronius Symo GEN24 4.0 Plus SwitchDin DP-DP-001 (residential Droplet) | 10.24 |  |  | BYD | HVS 5.1 | 2 | Fronius | Symo GEN24 4.0 Plus | BYD | 2026-09-29
2022-03-18 | HBS3781 | BYD HVS 7.7 (x2) w/ Fronius Symo GEN24 4.0 Plus SwitchDin DP-DP-001 (residential Droplet) | 15.36 |  |  | BYD | HVS 7.7 | 2 | Fronius | Symo GEN24 4.0 Plus | BYD | 2026-09-29
2022-03-18 | HBS3782 | BYD HVS 10.2 (x2) w/ Fronius Symo GEN24 4.0 Plus SwitchDin DP-DP-001 (residential Droplet) | 20.48 |  |  | BYD | HVS 10.2 | 2 | Fronius | Symo GEN24 4.0 Plus | BYD | 2026-09-29
2022-03-18 | HBS3783 | BYD HVS 5.1 (x3) w/ Fronius Symo GEN24 4.0 Plus SwitchDin DP-DP-001 (residential Droplet) | 15.36 |  |  | BYD | HVS 5.1 | 3 | Fronius | Symo GEN24 4.0 Plus | BYD | 2026-09-29
2022-03-18 | HBS3784 | BYD HVS 7.7 (x3) w/ Fronius Symo GEN24 4.0 Plus SwitchDin DP-DP-001 (residential Droplet) | 23.04 |  |  | BYD | HVS 7.7 | 3 | Fronius | Symo GEN24 4.0 Plus | BYD | 2026-09-29
2022-03-18 | HBS3785 | BYD HVS 10.2 (x3) w/ Fronius Symo GEN24 4.0 Plus SwitchDin DP-DP-001 (residential Droplet) | 40.96 |  |  | BYD | HVS 10.2 | 3 | Fronius | Symo GEN24 4.0 Plus | BYD | 2026-09-29
2022-03-18 | HBS3786 | BYD HVM 11.0 (x1) w/ Fronius Symo GEN24 4.0 Plus SwitchDin DP-DP-001 (residential Droplet) | 11.04 |  |  | BYD | HVM 11.0 | 1 | Fronius | Symo GEN24 4.0 Plus | BYD | 2026-09-29
2022-03-18 | HBS3787 | BYD HVM 13.8 (x1) w/ Fronius Symo GEN24 4.0 Plus SwitchDin DP-DP-001 (residential Droplet) | 13.8 |  |  | BYD | HVM 13.8 | 1 | Fronius | Symo GEN24 4.0 Plus | BYD | 2026-09-29
2022-03-18 | HBS3788 | BYD HVM 16.6 (x1) w/ Fronius Symo GEN24 4.0 Plus SwitchDin DP-DP-001 (residential Droplet) | 16.56 |  |  | BYD | HVM 16.6 | 1 | Fronius | Symo GEN24 4.0 Plus | BYD | 2026-09-29
2022-03-18 | HBS3789 | BYD HVM 19.3 (x1) w/ Fronius Symo GEN24 4.0 Plus SwitchDin DP-DP-001 (residential Droplet) | 19.32 |  |  | BYD | HVM 19.3 | 1 | Fronius | Symo GEN24 4.0 Plus | BYD | 2026-09-29
2022-03-18 | HBS3790 | BYD HVM 22.1 (x1) w/ Fronius Symo GEN24 4.0 Plus SwitchDin DP-DP-001 (residential Droplet) | 22.08 |  |  | BYD | HVM 22.1 | 1 | Fronius | Symo GEN24 4.0 Plus | BYD | 2026-09-29
2022-03-18 | HBS3791 | BYD HVM 11.0 (x2) w/ Fronius Symo GEN24 4.0 Plus SwitchDin DP-DP-001 (residential Droplet) | 22.08 |  |  | BYD | HVM 11.0 | 2 | Fronius | Symo GEN24 4.0 Plus | BYD | 2026-09-29
2022-03-18 | HBS3792 | BYD HVM 13.8 (x2) w/ Fronius Symo GEN24 4.0 Plus SwitchDin DP-DP-001 (residential Droplet) | 27.6 |  |  | BYD | HVM 13.8 | 2 | Fronius | Symo GEN24 4.0 Plus | BYD | 2026-09-29
2022-03-18 | HBS3793 | BYD HVM 16.6 (x2) w/ Fronius Symo GEN24 4.0 Plus SwitchDin DP-DP-001 (residential Droplet) | 33.12 |  |  | BYD | HVM 16.6 | 2 | Fronius | Symo GEN24 4.0 Plus | BYD | 2026-09-29
2022-03-18 | HBS3794 | BYD HVM 19.3 (x2) w/ Fronius Symo GEN24 4.0 Plus SwitchDin DP-DP-001 (residential Droplet) | 38.64 |  |  | BYD | HVM 19.3 | 2 | Fronius | Symo GEN24 4.0 Plus | BYD | 2026-09-29
2022-03-18 | HBS3795 | BYD HVM 22.1 (x2) w/ Fronius Symo GEN24 4.0 Plus SwitchDin DP-DP-001 (residential Droplet) | 44.16 |  |  | BYD | HVM 22.1 | 2 | Fronius | Symo GEN24 4.0 Plus | BYD | 2026-09-29
2022-03-18 | HBS3796 | BYD HVM 11.0 (x3) w/ Fronius Symo GEN24 4.0 Plus SwitchDin DP-DP-001 (residential Droplet) | 33.12 |  |  | BYD | HVM 11.0 | 3 | Fronius | Symo GEN24 4.0 Plus | BYD | 2026-09-29
2022-03-18 | HBS3797 | BYD HVM 13.8 (x3) w/ Fronius Symo GEN24 4.0 Plus SwitchDin DP-DP-001 (residential Droplet) | 41.4 |  |  | BYD | HVM 13.8 | 3 | Fronius | Symo GEN24 4.0 Plus | BYD | 2026-09-29
2022-03-18 | HBS3798 | BYD HVM 16.6 (x3) w/ Fronius Symo GEN24 4.0 Plus SwitchDin DP-DP-001 (residential Droplet) | 49.68 |  |  | BYD | HVM 16.6 | 3 | Fronius | Symo GEN24 4.0 Plus | BYD | 2026-09-29
2022-03-18 | HBS3799 | BYD HVM 19.3 (x3) w/ Fronius Symo GEN24 4.0 Plus SwitchDin DP-DP-001 (residential Droplet) | 57.96 |  |  | BYD | HVM 19.3 | 3 | Fronius | Symo GEN24 4.0 Plus | BYD | 2026-09-29
2022-03-18 | HBS3801 | BYD HVS 7.7 (x1) w/ Fronius Symo GEN24 5.0 Plus SwitchDin DP-DP-001 (residential Droplet) | 7.68 |  |  | BYD | HVS 7.7 | 1 | Fronius | Symo GEN24 5.0 Plus | BYD | 2026-09-29
2022-03-18 | HBS3802 | BYD HVS 10.2 (x1) w/ Fronius Symo GEN24 5.0 Plus SwitchDin DP-DP-001 (residential Droplet) | 10.24 |  |  | BYD | HVS 10.2 | 1 | Fronius | Symo GEN24 5.0 Plus | BYD | 2026-09-29
2022-03-18 | HBS3803 | BYD HVS 5.1 (x2) w/ Fronius Symo GEN24 5.0 Plus SwitchDin DP-DP-001 (residential Droplet) | 10.24 |  |  | BYD | HVS 5.1 | 2 | Fronius | Symo GEN24 5.0 Plus | BYD | 2026-09-29
2022-03-18 | HBS3804 | BYD HVS 7.7 (x2) w/ Fronius Symo GEN24 5.0 Plus SwitchDin DP-DP-001 (residential Droplet) | 15.36 |  |  | BYD | HVS 7.7 | 2 | Fronius | Symo GEN24 5.0 Plus | BYD | 2026-09-29
2022-03-18 | HBS3805 | BYD HVS 10.2 (x2) w/ Fronius Symo GEN24 5.0 Plus SwitchDin DP-DP-001 (residential Droplet) | 20.48 |  |  | BYD | HVS 10.2 | 2 | Fronius | Symo GEN24 5.0 Plus | BYD | 2026-09-29
2022-03-18 | HBS3806 | BYD HVS 5.1 (x3) w/ Fronius Symo GEN24 5.0 Plus SwitchDin DP-DP-001 (residential Droplet) | 15.36 |  |  | BYD | HVS 5.1 | 3 | Fronius | Symo GEN24 5.0 Plus | BYD | 2026-09-29
2022-03-18 | HBS3807 | BYD HVS 7.7 (x3) w/ Fronius Symo GEN24 5.0 Plus SwitchDin DP-DP-001 (residential Droplet) | 23.04 |  |  | BYD | HVS 7.7 | 3 | Fronius | Symo GEN24 5.0 Plus | BYD | 2026-09-29
2022-03-18 | HBS3808 | BYD HVS 10.2 (x3) w/ Fronius Symo GEN24 5.0 Plus SwitchDin DP-DP-001 (residential Droplet) | 40.96 |  |  | BYD | HVS 10.2 | 3 | Fronius | Symo GEN24 5.0 Plus | BYD | 2026-09-29
2022-03-18 | HBS3809 | BYD HVM 11.0 (x1) w/ Fronius Symo GEN24 5.0 Plus SwitchDin DP-DP-001 (residential Droplet) | 11.04 |  |  | BYD | HVM 11.0 | 1 | Fronius | Symo GEN24 5.0 Plus | BYD | 2026-09-29
2022-03-18 | HBS3810 | BYD HVM 13.8 (x1) w/ Fronius Symo GEN24 5.0 Plus SwitchDin DP-DP-001 (residential Droplet) | 13.8 |  |  | BYD | HVM 13.8 | 1 | Fronius | Symo GEN24 5.0 Plus | BYD | 2026-09-29
2022-03-18 | HBS3811 | BYD HVM 16.6 (x1) w/ Fronius Symo GEN24 5.0 Plus SwitchDin DP-DP-001 (residential Droplet) | 16.56 |  |  | BYD | HVM 16.6 | 1 | Fronius | Symo GEN24 5.0 Plus | BYD | 2026-09-29
2022-03-18 | HBS3812 | BYD HVM 19.3 (x1) w/ Fronius Symo GEN24 5.0 Plus SwitchDin DP-DP-001 (residential Droplet) | 19.32 |  |  | BYD | HVM 19.3 | 1 | Fronius | Symo GEN24 5.0 Plus | BYD | 2026-09-29
2022-03-18 | HBS3813 | BYD HVM 22.1 (x1) w/ Fronius Symo GEN24 5.0 Plus SwitchDin DP-DP-001 (residential Droplet) | 22.08 |  |  | BYD | HVM 22.1 | 1 | Fronius | Symo GEN24 5.0 Plus | BYD | 2026-09-29
2022-03-18 | HBS3814 | BYD HVM 11.0 (x2) w/ Fronius Symo GEN24 5.0 Plus SwitchDin DP-DP-001 (residential Droplet) | 22.08 |  |  | BYD | HVM 11.0 | 2 | Fronius | Symo GEN24 5.0 Plus | BYD | 2026-09-29
2022-03-18 | HBS3815 | BYD HVM 13.8 (x2) w/ Fronius Symo GEN24 5.0 Plus SwitchDin DP-DP-001 (residential Droplet) | 27.6 |  |  | BYD | HVM 13.8 | 2 | Fronius | Symo GEN24 5.0 Plus | BYD | 2026-09-29
2022-03-18 | HBS3816 | BYD HVM 16.6 (x2) w/ Fronius Symo GEN24 5.0 Plus SwitchDin DP-DP-001 (residential Droplet) | 33.12 |  |  | BYD | HVM 16.6 | 2 | Fronius | Symo GEN24 5.0 Plus | BYD | 2026-09-29
2022-03-18 | HBS3817 | BYD HVM 19.3 (x2) w/ Fronius Symo GEN24 5.0 Plus SwitchDin DP-DP-001 (residential Droplet) | 38.64 |  |  | BYD | HVM 19.3 | 2 | Fronius | Symo GEN24 5.0 Plus | BYD | 2026-09-29
2022-03-18 | HBS3818 | BYD HVM 22.1 (x2) w/ Fronius Symo GEN24 5.0 Plus SwitchDin DP-DP-001 (residential Droplet) | 44.16 |  |  | BYD | HVM 22.1 | 2 | Fronius | Symo GEN24 5.0 Plus | BYD | 2026-09-29
2022-03-18 | HBS3819 | BYD HVM 11.0 (x3) w/ Fronius Symo GEN24 5.0 Plus SwitchDin DP-DP-001 (residential Droplet) | 33.12 |  |  | BYD | HVM 11.0 | 3 | Fronius | Symo GEN24 5.0 Plus | BYD | 2026-09-29
2022-03-18 | HBS3820 | BYD HVM 13.8 (x3) w/ Fronius Symo GEN24 5.0 Plus SwitchDin DP-DP-001 (residential Droplet) | 41.4 |  |  | BYD | HVM 13.8 | 3 | Fronius | Symo GEN24 5.0 Plus | BYD | 2026-09-29
2022-03-18 | HBS3821 | BYD HVM 16.6 (x3) w/ Fronius Symo GEN24 5.0 Plus SwitchDin DP-DP-001 (residential Droplet) | 49.68 |  |  | BYD | HVM 16.6 | 3 | Fronius | Symo GEN24 5.0 Plus | BYD | 2026-09-29
2022-03-18 | HBS3822 | BYD HVM 19.3 (x3) w/ Fronius Symo GEN24 5.0 Plus SwitchDin DP-DP-001 (residential Droplet) | 57.96 |  |  | BYD | HVM 19.3 | 3 | Fronius | Symo GEN24 5.0 Plus | BYD | 2026-09-29
2022-03-25 | HBS3823 | SolarEdge BAT-10K1P (x1) w/ SolarEdge SE3000H SolarEdge Built into inverter (SE-MTR-3Y-400V-A) | 9.7 |  |  | SolarEdge | BAT-10K1P | 1 | SolarEdge | SE3000H | SolarEdge | 2027-01-17
2022-03-25 | HBS3824 | SolarEdge BAT-10K1P (x1) w/ SolarEdge Energy Hub SE3000H-MM SolarEdge Built into inverter (SE-MTR-3Y-400V-A) | 9.7 |  |  | SolarEdge | BAT-10K1P | 1 | SolarEdge | Energy Hub SE3000H-MM | SolarEdge | 2027-01-17
2022-03-25 | HBS3825 | SolarEdge BAT-10K1P (x1) w/ SolarEdge SE5000H SolarEdge Built into inverter (SE-MTR-3Y-400V-A) | 9.7 |  |  | SolarEdge | BAT-10K1P | 1 | SolarEdge | SE5000H | SolarEdge | 2027-01-17
2022-03-25 | HBS3826 | SolarEdge BAT-10K1P (x1) w/ SolarEdge Energy Hub SE5000H-MM SolarEdge Built into inverter (SE-MTR-3Y-400V-A) | 9.7 |  |  | SolarEdge | BAT-10K1P | 1 | SolarEdge | Energy Hub SE5000H-MM | SolarEdge | 2027-01-17
2022-03-25 | HBS3827 | SolarEdge BAT-10K1P (x2) w/ SolarEdge SE5000H SolarEdge Built into inverter (SE-MTR-3Y-400V-A) | 19.4 |  |  | SolarEdge | BAT-10K1P | 2 | SolarEdge | SE5000H | SolarEdge | 2027-01-17
2022-03-25 | HBS3828 | SolarEdge BAT-10K1P (x2) w/ SolarEdge Energy Hub SE5000H-MM SolarEdge Built into inverter (SE-MTR-3Y-400V-A) | 19.4 |  |  | SolarEdge | BAT-10K1P | 2 | SolarEdge | Energy Hub SE5000H-MM | SolarEdge | 2027-01-17
2022-03-25 | HBS3829 | SolarEdge BAT-10K1P (x1) w/ SolarEdge SE6000H SolarEdge Built into inverter (SE-MTR-3Y-400V-A) | 9.7 |  |  | SolarEdge | BAT-10K1P | 1 | SolarEdge | SE6000H | SolarEdge | 2027-01-17
2022-03-25 | HBS3830 | SolarEdge BAT-10K1P (x1) w/ SolarEdge Energy Hub SE6000H-MM SolarEdge Built into inverter (SE-MTR-3Y-400V-A) | 9.7 |  |  | SolarEdge | BAT-10K1P | 1 | SolarEdge | Energy Hub SE6000H-MM | SolarEdge | 2027-01-17
2022-03-25 | HBS3831 | SolarEdge BAT-10K1P (x2) w/ SolarEdge SE6000H SolarEdge Built into inverter (SE-MTR-3Y-400V-A) | 19.4 |  |  | SolarEdge | BAT-10K1P | 2 | SolarEdge | SE6000H | SolarEdge | 2027-01-17
2022-03-25 | HBS3832 | SolarEdge BAT-10K1P (x2) w/ SolarEdge Energy Hub SE6000H-MM SolarEdge Built into inverter (SE-MTR-3Y-400V-A) | 19.4 |  |  | SolarEdge | BAT-10K1P | 2 | SolarEdge | Energy Hub SE6000H-MM | SolarEdge | 2027-01-17
2022-03-25 | HBS3833 | SolarEdge BAT-10K1P (x1) w/ SolarEdge SE8250H SolarEdge Built into inverter (SE-MTR-3Y-400V-A) | 9.7 |  |  | SolarEdge | BAT-10K1P | 1 | SolarEdge | SE8250H | SolarEdge | 2027-01-17
2022-03-25 | HBS3834 | SolarEdge BAT-10K1P (x1) w/ SolarEdge Energy Hub SE8250H-MM SolarEdge Built into inverter (SE-MTR-3Y-400V-A) | 9.7 |  |  | SolarEdge | BAT-10K1P | 1 | SolarEdge | Energy Hub SE8250H-MM | SolarEdge | 2027-01-17
2022-03-25 | HBS3835 | SolarEdge BAT-10K1P (x2) w/ SolarEdge SE8250H SolarEdge Built into inverter (SE-MTR-3Y-400V-A) | 19.4 |  |  | SolarEdge | BAT-10K1P | 2 | SolarEdge | SE8250H | SolarEdge | 2027-01-17
2022-03-25 | HBS3836 | SolarEdge BAT-10K1P (x2) w/ SolarEdge Energy Hub SE8250H-MM SolarEdge Built into inverter (SE-MTR-3Y-400V-A) | 19.4 |  |  | SolarEdge | BAT-10K1P | 2 | SolarEdge | Energy Hub SE8250H-MM | SolarEdge | 2027-01-17
2022-03-25 | HBS3837 | SolarEdge BAT-10K1P (x3) w/ SolarEdge SE8250H SolarEdge Built into inverter (SE-MTR-3Y-400V-A) | 29.1 |  |  | SolarEdge | BAT-10K1P | 3 | SolarEdge | SE8250H | SolarEdge | 2027-01-17
2022-03-25 | HBS3838 | SolarEdge BAT-10K1P (x3) w/ SolarEdge Energy Hub SE8250H-MM SolarEdge Built into inverter (SE-MTR-3Y-400V-A) | 29.1 |  |  | SolarEdge | BAT-10K1P | 3 | SolarEdge | Energy Hub SE8250H-MM | SolarEdge | 2027-01-17
2022-03-25 | HBS3839 | SolarEdge BAT-10K1P (x1) w/ SolarEdge SE10000H SolarEdge Built into inverter (SE-MTR-3Y-400V-A) | 9.7 |  |  | SolarEdge | BAT-10K1P | 1 | SolarEdge | SE10000H | SolarEdge | 2027-01-17
2022-03-25 | HBS3840 | SolarEdge BAT-10K1P (x1) w/ SolarEdge Energy Hub SE10000H-MM SolarEdge Built into inverter (SE-MTR-3Y-400V-A) | 9.7 |  |  | SolarEdge | BAT-10K1P | 1 | SolarEdge | Energy Hub SE10000H-MM | SolarEdge | 2027-01-17
2022-03-25 | HBS3841 | SolarEdge BAT-10K1P (x2) w/ SolarEdge SE10000H SolarEdge Built into inverter (SE-MTR-3Y-400V-A) | 19.4 |  |  | SolarEdge | BAT-10K1P | 2 | SolarEdge | SE10000H | SolarEdge | 2027-01-17
2022-03-25 | HBS3842 | SolarEdge BAT-10K1P (x2) w/ SolarEdge Energy Hub SE10000H-MM SolarEdge Built into inverter (SE-MTR-3Y-400V-A) | 19.4 |  |  | SolarEdge | BAT-10K1P | 2 | SolarEdge | Energy Hub SE10000H-MM | SolarEdge | 2027-01-17
2022-03-25 | HBS3843 | SolarEdge BAT-10K1P (x3) w/ SolarEdge SE10000H SolarEdge Built into inverter (SE-MTR-3Y-400V-A) | 29.1 |  |  | SolarEdge | BAT-10K1P | 3 | SolarEdge | SE10000H | SolarEdge | 2027-01-17
2022-03-25 | HBS3844 | SolarEdge BAT-10K1P (x3) w/ SolarEdge Energy Hub SE10000H-MM SolarEdge Built into inverter (SE-MTR-3Y-400V-A) | 29.1 |  |  | SolarEdge | BAT-10K1P | 3 | SolarEdge | Energy Hub SE10000H-MM | SolarEdge | 2027-01-17
2022-04-08 | HBS3860 | HRESYS VHR TL48100LFP-3U (x2) w/ GoodWe GW5048D-ES inverter | 9.6 |  |  | HRESYS | VHR TL48100LFP-3U | 2 | GoodWe | GW5048D-ES | HRESYS | 2026-06-16
2022-04-08 | HBS3861 | HRESYS VHR TL48100LFP-3U (x3) w/ GoodWe GW5048D-ES inverter | 14.4 |  |  | HRESYS | VHR TL48100LFP-3U | 3 | GoodWe | GW5048D-ES | HRESYS | 2026-06-16
2022-05-27 | HBS3949 | LG Energy Solution RESU12 (x1) w/ Selectronic SPMC481-AU | 11.7 |  |  | LG Energy Solution | RESU12 | 1 | Selectronic | SPMC481-AU | LG Energy Solution | 2027-02-25
2022-05-27 | HBS3950 | LG Energy Solution RESU12 (x1) w/ Selectronic SPMC482-AU | 11.7 |  |  | LG Energy Solution | RESU12 | 1 | Selectronic | SPMC482-AU | LG Energy Solution | 2027-02-25
2022-06-24 | HBS4043 | Pylontech US3000C (x4) w/ Selectronic SPMC481-AU Selectronic Select.live | 13.48 |  |  | Pylontech | US3000C | 4 | Selectronic | SPMC481-AU | Pylontech | 2027-02-25
2022-09-09 | HBS4194 | Sofar Solar GTX3000-H4 (x1) w/ Sofar Solar HYD 5KTL-3PH | 9 |  |  | Sofar Solar | GTX3000-H4 | 1 | Sofar Solar | HYD 5KTL-3PH | Sofar Solar | 2027-03-24
2022-09-09 | HBS4195 | Sofar Solar GTX3000-H5 (x1) w/ Sofar Solar HYD 5KTL-3PH | 11.25 |  |  | Sofar Solar | GTX3000-H5 | 1 | Sofar Solar | HYD 5KTL-3PH | Sofar Solar | 2027-03-24
2022-09-09 | HBS4196 | Sofar Solar GTX3000-H6 (x1) w/ Sofar Solar HYD 5KTL-3PH | 13.5 |  |  | Sofar Solar | GTX3000-H6 | 1 | Sofar Solar | HYD 5KTL-3PH | Sofar Solar | 2027-03-24
2022-09-09 | HBS4197 | Sofar Solar GTX3000-H7 (x1) w/ Sofar Solar HYD 5KTL-3PH | 15.75 |  |  | Sofar Solar | GTX3000-H7 | 1 | Sofar Solar | HYD 5KTL-3PH | Sofar Solar | 2027-03-24
2022-09-09 | HBS4198 | Sofar Solar GTX3000-H8 (x1) w/ Sofar Solar HYD 5KTL-3PH | 18 |  |  | Sofar Solar | GTX3000-H8 | 1 | Sofar Solar | HYD 5KTL-3PH | Sofar Solar | 2027-03-24
2022-09-09 | HBS4199 | Sofar Solar GTX3000-H9 (x1) w/ Sofar Solar HYD 5KTL-3PH | 20.25 |  |  | Sofar Solar | GTX3000-H9 | 1 | Sofar Solar | HYD 5KTL-3PH | Sofar Solar | 2027-03-24
2022-09-09 | HBS4200 | Sofar Solar GTX3000-H10 (x1) w/ Sofar Solar HYD 5KTL-3PH | 22.5 |  |  | Sofar Solar | GTX3000-H10 | 1 | Sofar Solar | HYD 5KTL-3PH | Sofar Solar | 2027-03-24
2022-09-09 | HBS4201 | Sofar Solar GTX3000-H4 (x1) w/ Sofar Solar HYD 6KTL-3PH | 9 |  |  | Sofar Solar | GTX3000-H4 | 1 | Sofar Solar | HYD 6KTL-3PH | Sofar Solar | 2027-03-24
2022-09-09 | HBS4202 | Sofar Solar GTX3000-H5 (x1) w/ Sofar Solar HYD 6KTL-3PH | 11.25 |  |  | Sofar Solar | GTX3000-H5 | 1 | Sofar Solar | HYD 6KTL-3PH | Sofar Solar | 2027-03-24
2022-09-09 | HBS4203 | Sofar Solar GTX3000-H6 (x1) w/ Sofar Solar HYD 6KTL-3PH | 13.5 |  |  | Sofar Solar | GTX3000-H6 | 1 | Sofar Solar | HYD 6KTL-3PH | Sofar Solar | 2027-03-24
2022-09-09 | HBS4204 | Sofar Solar GTX3000-H7 (x1) w/ Sofar Solar HYD 6KTL-3PH | 15.75 |  |  | Sofar Solar | GTX3000-H7 | 1 | Sofar Solar | HYD 6KTL-3PH | Sofar Solar | 2027-03-24
2022-09-09 | HBS4205 | Sofar Solar GTX3000-H8 (x1) w/ Sofar Solar HYD 6KTL-3PH | 18 |  |  | Sofar Solar | GTX3000-H8 | 1 | Sofar Solar | HYD 6KTL-3PH | Sofar Solar | 2027-03-24
2022-09-09 | HBS4206 | Sofar Solar GTX3000-H9 (x1) w/ Sofar Solar HYD 6KTL-3PH | 20.25 |  |  | Sofar Solar | GTX3000-H9 | 1 | Sofar Solar | HYD 6KTL-3PH | Sofar Solar | 2027-03-24
2022-09-09 | HBS4207 | Sofar Solar GTX3000-H10 (x1) w/ Sofar Solar HYD 6KTL-3PH | 22.5 |  |  | Sofar Solar | GTX3000-H10 | 1 | Sofar Solar | HYD 6KTL-3PH | Sofar Solar | 2027-03-24
2022-09-09 | HBS4208 | Sofar Solar GTX3000-H4 (x1) w/ Sofar Solar HYD 8KTL-3PH | 9 |  |  | Sofar Solar | GTX3000-H4 | 1 | Sofar Solar | HYD 8KTL-3PH | Sofar Solar | 2027-03-24
2022-09-09 | HBS4209 | Sofar Solar GTX3000-H5 (x1) w/ Sofar Solar HYD 8KTL-3PH | 11.25 |  |  | Sofar Solar | GTX3000-H5 | 1 | Sofar Solar | HYD 8KTL-3PH | Sofar Solar | 2027-03-24
2022-09-09 | HBS4210 | Sofar Solar GTX3000-H6 (x1) w/ Sofar Solar HYD 8KTL-3PH | 13.5 |  |  | Sofar Solar | GTX3000-H6 | 1 | Sofar Solar | HYD 8KTL-3PH | Sofar Solar | 2027-03-24
2022-09-09 | HBS4211 | Sofar Solar GTX3000-H7 (x1) w/ Sofar Solar HYD 8KTL-3PH | 15.75 |  |  | Sofar Solar | GTX3000-H7 | 1 | Sofar Solar | HYD 8KTL-3PH | Sofar Solar | 2027-03-24
2022-09-09 | HBS4212 | Sofar Solar GTX3000-H8 (x1) w/ Sofar Solar HYD 8KTL-3PH | 18 |  |  | Sofar Solar | GTX3000-H8 | 1 | Sofar Solar | HYD 8KTL-3PH | Sofar Solar | 2027-03-24
2022-09-09 | HBS4213 | Sofar Solar GTX3000-H9 (x1) w/ Sofar Solar HYD 8KTL-3PH | 20.25 |  |  | Sofar Solar | GTX3000-H9 | 1 | Sofar Solar | HYD 8KTL-3PH | Sofar Solar | 2027-03-24
2022-09-09 | HBS4214 | Sofar Solar GTX3000-H10 (x1) w/ Sofar Solar HYD 8KTL-3PH | 22.5 |  |  | Sofar Solar | GTX3000-H10 | 1 | Sofar Solar | HYD 8KTL-3PH | Sofar Solar | 2027-03-24
2022-09-09 | HBS4215 | Sofar Solar GTX3000-H4 (x1) w/ Sofar Solar HYD 10KTL-3PH | 9 |  |  | Sofar Solar | GTX3000-H4 | 1 | Sofar Solar | HYD 10KTL-3PH | Sofar Solar | 2027-03-24
2022-09-09 | HBS4216 | Sofar Solar GTX3000-H5 (x1) w/ Sofar Solar HYD 10KTL-3PH | 11.25 |  |  | Sofar Solar | GTX3000-H5 | 1 | Sofar Solar | HYD 10KTL-3PH | Sofar Solar | 2027-03-24
2022-09-09 | HBS4217 | Sofar Solar GTX3000-H6 (x1) w/ Sofar Solar HYD 10KTL-3PH | 13.5 |  |  | Sofar Solar | GTX3000-H6 | 1 | Sofar Solar | HYD 10KTL-3PH | Sofar Solar | 2027-03-24
2022-09-09 | HBS4218 | Sofar Solar GTX3000-H7 (x1) w/ Sofar Solar HYD 10KTL-3PH | 15.75 |  |  | Sofar Solar | GTX3000-H7 | 1 | Sofar Solar | HYD 10KTL-3PH | Sofar Solar | 2027-03-24
2022-09-09 | HBS4219 | Sofar Solar GTX3000-H8 (x1) w/ Sofar Solar HYD 10KTL-3PH | 18 |  |  | Sofar Solar | GTX3000-H8 | 1 | Sofar Solar | HYD 10KTL-3PH | Sofar Solar | 2027-03-24
2022-09-09 | HBS4220 | Sofar Solar GTX3000-H9 (x1) w/ Sofar Solar HYD 10KTL-3PH | 20.25 |  |  | Sofar Solar | GTX3000-H9 | 1 | Sofar Solar | HYD 10KTL-3PH | Sofar Solar | 2027-03-24
2022-09-09 | HBS4221 | Sofar Solar GTX3000-H10 (x1) w/ Sofar Solar HYD 10KTL-3PH | 22.5 |  |  | Sofar Solar | GTX3000-H10 | 1 | Sofar Solar | HYD 10KTL-3PH | Sofar Solar | 2027-03-24
2022-09-09 | HBS4222 | Sofar Solar GTX3000-H4 (x1) w/ Sofar Solar HYD 15KTL-3PH | 9 |  |  | Sofar Solar | GTX3000-H4 | 1 | Sofar Solar | HYD 15KTL-3PH | Sofar Solar | 2027-03-24
2022-09-09 | HBS4223 | Sofar Solar GTX3000-H5 (x1) w/ Sofar Solar HYD 15KTL-3PH | 11.25 |  |  | Sofar Solar | GTX3000-H5 | 1 | Sofar Solar | HYD 15KTL-3PH | Sofar Solar | 2027-03-24
2022-09-09 | HBS4224 | Sofar Solar GTX3000-H6 (x1) w/ Sofar Solar HYD 15KTL-3PH | 13.5 |  |  | Sofar Solar | GTX3000-H6 | 1 | Sofar Solar | HYD 15KTL-3PH | Sofar Solar | 2027-03-24
2022-09-09 | HBS4225 | Sofar Solar GTX3000-H7 (x1) w/ Sofar Solar HYD 15KTL-3PH | 15.75 |  |  | Sofar Solar | GTX3000-H7 | 1 | Sofar Solar | HYD 15KTL-3PH | Sofar Solar | 2027-03-24
2022-09-09 | HBS4226 | Sofar Solar GTX3000-H8 (x1) w/ Sofar Solar HYD 15KTL-3PH | 18 |  |  | Sofar Solar | GTX3000-H8 | 1 | Sofar Solar | HYD 15KTL-3PH | Sofar Solar | 2027-03-24
2022-09-09 | HBS4227 | Sofar Solar GTX3000-H9 (x1) w/ Sofar Solar HYD 15KTL-3PH | 20.25 |  |  | Sofar Solar | GTX3000-H9 | 1 | Sofar Solar | HYD 15KTL-3PH | Sofar Solar | 2027-03-24
2022-09-09 | HBS4228 | Sofar Solar GTX3000-H10 (x1) w/ Sofar Solar HYD 15KTL-3PH | 22.5 |  |  | Sofar Solar | GTX3000-H10 | 1 | Sofar Solar | HYD 15KTL-3PH | Sofar Solar | 2027-03-24
2022-09-09 | HBS4229 | Sofar Solar GTX3000-H4 (x1) w/ Sofar Solar HYD 20KTL-3PH | 9 |  |  | Sofar Solar | GTX3000-H4 | 1 | Sofar Solar | HYD 20KTL-3PH | Sofar Solar | 2027-03-24
2022-09-09 | HBS4230 | Sofar Solar GTX3000-H5 (x1) w/ Sofar Solar HYD 20KTL-3PH | 11.25 |  |  | Sofar Solar | GTX3000-H5 | 1 | Sofar Solar | HYD 20KTL-3PH | Sofar Solar | 2027-03-24
2022-09-09 | HBS4231 | Sofar Solar GTX3000-H6 (x1) w/ Sofar Solar HYD 20KTL-3PH | 13.5 |  |  | Sofar Solar | GTX3000-H6 | 1 | Sofar Solar | HYD 20KTL-3PH | Sofar Solar | 2027-03-24
2022-09-09 | HBS4232 | Sofar Solar GTX3000-H7 (x1) w/ Sofar Solar HYD 20KTL-3PH | 15.75 |  |  | Sofar Solar | GTX3000-H7 | 1 | Sofar Solar | HYD 20KTL-3PH | Sofar Solar | 2027-03-24
2022-09-09 | HBS4233 | Sofar Solar GTX3000-H8 (x1) w/ Sofar Solar HYD 20KTL-3PH | 18 |  |  | Sofar Solar | GTX3000-H8 | 1 | Sofar Solar | HYD 20KTL-3PH | Sofar Solar | 2027-03-24
2022-09-09 | HBS4234 | Sofar Solar GTX3000-H9 (x1) w/ Sofar Solar HYD 20KTL-3PH | 20.25 |  |  | Sofar Solar | GTX3000-H9 | 1 | Sofar Solar | HYD 20KTL-3PH | Sofar Solar | 2027-03-24
2022-09-09 | HBS4235 | Sofar Solar GTX3000-H10 (x1) w/ Sofar Solar HYD 20KTL-3PH | 22.5 |  |  | Sofar Solar | GTX3000-H10 | 1 | Sofar Solar | HYD 20KTL-3PH | Sofar Solar | 2027-03-24
2022-09-09 | HBS4236 | Sofar Solar GTX3000-H4 (x2) w/ Sofar Solar HYD 5KTL-3PH | 18 |  |  | Sofar Solar | GTX3000-H4 | 2 | Sofar Solar | HYD 5KTL-3PH | Sofar Solar | 2027-03-24
2022-09-09 | HBS4237 | Sofar Solar GTX3000-H5 (x2) w/ Sofar Solar HYD 5KTL-3PH | 22.5 |  |  | Sofar Solar | GTX3000-H5 | 2 | Sofar Solar | HYD 5KTL-3PH | Sofar Solar | 2027-03-24
2022-09-09 | HBS4238 | Sofar Solar GTX3000-H6 (x2) w/ Sofar Solar HYD 5KTL-3PH | 27 |  |  | Sofar Solar | GTX3000-H6 | 2 | Sofar Solar | HYD 5KTL-3PH | Sofar Solar | 2027-03-24
2022-09-09 | HBS4239 | Sofar Solar GTX3000-H7 (x2) w/ Sofar Solar HYD 5KTL-3PH | 31.5 |  |  | Sofar Solar | GTX3000-H7 | 2 | Sofar Solar | HYD 5KTL-3PH | Sofar Solar | 2027-03-24
2022-09-09 | HBS4240 | Sofar Solar GTX3000-H8 (x2) w/ Sofar Solar HYD 5KTL-3PH | 36 |  |  | Sofar Solar | GTX3000-H8 | 2 | Sofar Solar | HYD 5KTL-3PH | Sofar Solar | 2027-03-24
2022-09-09 | HBS4241 | Sofar Solar GTX3000-H9 (x2) w/ Sofar Solar HYD 5KTL-3PH | 40.5 |  |  | Sofar Solar | GTX3000-H9 | 2 | Sofar Solar | HYD 5KTL-3PH | Sofar Solar | 2027-03-24
2022-09-09 | HBS4242 | Sofar Solar GTX3000-H10 (x2) w/ Sofar Solar HYD 5KTL-3PH | 45 |  |  | Sofar Solar | GTX3000-H10 | 2 | Sofar Solar | HYD 5KTL-3PH | Sofar Solar | 2027-03-24
2022-09-09 | HBS4243 | Sofar Solar GTX3000-H4 (x2) w/ Sofar Solar HYD 6KTL-3PH | 18 |  |  | Sofar Solar | GTX3000-H4 | 2 | Sofar Solar | HYD 6KTL-3PH | Sofar Solar | 2027-03-24
2022-09-09 | HBS4244 | Sofar Solar GTX3000-H5 (x2) w/ Sofar Solar HYD 6KTL-3PH | 22.5 |  |  | Sofar Solar | GTX3000-H5 | 2 | Sofar Solar | HYD 6KTL-3PH | Sofar Solar | 2027-03-24
2022-09-09 | HBS4245 | Sofar Solar GTX3000-H6 (x2) w/ Sofar Solar HYD 6KTL-3PH | 27 |  |  | Sofar Solar | GTX3000-H6 | 2 | Sofar Solar | HYD 6KTL-3PH | Sofar Solar | 2027-03-24
2022-09-09 | HBS4246 | Sofar Solar GTX3000-H7 (x2) w/ Sofar Solar HYD 6KTL-3PH | 31.5 |  |  | Sofar Solar | GTX3000-H7 | 2 | Sofar Solar | HYD 6KTL-3PH | Sofar Solar | 2027-03-24
2022-09-09 | HBS4247 | Sofar Solar GTX3000-H8 (x2) w/ Sofar Solar HYD 6KTL-3PH | 36 |  |  | Sofar Solar | GTX3000-H8 | 2 | Sofar Solar | HYD 6KTL-3PH | Sofar Solar | 2027-03-24
2022-09-09 | HBS4248 | Sofar Solar GTX3000-H9 (x2) w/ Sofar Solar HYD 6KTL-3PH | 40.5 |  |  | Sofar Solar | GTX3000-H9 | 2 | Sofar Solar | HYD 6KTL-3PH | Sofar Solar | 2027-03-24
2022-09-09 | HBS4249 | Sofar Solar GTX3000-H10 (x2) w/ Sofar Solar HYD 6KTL-3PH | 45 |  |  | Sofar Solar | GTX3000-H10 | 2 | Sofar Solar | HYD 6KTL-3PH | Sofar Solar | 2027-03-24
2022-09-09 | HBS4250 | Sofar Solar GTX3000-H4 (x2) w/ Sofar Solar HYD 8KTL-3PH | 18 |  |  | Sofar Solar | GTX3000-H4 | 2 | Sofar Solar | HYD 8KTL-3PH | Sofar Solar | 2027-03-24
2022-09-09 | HBS4251 | Sofar Solar GTX3000-H5 (x2) w/ Sofar Solar HYD 8KTL-3PH | 22.5 |  |  | Sofar Solar | GTX3000-H5 | 2 | Sofar Solar | HYD 8KTL-3PH | Sofar Solar | 2027-03-24
2022-09-09 | HBS4252 | Sofar Solar GTX3000-H6 (x2) w/ Sofar Solar HYD 8KTL-3PH | 27 |  |  | Sofar Solar | GTX3000-H6 | 2 | Sofar Solar | HYD 8KTL-3PH | Sofar Solar | 2027-03-24
2022-09-09 | HBS4253 | Sofar Solar GTX3000-H7 (x2) w/ Sofar Solar HYD 8KTL-3PH | 31.5 |  |  | Sofar Solar | GTX3000-H7 | 2 | Sofar Solar | HYD 8KTL-3PH | Sofar Solar | 2027-03-24
2022-09-09 | HBS4254 | Sofar Solar GTX3000-H8 (x2) w/ Sofar Solar HYD 8KTL-3PH | 36 |  |  | Sofar Solar | GTX3000-H8 | 2 | Sofar Solar | HYD 8KTL-3PH | Sofar Solar | 2027-03-24
2022-09-09 | HBS4255 | Sofar Solar GTX3000-H9 (x2) w/ Sofar Solar HYD 8KTL-3PH | 40.5 |  |  | Sofar Solar | GTX3000-H9 | 2 | Sofar Solar | HYD 8KTL-3PH | Sofar Solar | 2027-03-24
2022-09-09 | HBS4256 | Sofar Solar GTX3000-H10 (x2) w/ Sofar Solar HYD 8KTL-3PH | 45 |  |  | Sofar Solar | GTX3000-H10 | 2 | Sofar Solar | HYD 8KTL-3PH | Sofar Solar | 2027-03-24
2022-09-09 | HBS4257 | Sofar Solar GTX3000-H4 (x2) w/ Sofar Solar HYD 10KTL-3PH | 18 |  |  | Sofar Solar | GTX3000-H4 | 2 | Sofar Solar | HYD 10KTL-3PH | Sofar Solar | 2027-03-24
2022-09-09 | HBS4258 | Sofar Solar GTX3000-H5 (x2) w/ Sofar Solar HYD 10KTL-3PH | 22.5 |  |  | Sofar Solar | GTX3000-H5 | 2 | Sofar Solar | HYD 10KTL-3PH | Sofar Solar | 2027-03-24
2022-09-09 | HBS4259 | Sofar Solar GTX3000-H6 (x2) w/ Sofar Solar HYD 10KTL-3PH | 27 |  |  | Sofar Solar | GTX3000-H6 | 2 | Sofar Solar | HYD 10KTL-3PH | Sofar Solar | 2027-03-24
2022-09-09 | HBS4260 | Sofar Solar GTX3000-H7 (x2) w/ Sofar Solar HYD 10KTL-3PH | 31.5 |  |  | Sofar Solar | GTX3000-H7 | 2 | Sofar Solar | HYD 10KTL-3PH | Sofar Solar | 2027-03-24
2022-09-09 | HBS4261 | Sofar Solar GTX3000-H8 (x2) w/ Sofar Solar HYD 10KTL-3PH | 36 |  |  | Sofar Solar | GTX3000-H8 | 2 | Sofar Solar | HYD 10KTL-3PH | Sofar Solar | 2027-03-24
2022-09-09 | HBS4262 | Sofar Solar GTX3000-H9 (x2) w/ Sofar Solar HYD 10KTL-3PH | 40.5 |  |  | Sofar Solar | GTX3000-H9 | 2 | Sofar Solar | HYD 10KTL-3PH | Sofar Solar | 2027-03-24
2022-09-09 | HBS4263 | Sofar Solar GTX3000-H10 (x2) w/ Sofar Solar HYD 10KTL-3PH | 45 |  |  | Sofar Solar | GTX3000-H10 | 2 | Sofar Solar | HYD 10KTL-3PH | Sofar Solar | 2027-03-24
2022-09-09 | HBS4264 | Sofar Solar GTX3000-H4 (x2) w/ Sofar Solar HYD 15KTL-3PH | 18 |  |  | Sofar Solar | GTX3000-H4 | 2 | Sofar Solar | HYD 15KTL-3PH | Sofar Solar | 2027-03-24
2022-09-09 | HBS4265 | Sofar Solar GTX3000-H5 (x2) w/ Sofar Solar HYD 15KTL-3PH | 22.5 |  |  | Sofar Solar | GTX3000-H5 | 2 | Sofar Solar | HYD 15KTL-3PH | Sofar Solar | 2027-03-24
2022-09-09 | HBS4266 | Sofar Solar GTX3000-H6 (x2) w/ Sofar Solar HYD 15KTL-3PH | 27 |  |  | Sofar Solar | GTX3000-H6 | 2 | Sofar Solar | HYD 15KTL-3PH | Sofar Solar | 2027-03-24
2022-09-09 | HBS4267 | Sofar Solar GTX3000-H7 (x2) w/ Sofar Solar HYD 15KTL-3PH | 31.5 |  |  | Sofar Solar | GTX3000-H7 | 2 | Sofar Solar | HYD 15KTL-3PH | Sofar Solar | 2027-03-24
2022-09-09 | HBS4268 | Sofar Solar GTX3000-H8 (x2) w/ Sofar Solar HYD 15KTL-3PH | 36 |  |  | Sofar Solar | GTX3000-H8 | 2 | Sofar Solar | HYD 15KTL-3PH | Sofar Solar | 2027-03-24
2022-09-09 | HBS4269 | Sofar Solar GTX3000-H9 (x2) w/ Sofar Solar HYD 15KTL-3PH | 40.5 |  |  | Sofar Solar | GTX3000-H9 | 2 | Sofar Solar | HYD 15KTL-3PH | Sofar Solar | 2027-03-24
2022-09-09 | HBS4270 | Sofar Solar GTX3000-H10 (x2) w/ Sofar Solar HYD 15KTL-3PH | 45 |  |  | Sofar Solar | GTX3000-H10 | 2 | Sofar Solar | HYD 15KTL-3PH | Sofar Solar | 2027-03-24
2022-09-09 | HBS4271 | Sofar Solar GTX3000-H4 (x2) w/ Sofar Solar HYD 20KTL-3PH | 18 |  |  | Sofar Solar | GTX3000-H4 | 2 | Sofar Solar | HYD 20KTL-3PH | Sofar Solar | 2027-03-24
2022-09-09 | HBS4272 | Sofar Solar GTX3000-H5 (x2) w/ Sofar Solar HYD 20KTL-3PH | 22.5 |  |  | Sofar Solar | GTX3000-H5 | 2 | Sofar Solar | HYD 20KTL-3PH | Sofar Solar | 2027-03-24
2022-09-09 | HBS4273 | Sofar Solar GTX3000-H6 (x2) w/ Sofar Solar HYD 20KTL-3PH | 27 |  |  | Sofar Solar | GTX3000-H6 | 2 | Sofar Solar | HYD 20KTL-3PH | Sofar Solar | 2027-03-24
2022-09-09 | HBS4274 | Sofar Solar GTX3000-H7 (x2) w/ Sofar Solar HYD 20KTL-3PH | 31.5 |  |  | Sofar Solar | GTX3000-H7 | 2 | Sofar Solar | HYD 20KTL-3PH | Sofar Solar | 2027-03-24
2022-09-09 | HBS4275 | Sofar Solar GTX3000-H8 (x2) w/ Sofar Solar HYD 20KTL-3PH | 36 |  |  | Sofar Solar | GTX3000-H8 | 2 | Sofar Solar | HYD 20KTL-3PH | Sofar Solar | 2027-03-24
2022-09-09 | HBS4276 | Sofar Solar GTX3000-H9 (x2) w/ Sofar Solar HYD 20KTL-3PH | 40.5 |  |  | Sofar Solar | GTX3000-H9 | 2 | Sofar Solar | HYD 20KTL-3PH | Sofar Solar | 2027-03-24
2022-09-09 | HBS4277 | Sofar Solar GTX3000-H10 (x2) w/ Sofar Solar HYD 20KTL-3PH | 45 |  |  | Sofar Solar | GTX3000-H10 | 2 | Sofar Solar | HYD 20KTL-3PH | Sofar Solar | 2027-03-24
2022-09-09 | HBS4278 | Sofar Solar GTX3000-H4 (x3) w/ Sofar Solar HYD 5KTL-3PH | 27 |  |  | Sofar Solar | GTX3000-H4 | 3 | Sofar Solar | HYD 5KTL-3PH | Sofar Solar | 2027-03-24
2022-09-09 | HBS4279 | Sofar Solar GTX3000-H5 (x3) w/ Sofar Solar HYD 5KTL-3PH | 33.75 |  |  | Sofar Solar | GTX3000-H5 | 3 | Sofar Solar | HYD 5KTL-3PH | Sofar Solar | 2027-03-24
2022-09-09 | HBS4280 | Sofar Solar GTX3000-H6 (x3) w/ Sofar Solar HYD 5KTL-3PH | 40.5 |  |  | Sofar Solar | GTX3000-H6 | 3 | Sofar Solar | HYD 5KTL-3PH | Sofar Solar | 2027-03-24
2022-09-09 | HBS4281 | Sofar Solar GTX3000-H7 (x3) w/ Sofar Solar HYD 5KTL-3PH | 47.25 |  |  | Sofar Solar | GTX3000-H7 | 3 | Sofar Solar | HYD 5KTL-3PH | Sofar Solar | 2027-03-24
2022-09-09 | HBS4282 | Sofar Solar GTX3000-H8 (x3) w/ Sofar Solar HYD 5KTL-3PH | 54 |  |  | Sofar Solar | GTX3000-H8 | 3 | Sofar Solar | HYD 5KTL-3PH | Sofar Solar | 2027-03-24
2022-09-09 | HBS4283 | Sofar Solar GTX3000-H9 (x3) w/ Sofar Solar HYD 5KTL-3PH | 60.75 |  |  | Sofar Solar | GTX3000-H9 | 3 | Sofar Solar | HYD 5KTL-3PH | Sofar Solar | 2027-03-24
2022-09-09 | HBS4284 | Sofar Solar GTX3000-H10 (x3) w/ Sofar Solar HYD 5KTL-3PH | 67.5 |  |  | Sofar Solar | GTX3000-H10 | 3 | Sofar Solar | HYD 5KTL-3PH | Sofar Solar | 2027-03-24
2022-09-09 | HBS4285 | Sofar Solar GTX3000-H4 (x3) w/ Sofar Solar HYD 6KTL-3PH | 27 |  |  | Sofar Solar | GTX3000-H4 | 3 | Sofar Solar | HYD 6KTL-3PH | Sofar Solar | 2027-03-24
2022-09-09 | HBS4286 | Sofar Solar GTX3000-H5 (x3) w/ Sofar Solar HYD 6KTL-3PH | 33.75 |  |  | Sofar Solar | GTX3000-H5 | 3 | Sofar Solar | HYD 6KTL-3PH | Sofar Solar | 2027-03-24
2022-09-09 | HBS4287 | Sofar Solar GTX3000-H6 (x3) w/ Sofar Solar HYD 6KTL-3PH | 40.5 |  |  | Sofar Solar | GTX3000-H6 | 3 | Sofar Solar | HYD 6KTL-3PH | Sofar Solar | 2027-03-24
2022-09-09 | HBS4288 | Sofar Solar GTX3000-H7 (x3) w/ Sofar Solar HYD 6KTL-3PH | 47.25 |  |  | Sofar Solar | GTX3000-H7 | 3 | Sofar Solar | HYD 6KTL-3PH | Sofar Solar | 2027-03-24
2022-09-09 | HBS4289 | Sofar Solar GTX3000-H8 (x3) w/ Sofar Solar HYD 6KTL-3PH | 54 |  |  | Sofar Solar | GTX3000-H8 | 3 | Sofar Solar | HYD 6KTL-3PH | Sofar Solar | 2027-03-24
2022-09-09 | HBS4290 | Sofar Solar GTX3000-H9 (x3) w/ Sofar Solar HYD 6KTL-3PH | 60.75 |  |  | Sofar Solar | GTX3000-H9 | 3 | Sofar Solar | HYD 6KTL-3PH | Sofar Solar | 2027-03-24
2022-09-09 | HBS4291 | Sofar Solar GTX3000-H10 (x3) w/ Sofar Solar HYD 6KTL-3PH | 67.5 |  |  | Sofar Solar | GTX3000-H10 | 3 | Sofar Solar | HYD 6KTL-3PH | Sofar Solar | 2027-03-24
2022-09-09 | HBS4292 | Sofar Solar GTX3000-H4 (x3) w/ Sofar Solar HYD 8KTL-3PH | 27 |  |  | Sofar Solar | GTX3000-H4 | 3 | Sofar Solar | HYD 8KTL-3PH | Sofar Solar | 2027-03-24
2022-09-09 | HBS4293 | Sofar Solar GTX3000-H5 (x3) w/ Sofar Solar HYD 8KTL-3PH | 33.75 |  |  | Sofar Solar | GTX3000-H5 | 3 | Sofar Solar | HYD 8KTL-3PH | Sofar Solar | 2027-03-24
2022-09-09 | HBS4294 | Sofar Solar GTX3000-H6 (x3) w/ Sofar Solar HYD 8KTL-3PH | 40.5 |  |  | Sofar Solar | GTX3000-H6 | 3 | Sofar Solar | HYD 8KTL-3PH | Sofar Solar | 2027-03-24
2022-09-09 | HBS4295 | Sofar Solar GTX3000-H7 (x3) w/ Sofar Solar HYD 8KTL-3PH | 47.25 |  |  | Sofar Solar | GTX3000-H7 | 3 | Sofar Solar | HYD 8KTL-3PH | Sofar Solar | 2027-03-24
2022-09-09 | HBS4296 | Sofar Solar GTX3000-H8 (x3) w/ Sofar Solar HYD 8KTL-3PH | 54 |  |  | Sofar Solar | GTX3000-H8 | 3 | Sofar Solar | HYD 8KTL-3PH | Sofar Solar | 2027-03-24
2022-09-09 | HBS4297 | Sofar Solar GTX3000-H9 (x3) w/ Sofar Solar HYD 8KTL-3PH | 60.75 |  |  | Sofar Solar | GTX3000-H9 | 3 | Sofar Solar | HYD 8KTL-3PH | Sofar Solar | 2027-03-24
2022-09-09 | HBS4298 | Sofar Solar GTX3000-H10 (x3) w/ Sofar Solar HYD 8KTL-3PH | 67.5 |  |  | Sofar Solar | GTX3000-H10 | 3 | Sofar Solar | HYD 8KTL-3PH | Sofar Solar | 2027-03-24
2022-09-09 | HBS4299 | Sofar Solar GTX3000-H4 (x3) w/ Sofar Solar HYD 10KTL-3PH | 27 |  |  | Sofar Solar | GTX3000-H4 | 3 | Sofar Solar | HYD 10KTL-3PH | Sofar Solar | 2027-03-24
2022-09-09 | HBS4300 | Sofar Solar GTX3000-H5 (x3) w/ Sofar Solar HYD 10KTL-3PH | 33.75 |  |  | Sofar Solar | GTX3000-H5 | 3 | Sofar Solar | HYD 10KTL-3PH | Sofar Solar | 2027-03-24
2022-09-09 | HBS4301 | Sofar Solar GTX3000-H6 (x3) w/ Sofar Solar HYD 10KTL-3PH | 40.5 |  |  | Sofar Solar | GTX3000-H6 | 3 | Sofar Solar | HYD 10KTL-3PH | Sofar Solar | 2027-03-24
2022-09-09 | HBS4302 | Sofar Solar GTX3000-H7 (x3) w/ Sofar Solar HYD 10KTL-3PH | 47.25 |  |  | Sofar Solar | GTX3000-H7 | 3 | Sofar Solar | HYD 10KTL-3PH | Sofar Solar | 2027-03-24
2022-09-09 | HBS4303 | Sofar Solar GTX3000-H8 (x3) w/ Sofar Solar HYD 10KTL-3PH | 54 |  |  | Sofar Solar | GTX3000-H8 | 3 | Sofar Solar | HYD 10KTL-3PH | Sofar Solar | 2027-03-24
2022-09-09 | HBS4304 | Sofar Solar GTX3000-H9 (x3) w/ Sofar Solar HYD 10KTL-3PH | 60.75 |  |  | Sofar Solar | GTX3000-H9 | 3 | Sofar Solar | HYD 10KTL-3PH | Sofar Solar | 2027-03-24
2022-09-09 | HBS4305 | Sofar Solar GTX3000-H10 (x3) w/ Sofar Solar HYD 10KTL-3PH | 67.5 |  |  | Sofar Solar | GTX3000-H10 | 3 | Sofar Solar | HYD 10KTL-3PH | Sofar Solar | 2027-03-24
2022-09-09 | HBS4306 | Sofar Solar GTX3000-H4 (x3) w/ Sofar Solar HYD 15KTL-3PH | 27 |  |  | Sofar Solar | GTX3000-H4 | 3 | Sofar Solar | HYD 15KTL-3PH | Sofar Solar | 2027-03-24
2022-09-09 | HBS4307 | Sofar Solar GTX3000-H5 (x3) w/ Sofar Solar HYD 15KTL-3PH | 33.75 |  |  | Sofar Solar | GTX3000-H5 | 3 | Sofar Solar | HYD 15KTL-3PH | Sofar Solar | 2027-03-24
2022-09-09 | HBS4308 | Sofar Solar GTX3000-H6 (x3) w/ Sofar Solar HYD 15KTL-3PH | 40.5 |  |  | Sofar Solar | GTX3000-H6 | 3 | Sofar Solar | HYD 15KTL-3PH | Sofar Solar | 2027-03-24
2022-09-09 | HBS4309 | Sofar Solar GTX3000-H7 (x3) w/ Sofar Solar HYD 15KTL-3PH | 47.25 |  |  | Sofar Solar | GTX3000-H7 | 3 | Sofar Solar | HYD 15KTL-3PH | Sofar Solar | 2027-03-24
2022-09-09 | HBS4310 | Sofar Solar GTX3000-H8 (x3) w/ Sofar Solar HYD 15KTL-3PH | 54 |  |  | Sofar Solar | GTX3000-H8 | 3 | Sofar Solar | HYD 15KTL-3PH | Sofar Solar | 2027-03-24
2022-09-09 | HBS4311 | Sofar Solar GTX3000-H9 (x3) w/ Sofar Solar HYD 15KTL-3PH | 60.75 |  |  | Sofar Solar | GTX3000-H9 | 3 | Sofar Solar | HYD 15KTL-3PH | Sofar Solar | 2027-03-24
2022-09-09 | HBS4312 | Sofar Solar GTX3000-H10 (x3) w/ Sofar Solar HYD 15KTL-3PH | 67.5 |  |  | Sofar Solar | GTX3000-H10 | 3 | Sofar Solar | HYD 15KTL-3PH | Sofar Solar | 2027-03-24
2022-09-09 | HBS4313 | Sofar Solar GTX3000-H4 (x3) w/ Sofar Solar HYD 20KTL-3PH | 27 |  |  | Sofar Solar | GTX3000-H4 | 3 | Sofar Solar | HYD 20KTL-3PH | Sofar Solar | 2027-03-24
2022-09-09 | HBS4314 | Sofar Solar GTX3000-H5 (x3) w/ Sofar Solar HYD 20KTL-3PH | 33.75 |  |  | Sofar Solar | GTX3000-H5 | 3 | Sofar Solar | HYD 20KTL-3PH | Sofar Solar | 2027-03-24
2022-09-09 | HBS4315 | Sofar Solar GTX3000-H6 (x3) w/ Sofar Solar HYD 20KTL-3PH | 40.5 |  |  | Sofar Solar | GTX3000-H6 | 3 | Sofar Solar | HYD 20KTL-3PH | Sofar Solar | 2027-03-24
2022-09-09 | HBS4316 | Sofar Solar GTX3000-H7 (x3) w/ Sofar Solar HYD 20KTL-3PH | 47.25 |  |  | Sofar Solar | GTX3000-H7 | 3 | Sofar Solar | HYD 20KTL-3PH | Sofar Solar | 2027-03-24
2022-09-09 | HBS4317 | Sofar Solar GTX3000-H8 (x3) w/ Sofar Solar HYD 20KTL-3PH | 54 |  |  | Sofar Solar | GTX3000-H8 | 3 | Sofar Solar | HYD 20KTL-3PH | Sofar Solar | 2027-03-24
2022-09-09 | HBS4318 | Sofar Solar GTX3000-H9 (x3) w/ Sofar Solar HYD 20KTL-3PH | 60.75 |  |  | Sofar Solar | GTX3000-H9 | 3 | Sofar Solar | HYD 20KTL-3PH | Sofar Solar | 2027-03-24
2022-09-09 | HBS4319 | Sofar Solar GTX3000-H10 (x3) w/ Sofar Solar HYD 20KTL-3PH | 67.5 |  |  | Sofar Solar | GTX3000-H10 | 3 | Sofar Solar | HYD 20KTL-3PH | Sofar Solar | 2027-03-24
2022-09-09 | HBS4320 | Sofar Solar GTX3000-H4 (x4) w/ Sofar Solar HYD 5KTL-3PH | 36 |  |  | Sofar Solar | GTX3000-H4 | 4 | Sofar Solar | HYD 5KTL-3PH | Sofar Solar | 2027-03-24
2022-09-09 | HBS4321 | Sofar Solar GTX3000-H5 (x4) w/ Sofar Solar HYD 5KTL-3PH | 45 |  |  | Sofar Solar | GTX3000-H5 | 4 | Sofar Solar | HYD 5KTL-3PH | Sofar Solar | 2027-03-24
2022-09-09 | HBS4322 | Sofar Solar GTX3000-H6 (x4) w/ Sofar Solar HYD 5KTL-3PH | 54 |  |  | Sofar Solar | GTX3000-H6 | 4 | Sofar Solar | HYD 5KTL-3PH | Sofar Solar | 2027-03-24
2022-09-09 | HBS4323 | Sofar Solar GTX3000-H7 (x4) w/ Sofar Solar HYD 5KTL-3PH | 63 |  |  | Sofar Solar | GTX3000-H7 | 4 | Sofar Solar | HYD 5KTL-3PH | Sofar Solar | 2027-03-24
2022-09-09 | HBS4324 | Sofar Solar GTX3000-H8 (x4) w/ Sofar Solar HYD 5KTL-3PH | 72 |  |  | Sofar Solar | GTX3000-H8 | 4 | Sofar Solar | HYD 5KTL-3PH | Sofar Solar | 2027-03-24
2022-09-09 | HBS4325 | Sofar Solar GTX3000-H9 (x4) w/ Sofar Solar HYD 5KTL-3PH | 81 |  |  | Sofar Solar | GTX3000-H9 | 4 | Sofar Solar | HYD 5KTL-3PH | Sofar Solar | 2027-03-24
2022-09-09 | HBS4326 | Sofar Solar GTX3000-H10 (x4) w/ Sofar Solar HYD 5KTL-3PH | 90 |  |  | Sofar Solar | GTX3000-H10 | 4 | Sofar Solar | HYD 5KTL-3PH | Sofar Solar | 2027-03-24
2022-09-09 | HBS4327 | Sofar Solar GTX3000-H4 (x4) w/ Sofar Solar HYD 6KTL-3PH | 36 |  |  | Sofar Solar | GTX3000-H4 | 4 | Sofar Solar | HYD 6KTL-3PH | Sofar Solar | 2027-03-24
2022-09-09 | HBS4328 | Sofar Solar GTX3000-H5 (x4) w/ Sofar Solar HYD 6KTL-3PH | 45 |  |  | Sofar Solar | GTX3000-H5 | 4 | Sofar Solar | HYD 6KTL-3PH | Sofar Solar | 2027-03-24
2022-09-09 | HBS4329 | Sofar Solar GTX3000-H6 (x4) w/ Sofar Solar HYD 6KTL-3PH | 54 |  |  | Sofar Solar | GTX3000-H6 | 4 | Sofar Solar | HYD 6KTL-3PH | Sofar Solar | 2027-03-24
2022-09-09 | HBS4330 | Sofar Solar GTX3000-H7 (x4) w/ Sofar Solar HYD 6KTL-3PH | 63 |  |  | Sofar Solar | GTX3000-H7 | 4 | Sofar Solar | HYD 6KTL-3PH | Sofar Solar | 2027-03-24
2022-09-09 | HBS4331 | Sofar Solar GTX3000-H8 (x4) w/ Sofar Solar HYD 6KTL-3PH | 72 |  |  | Sofar Solar | GTX3000-H8 | 4 | Sofar Solar | HYD 6KTL-3PH | Sofar Solar | 2027-03-24
2022-09-09 | HBS4332 | Sofar Solar GTX3000-H9 (x4) w/ Sofar Solar HYD 6KTL-3PH | 81 |  |  | Sofar Solar | GTX3000-H9 | 4 | Sofar Solar | HYD 6KTL-3PH | Sofar Solar | 2027-03-24
2022-09-09 | HBS4333 | Sofar Solar GTX3000-H10 (x4) w/ Sofar Solar HYD 6KTL-3PH | 90 |  |  | Sofar Solar | GTX3000-H10 | 4 | Sofar Solar | HYD 6KTL-3PH | Sofar Solar | 2027-03-24
2022-09-09 | HBS4334 | Sofar Solar GTX3000-H4 (x4) w/ Sofar Solar HYD 8KTL-3PH | 36 |  |  | Sofar Solar | GTX3000-H4 | 4 | Sofar Solar | HYD 8KTL-3PH | Sofar Solar | 2027-03-24
2022-09-09 | HBS4335 | Sofar Solar GTX3000-H5 (x4) w/ Sofar Solar HYD 8KTL-3PH | 45 |  |  | Sofar Solar | GTX3000-H5 | 4 | Sofar Solar | HYD 8KTL-3PH | Sofar Solar | 2027-03-24
2022-09-09 | HBS4336 | Sofar Solar GTX3000-H6 (x4) w/ Sofar Solar HYD 8KTL-3PH | 54 |  |  | Sofar Solar | GTX3000-H6 | 4 | Sofar Solar | HYD 8KTL-3PH | Sofar Solar | 2027-03-24
2022-09-09 | HBS4337 | Sofar Solar GTX3000-H7 (x4) w/ Sofar Solar HYD 8KTL-3PH | 63 |  |  | Sofar Solar | GTX3000-H7 | 4 | Sofar Solar | HYD 8KTL-3PH | Sofar Solar | 2027-03-24
2022-09-09 | HBS4338 | Sofar Solar GTX3000-H8 (x4) w/ Sofar Solar HYD 8KTL-3PH | 72 |  |  | Sofar Solar | GTX3000-H8 | 4 | Sofar Solar | HYD 8KTL-3PH | Sofar Solar | 2027-03-24
2022-09-09 | HBS4339 | Sofar Solar GTX3000-H9 (x4) w/ Sofar Solar HYD 8KTL-3PH | 81 |  |  | Sofar Solar | GTX3000-H9 | 4 | Sofar Solar | HYD 8KTL-3PH | Sofar Solar | 2027-03-24
2022-09-09 | HBS4340 | Sofar Solar GTX3000-H10 (x4) w/ Sofar Solar HYD 8KTL-3PH | 90 |  |  | Sofar Solar | GTX3000-H10 | 4 | Sofar Solar | HYD 8KTL-3PH | Sofar Solar | 2027-03-24
2022-09-09 | HBS4341 | Sofar Solar GTX3000-H4 (x4) w/ Sofar Solar HYD 10KTL-3PH | 36 |  |  | Sofar Solar | GTX3000-H4 | 4 | Sofar Solar | HYD 10KTL-3PH | Sofar Solar | 2027-03-24
2022-09-09 | HBS4342 | Sofar Solar GTX3000-H5 (x4) w/ Sofar Solar HYD 10KTL-3PH | 45 |  |  | Sofar Solar | GTX3000-H5 | 4 | Sofar Solar | HYD 10KTL-3PH | Sofar Solar | 2027-03-24
2022-09-09 | HBS4343 | Sofar Solar GTX3000-H6 (x4) w/ Sofar Solar HYD 10KTL-3PH | 54 |  |  | Sofar Solar | GTX3000-H6 | 4 | Sofar Solar | HYD 10KTL-3PH | Sofar Solar | 2027-03-24
2022-09-09 | HBS4344 | Sofar Solar GTX3000-H7 (x4) w/ Sofar Solar HYD 10KTL-3PH | 63 |  |  | Sofar Solar | GTX3000-H7 | 4 | Sofar Solar | HYD 10KTL-3PH | Sofar Solar | 2027-03-24
2022-09-09 | HBS4345 | Sofar Solar GTX3000-H8 (x4) w/ Sofar Solar HYD 10KTL-3PH | 72 |  |  | Sofar Solar | GTX3000-H8 | 4 | Sofar Solar | HYD 10KTL-3PH | Sofar Solar | 2027-03-24
2022-09-09 | HBS4346 | Sofar Solar GTX3000-H9 (x4) w/ Sofar Solar HYD 10KTL-3PH | 81 |  |  | Sofar Solar | GTX3000-H9 | 4 | Sofar Solar | HYD 10KTL-3PH | Sofar Solar | 2027-03-24
2022-09-09 | HBS4347 | Sofar Solar GTX3000-H10 (x4) w/ Sofar Solar HYD 10KTL-3PH | 90 |  |  | Sofar Solar | GTX3000-H10 | 4 | Sofar Solar | HYD 10KTL-3PH | Sofar Solar | 2027-03-24
2022-09-09 | HBS4348 | Sofar Solar GTX3000-H4 (x4) w/ Sofar Solar HYD 15KTL-3PH | 36 |  |  | Sofar Solar | GTX3000-H4 | 4 | Sofar Solar | HYD 15KTL-3PH | Sofar Solar | 2027-03-24
2022-09-09 | HBS4349 | Sofar Solar GTX3000-H5 (x4) w/ Sofar Solar HYD 15KTL-3PH | 45 |  |  | Sofar Solar | GTX3000-H5 | 4 | Sofar Solar | HYD 15KTL-3PH | Sofar Solar | 2027-03-24
2022-09-09 | HBS4350 | Sofar Solar GTX3000-H6 (x4) w/ Sofar Solar HYD 15KTL-3PH | 54 |  |  | Sofar Solar | GTX3000-H6 | 4 | Sofar Solar | HYD 15KTL-3PH | Sofar Solar | 2027-03-24
2022-09-09 | HBS4351 | Sofar Solar GTX3000-H7 (x4) w/ Sofar Solar HYD 15KTL-3PH | 63 |  |  | Sofar Solar | GTX3000-H7 | 4 | Sofar Solar | HYD 15KTL-3PH | Sofar Solar | 2027-03-24
2022-09-09 | HBS4352 | Sofar Solar GTX3000-H8 (x4) w/ Sofar Solar HYD 15KTL-3PH | 72 |  |  | Sofar Solar | GTX3000-H8 | 4 | Sofar Solar | HYD 15KTL-3PH | Sofar Solar | 2027-03-24
2022-09-09 | HBS4353 | Sofar Solar GTX3000-H9 (x4) w/ Sofar Solar HYD 15KTL-3PH | 81 |  |  | Sofar Solar | GTX3000-H9 | 4 | Sofar Solar | HYD 15KTL-3PH | Sofar Solar | 2027-03-24
2022-09-09 | HBS4354 | Sofar Solar GTX3000-H10 (x4) w/ Sofar Solar HYD 15KTL-3PH | 90 |  |  | Sofar Solar | GTX3000-H10 | 4 | Sofar Solar | HYD 15KTL-3PH | Sofar Solar | 2027-03-24
2022-09-09 | HBS4355 | Sofar Solar GTX3000-H4 (x4) w/ Sofar Solar HYD 20KTL-3PH | 36 |  |  | Sofar Solar | GTX3000-H4 | 4 | Sofar Solar | HYD 20KTL-3PH | Sofar Solar | 2027-03-24
2022-09-09 | HBS4356 | Sofar Solar GTX3000-H5 (x4) w/ Sofar Solar HYD 20KTL-3PH | 45 |  |  | Sofar Solar | GTX3000-H5 | 4 | Sofar Solar | HYD 20KTL-3PH | Sofar Solar | 2027-03-24
2022-09-09 | HBS4357 | Sofar Solar GTX3000-H6 (x4) w/ Sofar Solar HYD 20KTL-3PH | 54 |  |  | Sofar Solar | GTX3000-H6 | 4 | Sofar Solar | HYD 20KTL-3PH | Sofar Solar | 2027-03-24
2022-09-09 | HBS4358 | Sofar Solar GTX3000-H7 (x4) w/ Sofar Solar HYD 20KTL-3PH | 63 |  |  | Sofar Solar | GTX3000-H7 | 4 | Sofar Solar | HYD 20KTL-3PH | Sofar Solar | 2027-03-24
2022-09-09 | HBS4359 | Sofar Solar GTX3000-H8 (x4) w/ Sofar Solar HYD 20KTL-3PH | 72 |  |  | Sofar Solar | GTX3000-H8 | 4 | Sofar Solar | HYD 20KTL-3PH | Sofar Solar | 2027-03-24
2022-09-09 | HBS4360 | Sofar Solar GTX3000-H9 (x4) w/ Sofar Solar HYD 20KTL-3PH | 81 |  |  | Sofar Solar | GTX3000-H9 | 4 | Sofar Solar | HYD 20KTL-3PH | Sofar Solar | 2027-03-24
2022-09-09 | HBS4361 | Sofar Solar GTX3000-H10 (x4) w/ Sofar Solar HYD 20KTL-3PH | 90 |  |  | Sofar Solar | GTX3000-H10 | 4 | Sofar Solar | HYD 20KTL-3PH | Sofar Solar | 2027-03-24
2022-09-16 | HBS4531 | SolaX T-BAT H 11.5 (x1) w/ SolaX X1-Hybrid-3.0-D Chint DDSU666 | 11.5 |  |  | SolaX | T-BAT H 11.5 | 1 | SolaX | X1-Hybrid-3.0-D | SolaX | 2027-05-24
2022-09-16 | HBS4532 | SolaX T-BAT H 17.3 (x1) w/ SolaX X1-Hybrid-3.0-D Chint DDSU666 | 17.3 |  |  | SolaX | T-BAT H 17.3 | 1 | SolaX | X1-Hybrid-3.0-D | SolaX | 2027-05-24
2022-09-16 | HBS4534 | SolaX T-BAT H 11.5 (x1) w/ SolaX X1-Hybrid-3.7-D Chint DDSU666 | 11.5 |  |  | SolaX | T-BAT H 11.5 | 1 | SolaX | X1-Hybrid-3.7-D | SolaX | 2027-05-24
2022-09-16 | HBS4535 | SolaX T-BAT H 17.3 (x1) w/ SolaX X1-Hybrid-3.7-D Chint DDSU666 | 17.3 |  |  | SolaX | T-BAT H 17.3 | 1 | SolaX | X1-Hybrid-3.7-D | SolaX | 2027-05-24
2022-09-16 | HBS4537 | SolaX T-BAT H 11.5 (x1) w/ SolaX X1-Hybrid-5.0-D Chint DDSU666 | 11.5 |  |  | SolaX | T-BAT H 11.5 | 1 | SolaX | X1-Hybrid-5.0-D | SolaX | 2027-05-24
2022-09-16 | HBS4538 | SolaX T-BAT H 17.3 (x1) w/ SolaX X1-Hybrid-5.0-D Chint DDSU666 | 17.3 |  |  | SolaX | T-BAT H 17.3 | 1 | SolaX | X1-Hybrid-5.0-D | SolaX | 2027-05-24
2022-09-16 | HBS4540 | SolaX T-BAT H 11.5 (x1) w/ SolaX X1-Hybrid-6.0-D Chint DDSU666 | 11.5 |  |  | SolaX | T-BAT H 11.5 | 1 | SolaX | X1-Hybrid-6.0-D | SolaX | 2027-05-24
2022-09-16 | HBS4541 | SolaX T-BAT H 17.3 (x1) w/ SolaX X1-Hybrid-6.0-D Chint DDSU666 | 17.3 |  |  | SolaX | T-BAT H 17.3 | 1 | SolaX | X1-Hybrid-6.0-D | SolaX | 2027-05-24
2022-09-16 | HBS4543 | SolaX T-BAT H 11.5 (x1) w/ SolaX X1-Hybrid-7.5-D Chint DDSU666 | 11.5 |  |  | SolaX | T-BAT H 11.5 | 1 | SolaX | X1-Hybrid-7.5-D | SolaX | 2027-05-24
2022-09-16 | HBS4544 | SolaX T-BAT H 17.3 (x1) w/ SolaX X1-Hybrid-7.5-D Chint DDSU666 | 17.3 |  |  | SolaX | T-BAT H 17.3 | 1 | SolaX | X1-Hybrid-7.5-D | SolaX | 2027-05-24
2022-09-16 | HBS4585 | Jiangsu Weiheng Intelligent Technology Co Ltd WH-SPHA3.6H-10.24kWh (x1) | 9.22 | Jiangsu Weiheng Intelligent Technology Co Ltd | WH-SPHA3.6H-10.24kWh |  |  | 1 |  |  | ECACTUS | 2027-01-11
2022-09-16 | HBS4587 | Jiangsu Weiheng Intelligent Technology Co Ltd WH-SPHA5.0H-10.24kWh (x1) | 9.22 | Jiangsu Weiheng Intelligent Technology Co Ltd | WH-SPHA5.0H-10.24kWh |  |  | 1 |  |  | ECACTUS | 2027-01-11
2022-09-16 | HBS4589 | Jiangsu Weiheng Intelligent Technology Co Ltd WH-SPHA6.0H-10.24kWh (x1) | 9.22 | Jiangsu Weiheng Intelligent Technology Co Ltd | WH-SPHA6.0H-10.24kWh |  |  | 1 |  |  | ECACTUS | 2027-01-11
2022-09-23 | HBS4591 | SolaX T-BAT H 11.5 (x1) w/ SolaX X1-Hybrid-3.0-D Reposit Reposit V4 Controller | 11.5 |  |  | SolaX | T-BAT H 11.5 | 1 | SolaX | X1-Hybrid-3.0-D | SolaX | 2027-05-24
2022-09-23 | HBS4592 | SolaX T-BAT H 17.3 (x1) w/ SolaX X1-Hybrid-3.0-D Reposit Reposit V4 Controller | 17.3 |  |  | SolaX | T-BAT H 17.3 | 1 | SolaX | X1-Hybrid-3.0-D | SolaX | 2027-05-24
2022-09-23 | HBS4594 | SolaX T-BAT H 11.5 (x1) w/ SolaX X1-Hybrid-3.7-D Reposit Reposit V4 Controller | 11.5 |  |  | SolaX | T-BAT H 11.5 | 1 | SolaX | X1-Hybrid-3.7-D | SolaX | 2027-05-24
2022-09-23 | HBS4595 | SolaX T-BAT H 17.3 (x1) w/ SolaX X1-Hybrid-3.7-D Reposit Reposit V4 Controller | 17.3 |  |  | SolaX | T-BAT H 17.3 | 1 | SolaX | X1-Hybrid-3.7-D | SolaX | 2027-05-24
2022-09-23 | HBS4597 | SolaX T-BAT H 11.5 (x1) w/ SolaX X1-Hybrid-5.0-D Reposit Reposit V4 Controller | 11.5 |  |  | SolaX | T-BAT H 11.5 | 1 | SolaX | X1-Hybrid-5.0-D | SolaX | 2027-05-24
2022-09-23 | HBS4598 | SolaX T-BAT H 17.3 (x1) w/ SolaX X1-Hybrid-5.0-D Reposit Reposit V4 Controller | 17.3 |  |  | SolaX | T-BAT H 17.3 | 1 | SolaX | X1-Hybrid-5.0-D | SolaX | 2027-05-24
2022-09-23 | HBS4600 | SolaX T-BAT H 11.5 (x1) w/ SolaX X1-Hybrid-6.0-D Reposit Reposit V4 Controller | 11.5 |  |  | SolaX | T-BAT H 11.5 | 1 | SolaX | X1-Hybrid-6.0-D | SolaX | 2027-05-24
2022-09-23 | HBS4601 | SolaX T-BAT H 17.3 (x1) w/ SolaX X1-Hybrid-6.0-D Reposit Reposit V4 Controller | 17.3 |  |  | SolaX | T-BAT H 17.3 | 1 | SolaX | X1-Hybrid-6.0-D | SolaX | 2027-05-24
2022-09-23 | HBS4603 | SolaX T-BAT H 11.5 (x1) w/ SolaX X1-Hybrid-7.5-D Reposit Reposit V4 Controller | 11.5 |  |  | SolaX | T-BAT H 11.5 | 1 | SolaX | X1-Hybrid-7.5-D | SolaX | 2027-05-24
2022-09-23 | HBS4604 | SolaX T-BAT H 17.3 (x1) w/ SolaX X1-Hybrid-7.5-D Reposit Reposit V4 Controller | 17.3 |  |  | SolaX | T-BAT H 17.3 | 1 | SolaX | X1-Hybrid-7.5-D | SolaX | 2027-05-24
2022-10-07 | HBS4638 | Alpha ESS SMILE-G3-BAT-10.1P (x1) w/ Alpha ESS SMILE-G3-S5-INV Chint DTSU666 | 9.6 |  |  | Alpha ESS | SMILE-G3-BAT-10.1P | 1 | Alpha ESS | SMILE-G3-S5-INV | Alpha ESS | 2027-07-12
2022-10-07 | HBS4639 | Alpha ESS SMILE-G3-BAT-10.1P II (x1) w/ Alpha ESS SMILE-G3-S5-INV Chint DTSU666 | 19.2 |  |  | Alpha ESS | SMILE-G3-BAT-10.1P II | 1 | Alpha ESS | SMILE-G3-S5-INV | Alpha ESS | 2027-07-12
2022-10-07 | HBS4640 | Alpha ESS SMILE-G3-BAT-10.1P III (x1) w/ Alpha ESS SMILE-G3-S5-INV Chint DTSU666 | 28.7 |  |  | Alpha ESS | SMILE-G3-BAT-10.1P III | 1 | Alpha ESS | SMILE-G3-S5-INV | Alpha ESS | 2027-07-12
2022-10-07 | HBS4641 | Alpha ESS SMILE-G3-BAT-10.1P IV (x1) w/ Alpha ESS SMILE-G3-S5-INV Chint DTSU666 | 38.3 |  |  | Alpha ESS | SMILE-G3-BAT-10.1P IV | 1 | Alpha ESS | SMILE-G3-S5-INV | Alpha ESS | 2027-07-12
2022-10-07 | HBS4642 | Alpha ESS SMILE-G3-BAT-10.1P V (x1) w/ Alpha ESS SMILE-G3-S5-INV Chint DTSU666 | 47.9 |  |  | Alpha ESS | SMILE-G3-BAT-10.1P V | 1 | Alpha ESS | SMILE-G3-S5-INV | Alpha ESS | 2027-07-12
2022-10-07 | HBS4643 | Alpha ESS SMILE-G3-BAT-10.1P VI (x1) w/ Alpha ESS SMILE-G3-S5-INV Chint DTSU666 | 57.5 |  |  | Alpha ESS | SMILE-G3-BAT-10.1P VI | 1 | Alpha ESS | SMILE-G3-S5-INV | Alpha ESS | 2027-07-12
2022-12-02 | HBS4675 | GoodWe LX F6.6-H (x1) w/ GoodWe GW5KL-ET | 6.55 |  |  | GoodWe | LX F6.6-H | 1 | GoodWe | GW5KL-ET | GoodWe | 2026-10-28
2022-12-02 | HBS4676 | GoodWe LX F9.8-H (x1) w/ GoodWe GW5KL-ET | 9.83 |  |  | GoodWe | LX F9.8-H | 1 | GoodWe | GW5KL-ET | GoodWe | 2026-10-28
2022-12-02 | HBS4677 | GoodWe LX F13.1-H (x1) w/ GoodWe GW5KL-ET | 13.1 |  |  | GoodWe | LX F13.1-H | 1 | GoodWe | GW5KL-ET | GoodWe | 2026-10-28
2022-12-02 | HBS4678 | GoodWe LX F16.4-H (x1) w/ GoodWe GW5KL-ET | 16.38 |  |  | GoodWe | LX F16.4-H | 1 | GoodWe | GW5KL-ET | GoodWe | 2026-10-28
2022-12-02 | HBS4679 | GoodWe LX F6.6-H (x2) w/ GoodWe GW5KL-ET | 13.1 |  |  | GoodWe | LX F6.6-H | 2 | GoodWe | GW5KL-ET | GoodWe | 2026-10-28
2022-12-02 | HBS4680 | GoodWe LX F9.8-H (x2) w/ GoodWe GW5KL-ET | 19.66 |  |  | GoodWe | LX F9.8-H | 2 | GoodWe | GW5KL-ET | GoodWe | 2026-10-28
2022-12-02 | HBS4681 | GoodWe LX F13.1-H (x2) w/ GoodWe GW5KL-ET | 26.2 |  |  | GoodWe | LX F13.1-H | 2 | GoodWe | GW5KL-ET | GoodWe | 2026-10-28
2022-12-02 | HBS4682 | GoodWe LX F16.4-H (x2) w/ GoodWe GW5KL-ET | 32.76 |  |  | GoodWe | LX F16.4-H | 2 | GoodWe | GW5KL-ET | GoodWe | 2026-10-28
2022-12-02 | HBS4683 | GoodWe LX F6.6-H (x1) w/ GoodWe GW6KL-ET | 6.55 |  |  | GoodWe | LX F6.6-H | 1 | GoodWe | GW6KL-ET | GoodWe | 2026-10-28
2022-12-02 | HBS4684 | GoodWe LX F9.8-H (x1) w/ GoodWe GW6KL-ET | 9.83 |  |  | GoodWe | LX F9.8-H | 1 | GoodWe | GW6KL-ET | GoodWe | 2026-10-28
2022-12-02 | HBS4685 | GoodWe LX F13.1-H (x1) w/ GoodWe GW6KL-ET | 13.1 |  |  | GoodWe | LX F13.1-H | 1 | GoodWe | GW6KL-ET | GoodWe | 2026-10-28
2022-12-02 | HBS4686 | GoodWe LX F16.4-H (x1) w/ GoodWe GW6KL-ET | 16.38 |  |  | GoodWe | LX F16.4-H | 1 | GoodWe | GW6KL-ET | GoodWe | 2026-10-28
2022-12-02 | HBS4687 | GoodWe LX F6.6-H (x2) w/ GoodWe GW6KL-ET | 13.1 |  |  | GoodWe | LX F6.6-H | 2 | GoodWe | GW6KL-ET | GoodWe | 2026-10-28
2022-12-02 | HBS4688 | GoodWe LX F9.8-H (x2) w/ GoodWe GW6KL-ET | 19.66 |  |  | GoodWe | LX F9.8-H | 2 | GoodWe | GW6KL-ET | GoodWe | 2026-10-28
2022-12-02 | HBS4689 | GoodWe LX F13.1-H (x2) w/ GoodWe GW6KL-ET | 26.2 |  |  | GoodWe | LX F13.1-H | 2 | GoodWe | GW6KL-ET | GoodWe | 2026-10-28
2022-12-02 | HBS4690 | GoodWe LX F16.4-H (x2) w/ GoodWe GW6KL-ET | 32.76 |  |  | GoodWe | LX F16.4-H | 2 | GoodWe | GW6KL-ET | GoodWe | 2026-10-28
2022-12-02 | HBS4691 | GoodWe LX F6.6-H (x1) w/ GoodWe GW8KL-ET | 6.55 |  |  | GoodWe | LX F6.6-H | 1 | GoodWe | GW8KL-ET | GoodWe | 2026-10-28
2022-12-02 | HBS4692 | GoodWe LX F9.8-H (x1) w/ GoodWe GW8KL-ET | 9.83 |  |  | GoodWe | LX F9.8-H | 1 | GoodWe | GW8KL-ET | GoodWe | 2026-10-28
2022-12-02 | HBS4693 | GoodWe LX F13.1-H (x1) w/ GoodWe GW8KL-ET | 13.1 |  |  | GoodWe | LX F13.1-H | 1 | GoodWe | GW8KL-ET | GoodWe | 2026-10-28
2022-12-02 | HBS4694 | GoodWe LX F16.4-H (x1) w/ GoodWe GW8KL-ET | 16.38 |  |  | GoodWe | LX F16.4-H | 1 | GoodWe | GW8KL-ET | GoodWe | 2026-10-28
2022-12-02 | HBS4695 | GoodWe LX F6.6-H (x2) w/ GoodWe GW8KL-ET | 13.1 |  |  | GoodWe | LX F6.6-H | 2 | GoodWe | GW8KL-ET | GoodWe | 2026-10-28
2022-12-02 | HBS4696 | GoodWe LX F9.8-H (x2) w/ GoodWe GW8KL-ET | 19.66 |  |  | GoodWe | LX F9.8-H | 2 | GoodWe | GW8KL-ET | GoodWe | 2026-10-28
2022-12-02 | HBS4697 | GoodWe LX F13.1-H (x2) w/ GoodWe GW8KL-ET | 26.2 |  |  | GoodWe | LX F13.1-H | 2 | GoodWe | GW8KL-ET | GoodWe | 2026-10-28
2022-12-02 | HBS4698 | GoodWe LX F16.4-H (x2) w/ GoodWe GW8KL-ET | 32.76 |  |  | GoodWe | LX F16.4-H | 2 | GoodWe | GW8KL-ET | GoodWe | 2026-10-28
2022-12-02 | HBS4699 | GoodWe LX F6.6-H (x1) w/ GoodWe GW10KL-ET | 6.55 |  |  | GoodWe | LX F6.6-H | 1 | GoodWe | GW10KL-ET | GoodWe | 2026-10-28
2022-12-02 | HBS4700 | GoodWe LX F9.8-H (x1) w/ GoodWe GW10KL-ET | 9.83 |  |  | GoodWe | LX F9.8-H | 1 | GoodWe | GW10KL-ET | GoodWe | 2026-10-28
2022-12-02 | HBS4701 | GoodWe LX F13.1-H (x1) w/ GoodWe GW10KL-ET | 13.1 |  |  | GoodWe | LX F13.1-H | 1 | GoodWe | GW10KL-ET | GoodWe | 2026-10-28
2022-12-02 | HBS4702 | GoodWe LX F16.4-H (x1) w/ GoodWe GW10KL-ET | 16.38 |  |  | GoodWe | LX F16.4-H | 1 | GoodWe | GW10KL-ET | GoodWe | 2026-10-28
2022-12-02 | HBS4703 | GoodWe LX F6.6-H (x2) w/ GoodWe GW10KL-ET | 13.1 |  |  | GoodWe | LX F6.6-H | 2 | GoodWe | GW10KL-ET | GoodWe | 2026-10-28
2022-12-02 | HBS4704 | GoodWe LX F9.8-H (x2) w/ GoodWe GW10KL-ET | 19.66 |  |  | GoodWe | LX F9.8-H | 2 | GoodWe | GW10KL-ET | GoodWe | 2026-10-28
2022-12-02 | HBS4705 | GoodWe LX F13.1-H (x2) w/ GoodWe GW10KL-ET | 26.2 |  |  | GoodWe | LX F13.1-H | 2 | GoodWe | GW10KL-ET | GoodWe | 2026-10-28
2022-12-02 | HBS4706 | GoodWe LX F16.4-H (x2) w/ GoodWe GW10KL-ET | 32.76 |  |  | GoodWe | LX F16.4-H | 2 | GoodWe | GW10KL-ET | GoodWe | 2026-10-28
2023-03-07 | HBS4955 | Techplus Control System GRE-U-P4880-1 (x2) w/ Shenzhen Growatt New Energy Co Ltd SPH 3000TL BL-UP | 8.192 |  |  | Techplus Control System | GRE-U-P4880-1 | 2 | Shenzhen Growatt New Energy Co Ltd | SPH 3000TL BL-UP | GREENTEK | 2027-06-25
2023-03-07 | HBS4956 | Techplus Control System GRE-U-P4880-1 (x3) w/ Shenzhen Growatt New Energy Co Ltd SPH 3000TL BL-UP | 12.288 |  |  | Techplus Control System | GRE-U-P4880-1 | 3 | Shenzhen Growatt New Energy Co Ltd | SPH 3000TL BL-UP | GREENTEK | 2027-06-25
2023-03-07 | HBS4957 | Techplus Control System GRE-U-P4880-1 (x4) w/ Shenzhen Growatt New Energy Co Ltd SPH 3000TL BL-UP | 16.384 |  |  | Techplus Control System | GRE-U-P4880-1 | 4 | Shenzhen Growatt New Energy Co Ltd | SPH 3000TL BL-UP | GREENTEK | 2027-06-25
2023-03-07 | HBS4958 | Techplus Control System GRE-U-P4880-1 (x5) w/ Shenzhen Growatt New Energy Co Ltd SPH 3000TL BL-UP | 20.48 |  |  | Techplus Control System | GRE-U-P4880-1 | 5 | Shenzhen Growatt New Energy Co Ltd | SPH 3000TL BL-UP | GREENTEK | 2027-06-25
2023-03-07 | HBS4959 | Techplus Control System GRE-U-P4880-1 (x6) w/ Shenzhen Growatt New Energy Co Ltd SPH 3000TL BL-UP | 24.576 |  |  | Techplus Control System | GRE-U-P4880-1 | 6 | Shenzhen Growatt New Energy Co Ltd | SPH 3000TL BL-UP | GREENTEK | 2027-06-25
2023-03-07 | HBS4960 | Techplus Control System GRE-U-P4880-1 (x7) w/ Shenzhen Growatt New Energy Co Ltd SPH 3000TL BL-UP | 28.672 |  |  | Techplus Control System | GRE-U-P4880-1 | 7 | Shenzhen Growatt New Energy Co Ltd | SPH 3000TL BL-UP | GREENTEK | 2027-06-25
2023-03-07 | HBS4961 | Techplus Control System GRE-U-P4880-1 (x8) w/ Shenzhen Growatt New Energy Co Ltd SPH 3000TL BL-UP | 32.768 |  |  | Techplus Control System | GRE-U-P4880-1 | 8 | Shenzhen Growatt New Energy Co Ltd | SPH 3000TL BL-UP | GREENTEK | 2027-06-25
2023-03-07 | HBS4963 | Techplus Control System GRE-U-P4880-1 (x2) w/ Shenzhen Growatt New Energy Co Ltd SPH 3600TL BL-UP | 8.192 |  |  | Techplus Control System | GRE-U-P4880-1 | 2 | Shenzhen Growatt New Energy Co Ltd | SPH 3600TL BL-UP | GREENTEK | 2027-06-25
2023-03-07 | HBS4964 | Techplus Control System GRE-U-P4880-1 (x3) w/ Shenzhen Growatt New Energy Co Ltd SPH 3600TL BL-UP | 12.288 |  |  | Techplus Control System | GRE-U-P4880-1 | 3 | Shenzhen Growatt New Energy Co Ltd | SPH 3600TL BL-UP | GREENTEK | 2027-06-25
2023-03-07 | HBS4965 | Techplus Control System GRE-U-P4880-1 (x4) w/ Shenzhen Growatt New Energy Co Ltd SPH 3600TL BL-UP | 16.384 |  |  | Techplus Control System | GRE-U-P4880-1 | 4 | Shenzhen Growatt New Energy Co Ltd | SPH 3600TL BL-UP | GREENTEK | 2027-06-25
2023-03-07 | HBS4966 | Techplus Control System GRE-U-P4880-1 (x5) w/ Shenzhen Growatt New Energy Co Ltd SPH 3600TL BL-UP | 20.48 |  |  | Techplus Control System | GRE-U-P4880-1 | 5 | Shenzhen Growatt New Energy Co Ltd | SPH 3600TL BL-UP | GREENTEK | 2027-06-25
2023-03-07 | HBS4967 | Techplus Control System GRE-U-P4880-1 (x6) w/ Shenzhen Growatt New Energy Co Ltd SPH 3600TL BL-UP | 24.576 |  |  | Techplus Control System | GRE-U-P4880-1 | 6 | Shenzhen Growatt New Energy Co Ltd | SPH 3600TL BL-UP | GREENTEK | 2027-06-25
2023-03-07 | HBS4968 | Techplus Control System GRE-U-P4880-1 (x7) w/ Shenzhen Growatt New Energy Co Ltd SPH 3600TL BL-UP | 28.672 |  |  | Techplus Control System | GRE-U-P4880-1 | 7 | Shenzhen Growatt New Energy Co Ltd | SPH 3600TL BL-UP | GREENTEK | 2027-06-25
2023-03-07 | HBS4969 | Techplus Control System GRE-U-P4880-1 (x8) w/ Shenzhen Growatt New Energy Co Ltd SPH 3600TL BL-UP | 32.768 |  |  | Techplus Control System | GRE-U-P4880-1 | 8 | Shenzhen Growatt New Energy Co Ltd | SPH 3600TL BL-UP | GREENTEK | 2027-06-25
2023-03-07 | HBS4979 | Techplus Control System GRE-U-P4880-1 (x2) w/ Shenzhen Growatt New Energy Co Ltd SPH 4000TL BL-UP | 8.192 |  |  | Techplus Control System | GRE-U-P4880-1 | 2 | Shenzhen Growatt New Energy Co Ltd | SPH 4000TL BL-UP | GREENTEK | 2027-06-25
2023-03-07 | HBS4980 | Techplus Control System GRE-U-P4880-1 (x3) w/ Shenzhen Growatt New Energy Co Ltd SPH 4000TL BL-UP | 12.288 |  |  | Techplus Control System | GRE-U-P4880-1 | 3 | Shenzhen Growatt New Energy Co Ltd | SPH 4000TL BL-UP | GREENTEK | 2027-06-25
2023-03-07 | HBS4981 | Techplus Control System GRE-U-P4880-1 (x4) w/ Shenzhen Growatt New Energy Co Ltd SPH 4000TL BL-UP | 16.384 |  |  | Techplus Control System | GRE-U-P4880-1 | 4 | Shenzhen Growatt New Energy Co Ltd | SPH 4000TL BL-UP | GREENTEK | 2027-06-25
2023-03-07 | HBS4982 | Techplus Control System GRE-U-P4880-1 (x5) w/ Shenzhen Growatt New Energy Co Ltd SPH 4000TL BL-UP | 20.48 |  |  | Techplus Control System | GRE-U-P4880-1 | 5 | Shenzhen Growatt New Energy Co Ltd | SPH 4000TL BL-UP | GREENTEK | 2027-06-25
2023-03-07 | HBS4983 | Techplus Control System GRE-U-P4880-1 (x6) w/ Shenzhen Growatt New Energy Co Ltd SPH 4000TL BL-UP | 24.576 |  |  | Techplus Control System | GRE-U-P4880-1 | 6 | Shenzhen Growatt New Energy Co Ltd | SPH 4000TL BL-UP | GREENTEK | 2027-06-25
2023-03-07 | HBS4984 | Techplus Control System GRE-U-P4880-1 (x7) w/ Shenzhen Growatt New Energy Co Ltd SPH 4000TL BL-UP | 28.672 |  |  | Techplus Control System | GRE-U-P4880-1 | 7 | Shenzhen Growatt New Energy Co Ltd | SPH 4000TL BL-UP | GREENTEK | 2027-06-25
2023-03-07 | HBS4985 | Techplus Control System GRE-U-P4880-1 (x8) w/ Shenzhen Growatt New Energy Co Ltd SPH 4000TL BL-UP | 32.768 |  |  | Techplus Control System | GRE-U-P4880-1 | 8 | Shenzhen Growatt New Energy Co Ltd | SPH 4000TL BL-UP | GREENTEK | 2027-06-25
2023-03-07 | HBS4987 | Techplus Control System GRE-U-P4880-1 (x2) w/ Shenzhen Growatt New Energy Co Ltd SPH 4600TL BL-UP | 8.192 |  |  | Techplus Control System | GRE-U-P4880-1 | 2 | Shenzhen Growatt New Energy Co Ltd | SPH 4600TL BL-UP | GREENTEK | 2027-06-25
2023-03-07 | HBS4988 | Techplus Control System GRE-U-P4880-1 (x3) w/ Shenzhen Growatt New Energy Co Ltd SPH 4600TL BL-UP | 12.288 |  |  | Techplus Control System | GRE-U-P4880-1 | 3 | Shenzhen Growatt New Energy Co Ltd | SPH 4600TL BL-UP | GREENTEK | 2027-06-25
2023-03-07 | HBS4989 | Techplus Control System GRE-U-P4880-1 (x4) w/ Shenzhen Growatt New Energy Co Ltd SPH 4600TL BL-UP | 16.384 |  |  | Techplus Control System | GRE-U-P4880-1 | 4 | Shenzhen Growatt New Energy Co Ltd | SPH 4600TL BL-UP | GREENTEK | 2027-06-25
2023-03-07 | HBS4990 | Techplus Control System GRE-U-P4880-1 (x5) w/ Shenzhen Growatt New Energy Co Ltd SPH 4600TL BL-UP | 20.48 |  |  | Techplus Control System | GRE-U-P4880-1 | 5 | Shenzhen Growatt New Energy Co Ltd | SPH 4600TL BL-UP | GREENTEK | 2027-06-25
2023-03-07 | HBS4991 | Techplus Control System GRE-U-P4880-1 (x6) w/ Shenzhen Growatt New Energy Co Ltd SPH 4600TL BL-UP | 24.576 |  |  | Techplus Control System | GRE-U-P4880-1 | 6 | Shenzhen Growatt New Energy Co Ltd | SPH 4600TL BL-UP | GREENTEK | 2027-06-25
2023-03-07 | HBS4992 | Techplus Control System GRE-U-P4880-1 (x7) w/ Shenzhen Growatt New Energy Co Ltd SPH 4600TL BL-UP | 28.672 |  |  | Techplus Control System | GRE-U-P4880-1 | 7 | Shenzhen Growatt New Energy Co Ltd | SPH 4600TL BL-UP | GREENTEK | 2027-06-25
2023-03-07 | HBS4993 | Techplus Control System GRE-U-P4880-1 (x8) w/ Shenzhen Growatt New Energy Co Ltd SPH 4600TL BL-UP | 32.768 |  |  | Techplus Control System | GRE-U-P4880-1 | 8 | Shenzhen Growatt New Energy Co Ltd | SPH 4600TL BL-UP | GREENTEK | 2027-06-25
2023-03-07 | HBS5003 | Techplus Control System GRE-U-P4880-1 (x2) w/ Shenzhen Growatt New Energy Co Ltd SPH 5000TL BL-UP | 8.192 |  |  | Techplus Control System | GRE-U-P4880-1 | 2 | Shenzhen Growatt New Energy Co Ltd | SPH 5000TL BL-UP | GREENTEK | 2027-06-25
2023-03-07 | HBS5004 | Techplus Control System GRE-U-P4880-1 (x3) w/ Shenzhen Growatt New Energy Co Ltd SPH 5000TL BL-UP | 12.288 |  |  | Techplus Control System | GRE-U-P4880-1 | 3 | Shenzhen Growatt New Energy Co Ltd | SPH 5000TL BL-UP | GREENTEK | 2027-06-25
2023-03-07 | HBS5005 | Techplus Control System GRE-U-P4880-1 (x4) w/ Shenzhen Growatt New Energy Co Ltd SPH 5000TL BL-UP | 16.384 |  |  | Techplus Control System | GRE-U-P4880-1 | 4 | Shenzhen Growatt New Energy Co Ltd | SPH 5000TL BL-UP | GREENTEK | 2027-06-25
2023-03-07 | HBS5006 | Techplus Control System GRE-U-P4880-1 (x5) w/ Shenzhen Growatt New Energy Co Ltd SPH 5000TL BL-UP | 20.48 |  |  | Techplus Control System | GRE-U-P4880-1 | 5 | Shenzhen Growatt New Energy Co Ltd | SPH 5000TL BL-UP | GREENTEK | 2027-06-25
2023-03-07 | HBS5007 | Techplus Control System GRE-U-P4880-1 (x6) w/ Shenzhen Growatt New Energy Co Ltd SPH 5000TL BL-UP | 24.576 |  |  | Techplus Control System | GRE-U-P4880-1 | 6 | Shenzhen Growatt New Energy Co Ltd | SPH 5000TL BL-UP | GREENTEK | 2027-06-25
2023-03-07 | HBS5008 | Techplus Control System GRE-U-P4880-1 (x7) w/ Shenzhen Growatt New Energy Co Ltd SPH 5000TL BL-UP | 28.672 |  |  | Techplus Control System | GRE-U-P4880-1 | 7 | Shenzhen Growatt New Energy Co Ltd | SPH 5000TL BL-UP | GREENTEK | 2027-06-25
2023-03-07 | HBS5009 | Techplus Control System GRE-U-P4880-1 (x8) w/ Shenzhen Growatt New Energy Co Ltd SPH 5000TL BL-UP | 32.768 |  |  | Techplus Control System | GRE-U-P4880-1 | 8 | Shenzhen Growatt New Energy Co Ltd | SPH 5000TL BL-UP | GREENTEK | 2027-06-25
2023-03-07 | HBS5019 | Techplus Control System GRE-U-P4880-1 (x2) w/ Shenzhen Growatt New Energy Co Ltd SPH 6000TL BL-UP | 8.192 |  |  | Techplus Control System | GRE-U-P4880-1 | 2 | Shenzhen Growatt New Energy Co Ltd | SPH 6000TL BL-UP | GREENTEK | 2027-06-25
2023-03-07 | HBS5020 | Techplus Control System GRE-U-P4880-1 (x3) w/ Shenzhen Growatt New Energy Co Ltd SPH 6000TL BL-UP | 12.288 |  |  | Techplus Control System | GRE-U-P4880-1 | 3 | Shenzhen Growatt New Energy Co Ltd | SPH 6000TL BL-UP | GREENTEK | 2027-06-25
2023-03-07 | HBS5021 | Techplus Control System GRE-U-P4880-1 (x4) w/ Shenzhen Growatt New Energy Co Ltd SPH 6000TL BL-UP | 16.384 |  |  | Techplus Control System | GRE-U-P4880-1 | 4 | Shenzhen Growatt New Energy Co Ltd | SPH 6000TL BL-UP | GREENTEK | 2027-06-25
2023-03-07 | HBS5022 | Techplus Control System GRE-U-P4880-1 (x5) w/ Shenzhen Growatt New Energy Co Ltd SPH 6000TL BL-UP | 20.48 |  |  | Techplus Control System | GRE-U-P4880-1 | 5 | Shenzhen Growatt New Energy Co Ltd | SPH 6000TL BL-UP | GREENTEK | 2027-06-25
2023-03-07 | HBS5023 | Techplus Control System GRE-U-P4880-1 (x6) w/ Shenzhen Growatt New Energy Co Ltd SPH 6000TL BL-UP | 24.576 |  |  | Techplus Control System | GRE-U-P4880-1 | 6 | Shenzhen Growatt New Energy Co Ltd | SPH 6000TL BL-UP | GREENTEK | 2027-06-25
2023-03-07 | HBS5024 | Techplus Control System GRE-U-P4880-1 (x7) w/ Shenzhen Growatt New Energy Co Ltd SPH 6000TL BL-UP | 28.672 |  |  | Techplus Control System | GRE-U-P4880-1 | 7 | Shenzhen Growatt New Energy Co Ltd | SPH 6000TL BL-UP | GREENTEK | 2027-06-25
2023-03-07 | HBS5025 | Techplus Control System GRE-U-P4880-1 (x8) w/ Shenzhen Growatt New Energy Co Ltd SPH 6000TL BL-UP | 32.768 |  |  | Techplus Control System | GRE-U-P4880-1 | 8 | Shenzhen Growatt New Energy Co Ltd | SPH 6000TL BL-UP | GREENTEK | 2027-06-25
2023-03-07 | HBS5123 | Techplus Control System GRE-U-P4880-1 (x2) w/ NINGBO DEYE INVERTER TECHNOLOGY CO., LTD SUN-5K-SG04LP3-AU | 8.192 |  |  | Techplus Control System | GRE-U-P4880-1 | 2 | NINGBO DEYE INVERTER TECHNOLOGY CO., LTD | SUN-5K-SG04LP3-AU | GREENTEK | 2027-04-28
2023-03-07 | HBS5124 | Techplus Control System GRE-U-P4880-1 (x3) w/ NINGBO DEYE INVERTER TECHNOLOGY CO., LTD SUN-5K-SG04LP3-AU | 12.288 |  |  | Techplus Control System | GRE-U-P4880-1 | 3 | NINGBO DEYE INVERTER TECHNOLOGY CO., LTD | SUN-5K-SG04LP3-AU | GREENTEK | 2027-04-28
2023-03-07 | HBS5125 | Techplus Control System GRE-U-P4880-1 (x4) w/ NINGBO DEYE INVERTER TECHNOLOGY CO., LTD SUN-5K-SG04LP3-AU | 16.384 |  |  | Techplus Control System | GRE-U-P4880-1 | 4 | NINGBO DEYE INVERTER TECHNOLOGY CO., LTD | SUN-5K-SG04LP3-AU | GREENTEK | 2027-04-28
2023-03-07 | HBS5126 | Techplus Control System GRE-U-P4880-1 (x5) w/ NINGBO DEYE INVERTER TECHNOLOGY CO., LTD SUN-5K-SG04LP3-AU | 20.48 |  |  | Techplus Control System | GRE-U-P4880-1 | 5 | NINGBO DEYE INVERTER TECHNOLOGY CO., LTD | SUN-5K-SG04LP3-AU | GREENTEK | 2027-04-28
2023-03-07 | HBS5127 | Techplus Control System GRE-U-P4880-1 (x6) w/ NINGBO DEYE INVERTER TECHNOLOGY CO., LTD SUN-5K-SG04LP3-AU | 24.576 |  |  | Techplus Control System | GRE-U-P4880-1 | 6 | NINGBO DEYE INVERTER TECHNOLOGY CO., LTD | SUN-5K-SG04LP3-AU | GREENTEK | 2027-04-28
2023-03-07 | HBS5128 | Techplus Control System GRE-U-P4880-1 (x7) w/ NINGBO DEYE INVERTER TECHNOLOGY CO., LTD SUN-5K-SG04LP3-AU | 28.672 |  |  | Techplus Control System | GRE-U-P4880-1 | 7 | NINGBO DEYE INVERTER TECHNOLOGY CO., LTD | SUN-5K-SG04LP3-AU | GREENTEK | 2027-04-28
2023-03-07 | HBS5129 | Techplus Control System GRE-U-P4880-1 (x8) w/ NINGBO DEYE INVERTER TECHNOLOGY CO., LTD SUN-5K-SG04LP3-AU | 32.768 |  |  | Techplus Control System | GRE-U-P4880-1 | 8 | NINGBO DEYE INVERTER TECHNOLOGY CO., LTD | SUN-5K-SG04LP3-AU | GREENTEK | 2027-04-28
2023-03-07 | HBS5138 | Techplus Control System GRE-U-P4880-1 (x2) w/ NINGBO DEYE INVERTER TECHNOLOGY CO., LTD SUN-8K-SG04LP3-AU | 8.192 |  |  | Techplus Control System | GRE-U-P4880-1 | 2 | NINGBO DEYE INVERTER TECHNOLOGY CO., LTD | SUN-8K-SG04LP3-AU | GREENTEK | 2027-04-28
2023-03-07 | HBS5139 | Techplus Control System GRE-U-P4880-1 (x3) w/ NINGBO DEYE INVERTER TECHNOLOGY CO., LTD SUN-8K-SG04LP3-AU | 12.288 |  |  | Techplus Control System | GRE-U-P4880-1 | 3 | NINGBO DEYE INVERTER TECHNOLOGY CO., LTD | SUN-8K-SG04LP3-AU | GREENTEK | 2027-04-28
2023-03-07 | HBS5140 | Techplus Control System GRE-U-P4880-1 (x4) w/ NINGBO DEYE INVERTER TECHNOLOGY CO., LTD SUN-8K-SG04LP3-AU | 16.384 |  |  | Techplus Control System | GRE-U-P4880-1 | 4 | NINGBO DEYE INVERTER TECHNOLOGY CO., LTD | SUN-8K-SG04LP3-AU | GREENTEK | 2027-04-28
2023-03-07 | HBS5141 | Techplus Control System GRE-U-P4880-1 (x5) w/ NINGBO DEYE INVERTER TECHNOLOGY CO., LTD SUN-8K-SG04LP3-AU | 20.48 |  |  | Techplus Control System | GRE-U-P4880-1 | 5 | NINGBO DEYE INVERTER TECHNOLOGY CO., LTD | SUN-8K-SG04LP3-AU | GREENTEK | 2027-04-28
2023-03-07 | HBS5142 | Techplus Control System GRE-U-P4880-1 (x6) w/ NINGBO DEYE INVERTER TECHNOLOGY CO., LTD SUN-8K-SG04LP3-AU | 24.576 |  |  | Techplus Control System | GRE-U-P4880-1 | 6 | NINGBO DEYE INVERTER TECHNOLOGY CO., LTD | SUN-8K-SG04LP3-AU | GREENTEK | 2027-04-28
2023-03-07 | HBS5143 | Techplus Control System GRE-U-P4880-1 (x7) w/ NINGBO DEYE INVERTER TECHNOLOGY CO., LTD SUN-8K-SG04LP3-AU | 28.672 |  |  | Techplus Control System | GRE-U-P4880-1 | 7 | NINGBO DEYE INVERTER TECHNOLOGY CO., LTD | SUN-8K-SG04LP3-AU | GREENTEK | 2027-04-28
2023-03-07 | HBS5144 | Techplus Control System GRE-U-P4880-1 (x8) w/ NINGBO DEYE INVERTER TECHNOLOGY CO., LTD SUN-8K-SG04LP3-AU | 32.768 |  |  | Techplus Control System | GRE-U-P4880-1 | 8 | NINGBO DEYE INVERTER TECHNOLOGY CO., LTD | SUN-8K-SG04LP3-AU | GREENTEK | 2027-04-28
2023-03-07 | HBS5145 | Techplus Control System GRE-U-P4880-1 (x2) w/ NINGBO DEYE INVERTER TECHNOLOGY CO., LTD SUN-10K-SG04LP3-AU | 8.192 |  |  | Techplus Control System | GRE-U-P4880-1 | 2 | NINGBO DEYE INVERTER TECHNOLOGY CO., LTD | SUN-10K-SG04LP3-AU | GREENTEK | 2027-04-28
2023-03-07 | HBS5146 | Techplus Control System GRE-U-P4880-1 (x3) w/ NINGBO DEYE INVERTER TECHNOLOGY CO., LTD SUN-10K-SG04LP3-AU | 12.288 |  |  | Techplus Control System | GRE-U-P4880-1 | 3 | NINGBO DEYE INVERTER TECHNOLOGY CO., LTD | SUN-10K-SG04LP3-AU | GREENTEK | 2027-04-28
2023-03-07 | HBS5147 | Techplus Control System GRE-U-P4880-1 (x4) w/ NINGBO DEYE INVERTER TECHNOLOGY CO., LTD SUN-10K-SG04LP3-AU | 16.384 |  |  | Techplus Control System | GRE-U-P4880-1 | 4 | NINGBO DEYE INVERTER TECHNOLOGY CO., LTD | SUN-10K-SG04LP3-AU | GREENTEK | 2027-04-28
2023-03-07 | HBS5148 | Techplus Control System GRE-U-P4880-1 (x5) w/ NINGBO DEYE INVERTER TECHNOLOGY CO., LTD SUN-10K-SG04LP3-AU | 20.48 |  |  | Techplus Control System | GRE-U-P4880-1 | 5 | NINGBO DEYE INVERTER TECHNOLOGY CO., LTD | SUN-10K-SG04LP3-AU | GREENTEK | 2027-04-28
2023-03-07 | HBS5149 | Techplus Control System GRE-U-P4880-1 (x6) w/ NINGBO DEYE INVERTER TECHNOLOGY CO., LTD SUN-10K-SG04LP3-AU | 24.576 |  |  | Techplus Control System | GRE-U-P4880-1 | 6 | NINGBO DEYE INVERTER TECHNOLOGY CO., LTD | SUN-10K-SG04LP3-AU | GREENTEK | 2027-04-28
2023-03-07 | HBS5150 | Techplus Control System GRE-U-P4880-1 (x7) w/ NINGBO DEYE INVERTER TECHNOLOGY CO., LTD SUN-10K-SG04LP3-AU | 28.672 |  |  | Techplus Control System | GRE-U-P4880-1 | 7 | NINGBO DEYE INVERTER TECHNOLOGY CO., LTD | SUN-10K-SG04LP3-AU | GREENTEK | 2027-04-28
2023-03-07 | HBS5151 | Techplus Control System GRE-U-P4880-1 (x8) w/ NINGBO DEYE INVERTER TECHNOLOGY CO., LTD SUN-10K-SG04LP3-AU | 32.768 |  |  | Techplus Control System | GRE-U-P4880-1 | 8 | NINGBO DEYE INVERTER TECHNOLOGY CO., LTD | SUN-10K-SG04LP3-AU | GREENTEK | 2027-04-28
2023-03-07 | HBS5152 | Techplus Control System GRE-U-P4880-1 (x2) w/ NINGBO DEYE INVERTER TECHNOLOGY CO., LTD SUN-12K-SG04LP3-AU | 8.192 |  |  | Techplus Control System | GRE-U-P4880-1 | 2 | NINGBO DEYE INVERTER TECHNOLOGY CO., LTD | SUN-12K-SG04LP3-AU | GREENTEK | 2027-04-28
2023-03-07 | HBS5153 | Techplus Control System GRE-U-P4880-1 (x3) w/ NINGBO DEYE INVERTER TECHNOLOGY CO., LTD SUN-12K-SG04LP3-AU | 12.288 |  |  | Techplus Control System | GRE-U-P4880-1 | 3 | NINGBO DEYE INVERTER TECHNOLOGY CO., LTD | SUN-12K-SG04LP3-AU | GREENTEK | 2027-04-28
2023-03-07 | HBS5154 | Techplus Control System GRE-U-P4880-1 (x4) w/ NINGBO DEYE INVERTER TECHNOLOGY CO., LTD SUN-12K-SG04LP3-AU | 16.384 |  |  | Techplus Control System | GRE-U-P4880-1 | 4 | NINGBO DEYE INVERTER TECHNOLOGY CO., LTD | SUN-12K-SG04LP3-AU | GREENTEK | 2027-04-28
2023-03-07 | HBS5155 | Techplus Control System GRE-U-P4880-1 (x5) w/ NINGBO DEYE INVERTER TECHNOLOGY CO., LTD SUN-12K-SG04LP3-AU | 20.48 |  |  | Techplus Control System | GRE-U-P4880-1 | 5 | NINGBO DEYE INVERTER TECHNOLOGY CO., LTD | SUN-12K-SG04LP3-AU | GREENTEK | 2027-04-28
2023-03-07 | HBS5156 | Techplus Control System GRE-U-P4880-1 (x6) w/ NINGBO DEYE INVERTER TECHNOLOGY CO., LTD SUN-12K-SG04LP3-AU | 24.576 |  |  | Techplus Control System | GRE-U-P4880-1 | 6 | NINGBO DEYE INVERTER TECHNOLOGY CO., LTD | SUN-12K-SG04LP3-AU | GREENTEK | 2027-04-28
2023-03-07 | HBS5157 | Techplus Control System GRE-U-P4880-1 (x7) w/ NINGBO DEYE INVERTER TECHNOLOGY CO., LTD SUN-12K-SG04LP3-AU | 28.672 |  |  | Techplus Control System | GRE-U-P4880-1 | 7 | NINGBO DEYE INVERTER TECHNOLOGY CO., LTD | SUN-12K-SG04LP3-AU | GREENTEK | 2027-04-28
2023-03-07 | HBS5158 | Techplus Control System GRE-U-P4880-1 (x8) w/ NINGBO DEYE INVERTER TECHNOLOGY CO., LTD SUN-12K-SG04LP3-AU | 32.768 |  |  | Techplus Control System | GRE-U-P4880-1 | 8 | NINGBO DEYE INVERTER TECHNOLOGY CO., LTD | SUN-12K-SG04LP3-AU | GREENTEK | 2027-04-28
2023-03-07 | HBS5192 | Techplus Control System GRE-U-P4880-1 (x2) w/ Selectronic Australia Pty Ltd SPMC480-AU | 8.192 |  |  | Techplus Control System | GRE-U-P4880-1 | 2 | Selectronic Australia Pty Ltd | SPMC480-AU | GREENTEK | 2027-02-25
2023-03-07 | HBS5193 | Techplus Control System GRE-U-P4880-1 (x3) w/ Selectronic Australia Pty Ltd SPMC480-AU | 12.288 |  |  | Techplus Control System | GRE-U-P4880-1 | 3 | Selectronic Australia Pty Ltd | SPMC480-AU | GREENTEK | 2027-02-25
2023-03-07 | HBS5194 | Techplus Control System GRE-U-P4880-1 (x4) w/ Selectronic Australia Pty Ltd SPMC480-AU | 16.384 |  |  | Techplus Control System | GRE-U-P4880-1 | 4 | Selectronic Australia Pty Ltd | SPMC480-AU | GREENTEK | 2027-02-25
2023-03-07 | HBS5195 | Techplus Control System GRE-U-P4880-1 (x5) w/ Selectronic Australia Pty Ltd SPMC480-AU | 20.48 |  |  | Techplus Control System | GRE-U-P4880-1 | 5 | Selectronic Australia Pty Ltd | SPMC480-AU | GREENTEK | 2027-02-25
2023-03-07 | HBS5196 | Techplus Control System GRE-U-P4880-1 (x6) w/ Selectronic Australia Pty Ltd SPMC480-AU | 24.576 |  |  | Techplus Control System | GRE-U-P4880-1 | 6 | Selectronic Australia Pty Ltd | SPMC480-AU | GREENTEK | 2027-02-25
2023-03-07 | HBS5197 | Techplus Control System GRE-U-P4880-1 (x7) w/ Selectronic Australia Pty Ltd SPMC480-AU | 28.672 |  |  | Techplus Control System | GRE-U-P4880-1 | 7 | Selectronic Australia Pty Ltd | SPMC480-AU | GREENTEK | 2027-02-25
2023-03-07 | HBS5198 | Techplus Control System GRE-U-P4880-1 (x8) w/ Selectronic Australia Pty Ltd SPMC480-AU | 32.768 |  |  | Techplus Control System | GRE-U-P4880-1 | 8 | Selectronic Australia Pty Ltd | SPMC480-AU | GREENTEK | 2027-02-25
2023-03-07 | HBS5200 | Techplus Control System GRE-U-P4880-1 (x2) w/ Selectronic Australia Pty Ltd SPMC481-AU | 8.192 |  |  | Techplus Control System | GRE-U-P4880-1 | 2 | Selectronic Australia Pty Ltd | SPMC481-AU | GREENTEK | 2027-02-25
2023-03-07 | HBS5201 | Techplus Control System GRE-U-P4880-1 (x3) w/ Selectronic Australia Pty Ltd SPMC481-AU | 12.288 |  |  | Techplus Control System | GRE-U-P4880-1 | 3 | Selectronic Australia Pty Ltd | SPMC481-AU | GREENTEK | 2027-02-25
2023-03-07 | HBS5202 | Techplus Control System GRE-U-P4880-1 (x4) w/ Selectronic Australia Pty Ltd SPMC481-AU | 16.384 |  |  | Techplus Control System | GRE-U-P4880-1 | 4 | Selectronic Australia Pty Ltd | SPMC481-AU | GREENTEK | 2027-02-25
2023-03-07 | HBS5203 | Techplus Control System GRE-U-P4880-1 (x5) w/ Selectronic Australia Pty Ltd SPMC481-AU | 20.48 |  |  | Techplus Control System | GRE-U-P4880-1 | 5 | Selectronic Australia Pty Ltd | SPMC481-AU | GREENTEK | 2027-02-25
2023-03-07 | HBS5204 | Techplus Control System GRE-U-P4880-1 (x6) w/ Selectronic Australia Pty Ltd SPMC481-AU | 24.576 |  |  | Techplus Control System | GRE-U-P4880-1 | 6 | Selectronic Australia Pty Ltd | SPMC481-AU | GREENTEK | 2027-02-25
2023-03-07 | HBS5205 | Techplus Control System GRE-U-P4880-1 (x7) w/ Selectronic Australia Pty Ltd SPMC481-AU | 28.672 |  |  | Techplus Control System | GRE-U-P4880-1 | 7 | Selectronic Australia Pty Ltd | SPMC481-AU | GREENTEK | 2027-02-25
2023-03-07 | HBS5206 | Techplus Control System GRE-U-P4880-1 (x8) w/ Selectronic Australia Pty Ltd SPMC481-AU | 32.768 |  |  | Techplus Control System | GRE-U-P4880-1 | 8 | Selectronic Australia Pty Ltd | SPMC481-AU | GREENTEK | 2027-02-25
2023-03-07 | HBS5208 | Techplus Control System GRE-U-P4880-1 (x2) w/ Selectronic Australia Pty Ltd SPMC482-AU | 8.192 |  |  | Techplus Control System | GRE-U-P4880-1 | 2 | Selectronic Australia Pty Ltd | SPMC482-AU | GREENTEK | 2027-02-25
2023-03-07 | HBS5209 | Techplus Control System GRE-U-P4880-1 (x3) w/ Selectronic Australia Pty Ltd SPMC482-AU | 12.288 |  |  | Techplus Control System | GRE-U-P4880-1 | 3 | Selectronic Australia Pty Ltd | SPMC482-AU | GREENTEK | 2027-02-25
2023-03-07 | HBS5210 | Techplus Control System GRE-U-P4880-1 (x4) w/ Selectronic Australia Pty Ltd SPMC482-AU | 16.384 |  |  | Techplus Control System | GRE-U-P4880-1 | 4 | Selectronic Australia Pty Ltd | SPMC482-AU | GREENTEK | 2027-02-25
2023-03-07 | HBS5211 | Techplus Control System GRE-U-P4880-1 (x5) w/ Selectronic Australia Pty Ltd SPMC482-AU | 20.48 |  |  | Techplus Control System | GRE-U-P4880-1 | 5 | Selectronic Australia Pty Ltd | SPMC482-AU | GREENTEK | 2027-02-25
2023-03-07 | HBS5212 | Techplus Control System GRE-U-P4880-1 (x6) w/ Selectronic Australia Pty Ltd SPMC482-AU | 24.576 |  |  | Techplus Control System | GRE-U-P4880-1 | 6 | Selectronic Australia Pty Ltd | SPMC482-AU | GREENTEK | 2027-02-25
2023-03-07 | HBS5213 | Techplus Control System GRE-U-P4880-1 (x7) w/ Selectronic Australia Pty Ltd SPMC482-AU | 28.672 |  |  | Techplus Control System | GRE-U-P4880-1 | 7 | Selectronic Australia Pty Ltd | SPMC482-AU | GREENTEK | 2027-02-25
2023-03-07 | HBS5214 | Techplus Control System GRE-U-P4880-1 (x8) w/ Selectronic Australia Pty Ltd SPMC482-AU | 32.768 |  |  | Techplus Control System | GRE-U-P4880-1 | 8 | Selectronic Australia Pty Ltd | SPMC482-AU | GREENTEK | 2027-02-25
2023-03-24 | HBS5216 | Shenzhen SOFARSOLAR Co Ltd BTS5k (x2) w/ Shenzhen SOFARSOLAR Co Ltd HYD 5KTL-3PH | 9.5 |  |  | Shenzhen SOFARSOLAR Co Ltd | BTS5k | 2 | Shenzhen SOFARSOLAR Co Ltd | HYD 5KTL-3PH | SOFAR SOLAR | 2027-03-24
2023-03-24 | HBS5217 | Shenzhen SOFARSOLAR Co Ltd BTS5k (x3) w/ Shenzhen SOFARSOLAR Co Ltd HYD 5KTL-3PH | 14.25 |  |  | Shenzhen SOFARSOLAR Co Ltd | BTS5k | 3 | Shenzhen SOFARSOLAR Co Ltd | HYD 5KTL-3PH | SOFAR SOLAR | 2027-03-24
2023-03-24 | HBS5218 | Shenzhen SOFARSOLAR Co Ltd BTS5k (x4) w/ Shenzhen SOFARSOLAR Co Ltd HYD 5KTL-3PH | 19 |  |  | Shenzhen SOFARSOLAR Co Ltd | BTS5k | 4 | Shenzhen SOFARSOLAR Co Ltd | HYD 5KTL-3PH | SOFAR SOLAR | 2027-03-24
2023-03-24 | HBS5219 | Shenzhen SOFARSOLAR Co Ltd BTS5k (x5) w/ Shenzhen SOFARSOLAR Co Ltd HYD 5KTL-3PH | 23.75 |  |  | Shenzhen SOFARSOLAR Co Ltd | BTS5k | 5 | Shenzhen SOFARSOLAR Co Ltd | HYD 5KTL-3PH | SOFAR SOLAR | 2027-03-24
2023-03-24 | HBS5220 | Shenzhen SOFARSOLAR Co Ltd BTS5k (x6) w/ Shenzhen SOFARSOLAR Co Ltd HYD 5KTL-3PH | 28.5 |  |  | Shenzhen SOFARSOLAR Co Ltd | BTS5k | 6 | Shenzhen SOFARSOLAR Co Ltd | HYD 5KTL-3PH | SOFAR SOLAR | 2027-03-24
2023-03-24 | HBS5221 | Shenzhen SOFARSOLAR Co Ltd BTS5k (x7) w/ Shenzhen SOFARSOLAR Co Ltd HYD 5KTL-3PH | 33.25 |  |  | Shenzhen SOFARSOLAR Co Ltd | BTS5k | 7 | Shenzhen SOFARSOLAR Co Ltd | HYD 5KTL-3PH | SOFAR SOLAR | 2027-03-24
2023-03-24 | HBS5222 | Shenzhen SOFARSOLAR Co Ltd BTS5k (x8) w/ Shenzhen SOFARSOLAR Co Ltd HYD 5KTL-3PH | 38 |  |  | Shenzhen SOFARSOLAR Co Ltd | BTS5k | 8 | Shenzhen SOFARSOLAR Co Ltd | HYD 5KTL-3PH | SOFAR SOLAR | 2027-03-24
2023-03-24 | HBS5224 | Shenzhen SOFARSOLAR Co Ltd BTS5k (x2) w/ Shenzhen SOFARSOLAR Co Ltd HYD 6KTL-3PH | 9.5 |  |  | Shenzhen SOFARSOLAR Co Ltd | BTS5k | 2 | Shenzhen SOFARSOLAR Co Ltd | HYD 6KTL-3PH | SOFAR SOLAR | 2027-03-24
2023-03-24 | HBS5225 | Shenzhen SOFARSOLAR Co Ltd BTS5k (x3) w/ Shenzhen SOFARSOLAR Co Ltd HYD 6KTL-3PH | 14.25 |  |  | Shenzhen SOFARSOLAR Co Ltd | BTS5k | 3 | Shenzhen SOFARSOLAR Co Ltd | HYD 6KTL-3PH | SOFAR SOLAR | 2027-03-24
2023-03-24 | HBS5226 | Shenzhen SOFARSOLAR Co Ltd BTS5k (x4) w/ Shenzhen SOFARSOLAR Co Ltd HYD 6KTL-3PH | 19 |  |  | Shenzhen SOFARSOLAR Co Ltd | BTS5k | 4 | Shenzhen SOFARSOLAR Co Ltd | HYD 6KTL-3PH | SOFAR SOLAR | 2027-03-24
2023-03-24 | HBS5227 | Shenzhen SOFARSOLAR Co Ltd BTS5k (x5) w/ Shenzhen SOFARSOLAR Co Ltd HYD 6KTL-3PH | 23.75 |  |  | Shenzhen SOFARSOLAR Co Ltd | BTS5k | 5 | Shenzhen SOFARSOLAR Co Ltd | HYD 6KTL-3PH | SOFAR SOLAR | 2027-03-24
2023-03-24 | HBS5228 | Shenzhen SOFARSOLAR Co Ltd BTS5k (x6) w/ Shenzhen SOFARSOLAR Co Ltd HYD 6KTL-3PH | 28.5 |  |  | Shenzhen SOFARSOLAR Co Ltd | BTS5k | 6 | Shenzhen SOFARSOLAR Co Ltd | HYD 6KTL-3PH | SOFAR SOLAR | 2027-03-24
2023-03-24 | HBS5229 | Shenzhen SOFARSOLAR Co Ltd BTS5k (x7) w/ Shenzhen SOFARSOLAR Co Ltd HYD 6KTL-3PH | 33.25 |  |  | Shenzhen SOFARSOLAR Co Ltd | BTS5k | 7 | Shenzhen SOFARSOLAR Co Ltd | HYD 6KTL-3PH | SOFAR SOLAR | 2027-03-24
2023-03-24 | HBS5230 | Shenzhen SOFARSOLAR Co Ltd BTS5k (x8) w/ Shenzhen SOFARSOLAR Co Ltd HYD 6KTL-3PH | 38 |  |  | Shenzhen SOFARSOLAR Co Ltd | BTS5k | 8 | Shenzhen SOFARSOLAR Co Ltd | HYD 6KTL-3PH | SOFAR SOLAR | 2027-03-24
2023-03-24 | HBS5232 | Shenzhen SOFARSOLAR Co Ltd BTS5k (x2) w/ Shenzhen SOFARSOLAR Co Ltd HYD 8KTL-3PH | 9.5 |  |  | Shenzhen SOFARSOLAR Co Ltd | BTS5k | 2 | Shenzhen SOFARSOLAR Co Ltd | HYD 8KTL-3PH | SOFAR SOLAR | 2027-03-24
2023-03-24 | HBS5233 | Shenzhen SOFARSOLAR Co Ltd BTS5k (x3) w/ Shenzhen SOFARSOLAR Co Ltd HYD 8KTL-3PH | 14.25 |  |  | Shenzhen SOFARSOLAR Co Ltd | BTS5k | 3 | Shenzhen SOFARSOLAR Co Ltd | HYD 8KTL-3PH | SOFAR SOLAR | 2027-03-24
2023-03-24 | HBS5234 | Shenzhen SOFARSOLAR Co Ltd BTS5k (x4) w/ Shenzhen SOFARSOLAR Co Ltd HYD 8KTL-3PH | 19 |  |  | Shenzhen SOFARSOLAR Co Ltd | BTS5k | 4 | Shenzhen SOFARSOLAR Co Ltd | HYD 8KTL-3PH | SOFAR SOLAR | 2027-03-24
2023-03-24 | HBS5235 | Shenzhen SOFARSOLAR Co Ltd BTS5k (x5) w/ Shenzhen SOFARSOLAR Co Ltd HYD 8KTL-3PH | 23.75 |  |  | Shenzhen SOFARSOLAR Co Ltd | BTS5k | 5 | Shenzhen SOFARSOLAR Co Ltd | HYD 8KTL-3PH | SOFAR SOLAR | 2027-03-24
2023-03-24 | HBS5236 | Shenzhen SOFARSOLAR Co Ltd BTS5k (x6) w/ Shenzhen SOFARSOLAR Co Ltd HYD 8KTL-3PH | 28.5 |  |  | Shenzhen SOFARSOLAR Co Ltd | BTS5k | 6 | Shenzhen SOFARSOLAR Co Ltd | HYD 8KTL-3PH | SOFAR SOLAR | 2027-03-24
2023-03-24 | HBS5237 | Shenzhen SOFARSOLAR Co Ltd BTS5k (x7) w/ Shenzhen SOFARSOLAR Co Ltd HYD 8KTL-3PH | 33.25 |  |  | Shenzhen SOFARSOLAR Co Ltd | BTS5k | 7 | Shenzhen SOFARSOLAR Co Ltd | HYD 8KTL-3PH | SOFAR SOLAR | 2027-03-24
2023-03-24 | HBS5238 | Shenzhen SOFARSOLAR Co Ltd BTS5k (x8) w/ Shenzhen SOFARSOLAR Co Ltd HYD 8KTL-3PH | 38 |  |  | Shenzhen SOFARSOLAR Co Ltd | BTS5k | 8 | Shenzhen SOFARSOLAR Co Ltd | HYD 8KTL-3PH | SOFAR SOLAR | 2027-03-24
2023-03-24 | HBS5240 | Shenzhen SOFARSOLAR Co Ltd BTS5k (x2) w/ Shenzhen SOFARSOLAR Co Ltd HYD 10KTL-3PH | 9.5 |  |  | Shenzhen SOFARSOLAR Co Ltd | BTS5k | 2 | Shenzhen SOFARSOLAR Co Ltd | HYD 10KTL-3PH | SOFAR SOLAR | 2027-03-24
2023-03-24 | HBS5241 | Shenzhen SOFARSOLAR Co Ltd BTS5k (x3) w/ Shenzhen SOFARSOLAR Co Ltd HYD 10KTL-3PH | 14.25 |  |  | Shenzhen SOFARSOLAR Co Ltd | BTS5k | 3 | Shenzhen SOFARSOLAR Co Ltd | HYD 10KTL-3PH | SOFAR SOLAR | 2027-03-24
2023-03-24 | HBS5242 | Shenzhen SOFARSOLAR Co Ltd BTS5k (x4) w/ Shenzhen SOFARSOLAR Co Ltd HYD 10KTL-3PH | 19 |  |  | Shenzhen SOFARSOLAR Co Ltd | BTS5k | 4 | Shenzhen SOFARSOLAR Co Ltd | HYD 10KTL-3PH | SOFAR SOLAR | 2027-03-24
2023-03-24 | HBS5243 | Shenzhen SOFARSOLAR Co Ltd BTS5k (x5) w/ Shenzhen SOFARSOLAR Co Ltd HYD 10KTL-3PH | 23.75 |  |  | Shenzhen SOFARSOLAR Co Ltd | BTS5k | 5 | Shenzhen SOFARSOLAR Co Ltd | HYD 10KTL-3PH | SOFAR SOLAR | 2027-03-24
2023-03-24 | HBS5244 | Shenzhen SOFARSOLAR Co Ltd BTS5k (x6) w/ Shenzhen SOFARSOLAR Co Ltd HYD 10KTL-3PH | 28.5 |  |  | Shenzhen SOFARSOLAR Co Ltd | BTS5k | 6 | Shenzhen SOFARSOLAR Co Ltd | HYD 10KTL-3PH | SOFAR SOLAR | 2027-03-24
2023-03-24 | HBS5245 | Shenzhen SOFARSOLAR Co Ltd BTS5k (x7) w/ Shenzhen SOFARSOLAR Co Ltd HYD 10KTL-3PH | 33.25 |  |  | Shenzhen SOFARSOLAR Co Ltd | BTS5k | 7 | Shenzhen SOFARSOLAR Co Ltd | HYD 10KTL-3PH | SOFAR SOLAR | 2027-03-24
2023-03-24 | HBS5246 | Shenzhen SOFARSOLAR Co Ltd BTS5k (x8) w/ Shenzhen SOFARSOLAR Co Ltd HYD 10KTL-3PH | 38 |  |  | Shenzhen SOFARSOLAR Co Ltd | BTS5k | 8 | Shenzhen SOFARSOLAR Co Ltd | HYD 10KTL-3PH | SOFAR SOLAR | 2027-03-24
2023-03-24 | HBS5248 | Shenzhen SOFARSOLAR Co Ltd BTS5k (x2) w/ Shenzhen SOFARSOLAR Co Ltd HYD 15KTL-3PH | 9.5 |  |  | Shenzhen SOFARSOLAR Co Ltd | BTS5k | 2 | Shenzhen SOFARSOLAR Co Ltd | HYD 15KTL-3PH | SOFAR SOLAR | 2027-03-24
2023-03-24 | HBS5249 | Shenzhen SOFARSOLAR Co Ltd BTS5k (x3) w/ Shenzhen SOFARSOLAR Co Ltd HYD 15KTL-3PH | 14.25 |  |  | Shenzhen SOFARSOLAR Co Ltd | BTS5k | 3 | Shenzhen SOFARSOLAR Co Ltd | HYD 15KTL-3PH | SOFAR SOLAR | 2027-03-24
2023-03-24 | HBS5250 | Shenzhen SOFARSOLAR Co Ltd BTS5k (x4) w/ Shenzhen SOFARSOLAR Co Ltd HYD 15KTL-3PH | 19 |  |  | Shenzhen SOFARSOLAR Co Ltd | BTS5k | 4 | Shenzhen SOFARSOLAR Co Ltd | HYD 15KTL-3PH | SOFAR SOLAR | 2027-03-24
2023-03-24 | HBS5251 | Shenzhen SOFARSOLAR Co Ltd BTS5k (x5) w/ Shenzhen SOFARSOLAR Co Ltd HYD 15KTL-3PH | 23.75 |  |  | Shenzhen SOFARSOLAR Co Ltd | BTS5k | 5 | Shenzhen SOFARSOLAR Co Ltd | HYD 15KTL-3PH | SOFAR SOLAR | 2027-03-24
2023-03-24 | HBS5252 | Shenzhen SOFARSOLAR Co Ltd BTS5k (x6) w/ Shenzhen SOFARSOLAR Co Ltd HYD 15KTL-3PH | 28.5 |  |  | Shenzhen SOFARSOLAR Co Ltd | BTS5k | 6 | Shenzhen SOFARSOLAR Co Ltd | HYD 15KTL-3PH | SOFAR SOLAR | 2027-03-24
2023-03-24 | HBS5253 | Shenzhen SOFARSOLAR Co Ltd BTS5k (x7) w/ Shenzhen SOFARSOLAR Co Ltd HYD 15KTL-3PH | 33.25 |  |  | Shenzhen SOFARSOLAR Co Ltd | BTS5k | 7 | Shenzhen SOFARSOLAR Co Ltd | HYD 15KTL-3PH | SOFAR SOLAR | 2027-03-24
2023-03-24 | HBS5254 | Shenzhen SOFARSOLAR Co Ltd BTS5k (x8) w/ Shenzhen SOFARSOLAR Co Ltd HYD 15KTL-3PH | 38 |  |  | Shenzhen SOFARSOLAR Co Ltd | BTS5k | 8 | Shenzhen SOFARSOLAR Co Ltd | HYD 15KTL-3PH | SOFAR SOLAR | 2027-03-24
2023-03-24 | HBS5256 | Shenzhen SOFARSOLAR Co Ltd BTS5k (x2) w/ Shenzhen SOFARSOLAR Co Ltd HYD 20KTL-3PH | 9.5 |  |  | Shenzhen SOFARSOLAR Co Ltd | BTS5k | 2 | Shenzhen SOFARSOLAR Co Ltd | HYD 20KTL-3PH | SOFAR SOLAR | 2027-03-24
2023-03-24 | HBS5257 | Shenzhen SOFARSOLAR Co Ltd BTS5k (x3) w/ Shenzhen SOFARSOLAR Co Ltd HYD 20KTL-3PH | 14.25 |  |  | Shenzhen SOFARSOLAR Co Ltd | BTS5k | 3 | Shenzhen SOFARSOLAR Co Ltd | HYD 20KTL-3PH | SOFAR SOLAR | 2027-03-24
2023-03-24 | HBS5258 | Shenzhen SOFARSOLAR Co Ltd BTS5k (x4) w/ Shenzhen SOFARSOLAR Co Ltd HYD 20KTL-3PH | 19 |  |  | Shenzhen SOFARSOLAR Co Ltd | BTS5k | 4 | Shenzhen SOFARSOLAR Co Ltd | HYD 20KTL-3PH | SOFAR SOLAR | 2027-03-24
2023-03-24 | HBS5259 | Shenzhen SOFARSOLAR Co Ltd BTS5k (x5) w/ Shenzhen SOFARSOLAR Co Ltd HYD 20KTL-3PH | 23.75 |  |  | Shenzhen SOFARSOLAR Co Ltd | BTS5k | 5 | Shenzhen SOFARSOLAR Co Ltd | HYD 20KTL-3PH | SOFAR SOLAR | 2027-03-24
2023-03-24 | HBS5260 | Shenzhen SOFARSOLAR Co Ltd BTS5k (x6) w/ Shenzhen SOFARSOLAR Co Ltd HYD 20KTL-3PH | 28.5 |  |  | Shenzhen SOFARSOLAR Co Ltd | BTS5k | 6 | Shenzhen SOFARSOLAR Co Ltd | HYD 20KTL-3PH | SOFAR SOLAR | 2027-03-24
2023-03-24 | HBS5261 | Shenzhen SOFARSOLAR Co Ltd BTS5k (x7) w/ Shenzhen SOFARSOLAR Co Ltd HYD 20KTL-3PH | 33.25 |  |  | Shenzhen SOFARSOLAR Co Ltd | BTS5k | 7 | Shenzhen SOFARSOLAR Co Ltd | HYD 20KTL-3PH | SOFAR SOLAR | 2027-03-24
2023-03-24 | HBS5262 | Shenzhen SOFARSOLAR Co Ltd BTS5k (x8) w/ Shenzhen SOFARSOLAR Co Ltd HYD 20KTL-3PH | 38 |  |  | Shenzhen SOFARSOLAR Co Ltd | BTS5k | 8 | Shenzhen SOFARSOLAR Co Ltd | HYD 20KTL-3PH | SOFAR SOLAR | 2027-03-24
2023-03-24 | HBS5312 | Shenzhen SOFARSOLAR Co Ltd BTS5k(x2) w/ Shenzhen SOFARSOLAR Co Ltd ESI 3K-S1 | 9.5 |  |  | Shenzhen SOFARSOLAR Co Ltd | BTS5k | 2 | Shenzhen SOFARSOLAR Co Ltd | ESI 3K-S1 | SOFAR SOLAR | 2026-01-23
2023-03-24 | HBS5313 | Shenzhen SOFARSOLAR Co Ltd BTS5k(x3) w/ Shenzhen SOFARSOLAR Co Ltd ESI 3K-S1 | 14.25 |  |  | Shenzhen SOFARSOLAR Co Ltd | BTS5k | 3 | Shenzhen SOFARSOLAR Co Ltd | ESI 3K-S1 | SOFAR SOLAR | 2026-01-23
2023-03-24 | HBS5314 | Shenzhen SOFARSOLAR Co Ltd BTS5k(x4) w/ Shenzhen SOFARSOLAR Co Ltd ESI 3K-S1 | 19 |  |  | Shenzhen SOFARSOLAR Co Ltd | BTS5k | 4 | Shenzhen SOFARSOLAR Co Ltd | ESI 3K-S1 | SOFAR SOLAR | 2026-01-23
2023-03-24 | HBS5315 | Shenzhen SOFARSOLAR Co Ltd BTS5k(x5) w/ Shenzhen SOFARSOLAR Co Ltd ESI 3K-S1 | 23.75 |  |  | Shenzhen SOFARSOLAR Co Ltd | BTS5k | 5 | Shenzhen SOFARSOLAR Co Ltd | ESI 3K-S1 | SOFAR SOLAR | 2026-01-23
2023-03-24 | HBS5316 | Shenzhen SOFARSOLAR Co Ltd BTS5k(x6) w/ Shenzhen SOFARSOLAR Co Ltd ESI 3K-S1 | 28.5 |  |  | Shenzhen SOFARSOLAR Co Ltd | BTS5k | 6 | Shenzhen SOFARSOLAR Co Ltd | ESI 3K-S1 | SOFAR SOLAR | 2026-01-23
2023-03-24 | HBS5318 | Shenzhen SOFARSOLAR Co Ltd BTS5k(x2) w/ Shenzhen SOFARSOLAR Co Ltd ESI 3.68K-S1 | 9.5 |  |  | Shenzhen SOFARSOLAR Co Ltd | BTS5k | 2 | Shenzhen SOFARSOLAR Co Ltd | ESI 3.68K-S1 | SOFAR SOLAR | 2026-01-23
2023-03-24 | HBS5319 | Shenzhen SOFARSOLAR Co Ltd BTS5k(x3) w/ Shenzhen SOFARSOLAR Co Ltd ESI 3.68K-S1 | 14.25 |  |  | Shenzhen SOFARSOLAR Co Ltd | BTS5k | 3 | Shenzhen SOFARSOLAR Co Ltd | ESI 3.68K-S1 | SOFAR SOLAR | 2026-01-23
2023-03-24 | HBS5320 | Shenzhen SOFARSOLAR Co Ltd BTS5k(x4) w/ Shenzhen SOFARSOLAR Co Ltd ESI 3.68K-S1 | 19 |  |  | Shenzhen SOFARSOLAR Co Ltd | BTS5k | 4 | Shenzhen SOFARSOLAR Co Ltd | ESI 3.68K-S1 | SOFAR SOLAR | 2026-01-23
2023-03-24 | HBS5321 | Shenzhen SOFARSOLAR Co Ltd BTS5k(x5) w/ Shenzhen SOFARSOLAR Co Ltd ESI 3.68K-S1 | 23.75 |  |  | Shenzhen SOFARSOLAR Co Ltd | BTS5k | 5 | Shenzhen SOFARSOLAR Co Ltd | ESI 3.68K-S1 | SOFAR SOLAR | 2026-01-23
2023-03-24 | HBS5322 | Shenzhen SOFARSOLAR Co Ltd BTS5k(x6) w/ Shenzhen SOFARSOLAR Co Ltd ESI 3.68K-S1 | 28.5 |  |  | Shenzhen SOFARSOLAR Co Ltd | BTS5k | 6 | Shenzhen SOFARSOLAR Co Ltd | ESI 3.68K-S1 | SOFAR SOLAR | 2026-01-23
2023-03-24 | HBS5324 | Shenzhen SOFARSOLAR Co Ltd BTS5k(x2) w/ Shenzhen SOFARSOLAR Co Ltd ESI 4K-S1 | 9.5 |  |  | Shenzhen SOFARSOLAR Co Ltd | BTS5k | 2 | Shenzhen SOFARSOLAR Co Ltd | ESI 4K-S1 | SOFAR SOLAR | 2026-01-23
2023-03-24 | HBS5325 | Shenzhen SOFARSOLAR Co Ltd BTS5k(x3) w/ Shenzhen SOFARSOLAR Co Ltd ESI 4K-S1 | 14.25 |  |  | Shenzhen SOFARSOLAR Co Ltd | BTS5k | 3 | Shenzhen SOFARSOLAR Co Ltd | ESI 4K-S1 | SOFAR SOLAR | 2026-01-23
2023-03-24 | HBS5326 | Shenzhen SOFARSOLAR Co Ltd BTS5k(x4) w/ Shenzhen SOFARSOLAR Co Ltd ESI 4K-S1 | 19 |  |  | Shenzhen SOFARSOLAR Co Ltd | BTS5k | 4 | Shenzhen SOFARSOLAR Co Ltd | ESI 4K-S1 | SOFAR SOLAR | 2026-01-23
2023-03-24 | HBS5327 | Shenzhen SOFARSOLAR Co Ltd BTS5k(x5) w/ Shenzhen SOFARSOLAR Co Ltd ESI 4K-S1 | 23.75 |  |  | Shenzhen SOFARSOLAR Co Ltd | BTS5k | 5 | Shenzhen SOFARSOLAR Co Ltd | ESI 4K-S1 | SOFAR SOLAR | 2026-01-23
2023-03-24 | HBS5328 | Shenzhen SOFARSOLAR Co Ltd BTS5k(x6) w/ Shenzhen SOFARSOLAR Co Ltd ESI 4K-S1 | 28.5 |  |  | Shenzhen SOFARSOLAR Co Ltd | BTS5k | 6 | Shenzhen SOFARSOLAR Co Ltd | ESI 4K-S1 | SOFAR SOLAR | 2026-01-23
2023-03-24 | HBS5330 | Shenzhen SOFARSOLAR Co Ltd BTS5k(x2) w/ Shenzhen SOFARSOLAR Co Ltd ESI 4.6K-S1 | 9.5 |  |  | Shenzhen SOFARSOLAR Co Ltd | BTS5k | 2 | Shenzhen SOFARSOLAR Co Ltd | ESI 4.6K-S1 | SOFAR SOLAR | 2026-01-23
2023-03-24 | HBS5331 | Shenzhen SOFARSOLAR Co Ltd BTS5k(x3) w/ Shenzhen SOFARSOLAR Co Ltd ESI 4.6K-S1 | 14.25 |  |  | Shenzhen SOFARSOLAR Co Ltd | BTS5k | 3 | Shenzhen SOFARSOLAR Co Ltd | ESI 4.6K-S1 | SOFAR SOLAR | 2026-01-23
2023-03-24 | HBS5332 | Shenzhen SOFARSOLAR Co Ltd BTS5k(x4) w/ Shenzhen SOFARSOLAR Co Ltd ESI 4.6K-S1 | 19 |  |  | Shenzhen SOFARSOLAR Co Ltd | BTS5k | 4 | Shenzhen SOFARSOLAR Co Ltd | ESI 4.6K-S1 | SOFAR SOLAR | 2026-01-23
2023-03-24 | HBS5333 | Shenzhen SOFARSOLAR Co Ltd BTS5k(x5) w/ Shenzhen SOFARSOLAR Co Ltd ESI 4.6K-S1 | 23.75 |  |  | Shenzhen SOFARSOLAR Co Ltd | BTS5k | 5 | Shenzhen SOFARSOLAR Co Ltd | ESI 4.6K-S1 | SOFAR SOLAR | 2026-01-23
2023-03-24 | HBS5334 | Shenzhen SOFARSOLAR Co Ltd BTS5k(x6) w/ Shenzhen SOFARSOLAR Co Ltd ESI 4.6K-S1 | 28.5 |  |  | Shenzhen SOFARSOLAR Co Ltd | BTS5k | 6 | Shenzhen SOFARSOLAR Co Ltd | ESI 4.6K-S1 | SOFAR SOLAR | 2026-01-23
2023-03-24 | HBS5336 | Shenzhen SOFARSOLAR Co Ltd BTS5k(x2) w/ Shenzhen SOFARSOLAR Co Ltd ESI 5K-S1 | 9.5 |  |  | Shenzhen SOFARSOLAR Co Ltd | BTS5k | 2 | Shenzhen SOFARSOLAR Co Ltd | ESI 5K-S1 | SOFAR SOLAR | 2026-01-23
2023-03-24 | HBS5337 | Shenzhen SOFARSOLAR Co Ltd BTS5k(x3) w/ Shenzhen SOFARSOLAR Co Ltd ESI 5K-S1 | 14.25 |  |  | Shenzhen SOFARSOLAR Co Ltd | BTS5k | 3 | Shenzhen SOFARSOLAR Co Ltd | ESI 5K-S1 | SOFAR SOLAR | 2026-01-23
2023-03-24 | HBS5338 | Shenzhen SOFARSOLAR Co Ltd BTS5k(x4) w/ Shenzhen SOFARSOLAR Co Ltd ESI 5K-S1 | 19 |  |  | Shenzhen SOFARSOLAR Co Ltd | BTS5k | 4 | Shenzhen SOFARSOLAR Co Ltd | ESI 5K-S1 | SOFAR SOLAR | 2026-01-23
2023-03-24 | HBS5339 | Shenzhen SOFARSOLAR Co Ltd BTS5k(x5) w/ Shenzhen SOFARSOLAR Co Ltd ESI 5K-S1 | 23.75 |  |  | Shenzhen SOFARSOLAR Co Ltd | BTS5k | 5 | Shenzhen SOFARSOLAR Co Ltd | ESI 5K-S1 | SOFAR SOLAR | 2026-01-23
2023-03-24 | HBS5340 | Shenzhen SOFARSOLAR Co Ltd BTS5k(x6) w/ Shenzhen SOFARSOLAR Co Ltd ESI 5K-S1 | 28.5 |  |  | Shenzhen SOFARSOLAR Co Ltd | BTS5k | 6 | Shenzhen SOFARSOLAR Co Ltd | ESI 5K-S1 | SOFAR SOLAR | 2026-01-23
2023-03-24 | HBS5342 | Shenzhen SOFARSOLAR Co Ltd BTS5k(x2) w/ Shenzhen SOFARSOLAR Co Ltd ESI 6K-S1 | 9.5 |  |  | Shenzhen SOFARSOLAR Co Ltd | BTS5k | 2 | Shenzhen SOFARSOLAR Co Ltd | ESI 6K-S1 | SOFAR SOLAR | 2026-01-23
2023-03-24 | HBS5343 | Shenzhen SOFARSOLAR Co Ltd BTS5k(x3) w/ Shenzhen SOFARSOLAR Co Ltd ESI 6K-S1 | 14.25 |  |  | Shenzhen SOFARSOLAR Co Ltd | BTS5k | 3 | Shenzhen SOFARSOLAR Co Ltd | ESI 6K-S1 | SOFAR SOLAR | 2026-01-23
2023-03-24 | HBS5344 | Shenzhen SOFARSOLAR Co Ltd BTS5k(x4) w/ Shenzhen SOFARSOLAR Co Ltd ESI 6K-S1 | 19 |  |  | Shenzhen SOFARSOLAR Co Ltd | BTS5k | 4 | Shenzhen SOFARSOLAR Co Ltd | ESI 6K-S1 | SOFAR SOLAR | 2026-01-23
2023-03-24 | HBS5345 | Shenzhen SOFARSOLAR Co Ltd BTS5k(x5) w/ Shenzhen SOFARSOLAR Co Ltd ESI 6K-S1 | 23.75 |  |  | Shenzhen SOFARSOLAR Co Ltd | BTS5k | 5 | Shenzhen SOFARSOLAR Co Ltd | ESI 6K-S1 | SOFAR SOLAR | 2026-01-23
2023-03-24 | HBS5346 | Shenzhen SOFARSOLAR Co Ltd BTS5k(x6) w/ Shenzhen SOFARSOLAR Co Ltd ESI 6K-S1 | 28.5 |  |  | Shenzhen SOFARSOLAR Co Ltd | BTS5k | 6 | Shenzhen SOFARSOLAR Co Ltd | ESI 6K-S1 | SOFAR SOLAR | 2026-01-23
2023-04-21 | HBS5347 | Alpha ESS SMILE-G3-BAT-10.1P (x1) w/ Alpha ESS SMILE-G3-B5-INV | 9.6 |  |  | Alpha ESS | SMILE-G3-BAT-10.1P | 1 | Alpha ESS | SMILE-G3-B5-INV | Alpha ESS | 2028-08-29
2023-04-21 | HBS5348 | Alpha ESS SMILE-G3-BAT-10.1P II (x1) w/ Alpha ESS SMILE-G3-B5-INV | 19.2 |  |  | Alpha ESS | SMILE-G3-BAT-10.1P II | 1 | Alpha ESS | SMILE-G3-B5-INV | Alpha ESS | 2028-08-29
2023-04-21 | HBS5349 | Alpha ESS SMILE-G3-BAT-10.1P III (x1) w/ Alpha ESS SMILE-G3-B5-INV | 28.7 |  |  | Alpha ESS | SMILE-G3-BAT-10.1P III | 1 | Alpha ESS | SMILE-G3-B5-INV | Alpha ESS | 2028-08-29
2023-04-21 | HBS5350 | Alpha ESS SMILE-G3-BAT-10.1P IV (x1) w/ Alpha ESS SMILE-G3-B5-INV | 38.3 |  |  | Alpha ESS | SMILE-G3-BAT-10.1P IV | 1 | Alpha ESS | SMILE-G3-B5-INV | Alpha ESS | 2028-08-29
2023-04-21 | HBS5351 | Alpha ESS SMILE-G3-BAT-10.1P V (x1) w/ Alpha ESS SMILE-G3-B5-INV | 49.7 |  |  | Alpha ESS | SMILE-G3-BAT-10.1P V | 1 | Alpha ESS | SMILE-G3-B5-INV | Alpha ESS | 2028-08-29
2023-04-21 | HBS5352 | Alpha ESS SMILE-G3-BAT-10.1P VI (x1) w/ Alpha ESS SMILE-G3-B5-INV | 57.5 |  |  | Alpha ESS | SMILE-G3-BAT-10.1P VI | 1 | Alpha ESS | SMILE-G3-B5-INV | Alpha ESS | 2028-08-29
2023-05-26 | HBS5365 | Goodwe LX F13.1-H (x1) w/ Goodwe GW15K-ET | 13.1 |  |  | Goodwe | LX F13.1-H | 1 | Goodwe | GW15K-ET | Goodwe | 2026-02-10
2023-05-26 | HBS5366 | Goodwe LX F13.1-H (x1) w/ Goodwe GW20K-ET | 13.1 |  |  | Goodwe | LX F13.1-H | 1 | Goodwe | GW20K-ET | Goodwe | 2026-02-10
2023-05-26 | HBS5367 | Goodwe LX F13.1-H (x1) w/ Goodwe GW25K-ET | 13.1 |  |  | Goodwe | LX F13.1-H | 1 | Goodwe | GW25K-ET | Goodwe | 2026-02-10
2023-05-26 | HBS5368 | Goodwe LX F13.1-H (x1) w/ Goodwe GW29.9K-ET | 13.1 |  |  | Goodwe | LX F13.1-H | 1 | Goodwe | GW29.9K-ET | Goodwe | 2026-02-10
2023-05-26 | HBS5390 | Goodwe LX F13.1-H (x2) w/ Goodwe GW15K-ET | 26.2 |  |  | Goodwe | LX F13.1-H | 2 | Goodwe | GW15K-ET | Goodwe | 2026-02-10
2023-05-26 | HBS5391 | Goodwe LX F13.1-H (x3) w/ Goodwe GW15K-ET | 39.3 |  |  | Goodwe | LX F13.1-H | 3 | Goodwe | GW15K-ET | Goodwe | 2026-02-10
2023-05-26 | HBS5392 | Goodwe LX F13.1-H (x4) w/ Goodwe GW15K-ET | 52.4 |  |  | Goodwe | LX F13.1-H | 4 | Goodwe | GW15K-ET | Goodwe | 2026-02-10
2023-05-26 | HBS5393 | Goodwe LX F13.1-H (x5) w/ Goodwe GW15K-ET | 65.5 |  |  | Goodwe | LX F13.1-H | 5 | Goodwe | GW15K-ET | Goodwe | 2026-02-10
2023-05-26 | HBS5394 | Goodwe LX F13.1-H (x6) w/ Goodwe GW15K-ET | 78.6 |  |  | Goodwe | LX F13.1-H | 6 | Goodwe | GW15K-ET | Goodwe | 2026-02-10
2023-05-26 | HBS5395 | Goodwe LX F13.1-H (x7) w/ Goodwe GW15K-ET | 91.7 |  |  | Goodwe | LX F13.1-H | 7 | Goodwe | GW15K-ET | Goodwe | 2026-02-10
2023-05-26 | HBS5396 | Goodwe LX F13.1-H (x8) w/ Goodwe GW15K-ET | 104.8 |  |  | Goodwe | LX F13.1-H | 8 | Goodwe | GW15K-ET | Goodwe | 2026-02-10
2023-05-26 | HBS5397 | Goodwe LX F13.1-H (x2) w/ Goodwe GW20K-ET | 26.2 |  |  | Goodwe | LX F13.1-H | 2 | Goodwe | GW20K-ET | Goodwe | 2026-02-10
2023-05-26 | HBS5398 | Goodwe LX F13.1-H (x3) w/ Goodwe GW20K-ET | 39.3 |  |  | Goodwe | LX F13.1-H | 3 | Goodwe | GW20K-ET | Goodwe | 2026-02-10
2023-05-26 | HBS5399 | Goodwe LX F13.1-H (x4) w/ Goodwe GW20K-ET | 52.4 |  |  | Goodwe | LX F13.1-H | 4 | Goodwe | GW20K-ET | Goodwe | 2026-02-10
2023-05-26 | HBS5400 | Goodwe LX F13.1-H (x5) w/ Goodwe GW20K-ET | 65.5 |  |  | Goodwe | LX F13.1-H | 5 | Goodwe | GW20K-ET | Goodwe | 2026-02-10
2023-05-26 | HBS5401 | Goodwe LX F13.1-H (x6) w/ Goodwe GW20K-ET | 78.6 |  |  | Goodwe | LX F13.1-H | 6 | Goodwe | GW20K-ET | Goodwe | 2026-02-10
2023-05-26 | HBS5402 | Goodwe LX F13.1-H (x7) w/ Goodwe GW20K-ET | 91.7 |  |  | Goodwe | LX F13.1-H | 7 | Goodwe | GW20K-ET | Goodwe | 2026-02-10
2023-05-26 | HBS5403 | Goodwe LX F13.1-H (x8) w/ Goodwe GW20K-ET | 104.8 |  |  | Goodwe | LX F13.1-H | 8 | Goodwe | GW20K-ET | Goodwe | 2026-02-10
2023-05-26 | HBS5404 | Goodwe LX F13.1-H (x2) w/ Goodwe GW25K-ET | 26.2 |  |  | Goodwe | LX F13.1-H | 2 | Goodwe | GW25K-ET | Goodwe | 2026-02-10
2023-05-26 | HBS5405 | Goodwe LX F13.1-H (x3) w/ Goodwe GW25K-ET | 39.3 |  |  | Goodwe | LX F13.1-H | 3 | Goodwe | GW25K-ET | Goodwe | 2026-02-10
2023-05-26 | HBS5406 | Goodwe LX F13.1-H (x4) w/ Goodwe GW25K-ET | 52.4 |  |  | Goodwe | LX F13.1-H | 4 | Goodwe | GW25K-ET | Goodwe | 2026-02-10
2023-05-26 | HBS5407 | Goodwe LX F13.1-H (x5) w/ Goodwe GW25K-ET | 65.5 |  |  | Goodwe | LX F13.1-H | 5 | Goodwe | GW25K-ET | Goodwe | 2026-02-10
2023-05-26 | HBS5408 | Goodwe LX F13.1-H (x6) w/ Goodwe GW25K-ET | 78.6 |  |  | Goodwe | LX F13.1-H | 6 | Goodwe | GW25K-ET | Goodwe | 2026-02-10
2023-05-26 | HBS5409 | Goodwe LX F13.1-H (x7) w/ Goodwe GW25K-ET | 91.7 |  |  | Goodwe | LX F13.1-H | 7 | Goodwe | GW25K-ET | Goodwe | 2026-02-10
2023-05-26 | HBS5410 | Goodwe LX F13.1-H (x8) w/ Goodwe GW25K-ET | 104.8 |  |  | Goodwe | LX F13.1-H | 8 | Goodwe | GW25K-ET | Goodwe | 2026-02-10
2023-05-26 | HBS5411 | Goodwe LX F13.1-H (x2) w/ Goodwe GW29.9K-ET | 26.2 |  |  | Goodwe | LX F13.1-H | 2 | Goodwe | GW29.9K-ET | Goodwe | 2026-02-10
2023-05-26 | HBS5412 | Goodwe LX F13.1-H (x3) w/ Goodwe GW29.9K-ET | 39.3 |  |  | Goodwe | LX F13.1-H | 3 | Goodwe | GW29.9K-ET | Goodwe | 2026-02-10
2023-05-26 | HBS5413 | Goodwe LX F13.1-H (x4) w/ Goodwe GW29.9K-ET | 52.4 |  |  | Goodwe | LX F13.1-H | 4 | Goodwe | GW29.9K-ET | Goodwe | 2026-02-10
2023-05-26 | HBS5414 | Goodwe LX F13.1-H (x5) w/ Goodwe GW29.9K-ET | 65.5 |  |  | Goodwe | LX F13.1-H | 5 | Goodwe | GW29.9K-ET | Goodwe | 2026-02-10
2023-05-26 | HBS5415 | Goodwe LX F13.1-H (x6) w/ Goodwe GW29.9K-ET | 78.6 |  |  | Goodwe | LX F13.1-H | 6 | Goodwe | GW29.9K-ET | Goodwe | 2026-02-10
2023-05-26 | HBS5416 | Goodwe LX F13.1-H (x7) w/ Goodwe GW29.9K-ET | 91.7 |  |  | Goodwe | LX F13.1-H | 7 | Goodwe | GW29.9K-ET | Goodwe | 2026-02-10
2023-05-26 | HBS5417 | Goodwe LX F13.1-H (x8) w/ Goodwe GW29.9K-ET | 104.8 |  |  | Goodwe | LX F13.1-H | 8 | Goodwe | GW29.9K-ET | Goodwe | 2026-02-10
2023-05-26 | HBS5421 | Goodwe LX F16.4-H (x1) w/ Goodwe GW15K-ET | 16.38 |  |  | Goodwe | LX F16.4-H | 1 | Goodwe | GW15K-ET | Goodwe | 2026-02-10
2023-05-26 | HBS5422 | Goodwe LX F16.4-H (x1) w/ Goodwe GW20K-ET | 16.38 |  |  | Goodwe | LX F16.4-H | 1 | Goodwe | GW20K-ET | Goodwe | 2026-02-10
2023-05-26 | HBS5423 | Goodwe LX F16.4-H (x1) w/ Goodwe GW25K-ET | 16.38 |  |  | Goodwe | LX F16.4-H | 1 | Goodwe | GW25K-ET | Goodwe | 2026-02-10
2023-05-26 | HBS5424 | Goodwe LX F16.4-H (x1) w/ Goodwe GW29.9K-ET | 16.38 |  |  | Goodwe | LX F16.4-H | 1 | Goodwe | GW29.9K-ET | Goodwe | 2026-02-10
2023-05-26 | HBS5446 | Goodwe LX F16.4-H (x2) w/ Goodwe GW15K-ET | 32.76 |  |  | Goodwe | LX F16.4-H | 2 | Goodwe | GW15K-ET | Goodwe | 2026-02-10
2023-05-26 | HBS5447 | Goodwe LX F16.4-H (x3) w/ Goodwe GW15K-ET | 49.14 |  |  | Goodwe | LX F16.4-H | 3 | Goodwe | GW15K-ET | Goodwe | 2026-02-10
2023-05-26 | HBS5448 | Goodwe LX F16.4-H (x4) w/ Goodwe GW15K-ET | 65.52 |  |  | Goodwe | LX F16.4-H | 4 | Goodwe | GW15K-ET | Goodwe | 2026-02-10
2023-05-26 | HBS5449 | Goodwe LX F16.4-H (x5) w/ Goodwe GW15K-ET | 81.9 |  |  | Goodwe | LX F16.4-H | 5 | Goodwe | GW15K-ET | Goodwe | 2026-02-10
2023-05-26 | HBS5450 | Goodwe LX F16.4-H (x6) w/ Goodwe GW15K-ET | 98.28 |  |  | Goodwe | LX F16.4-H | 6 | Goodwe | GW15K-ET | Goodwe | 2026-02-10
2023-05-26 | HBS5451 | Goodwe LX F16.4-H (x7) w/ Goodwe GW15K-ET | 114.66 |  |  | Goodwe | LX F16.4-H | 7 | Goodwe | GW15K-ET | Goodwe | 2026-02-10
2023-05-26 | HBS5452 | Goodwe LX F16.4-H (x8) w/ Goodwe GW15K-ET | 131.04 |  |  | Goodwe | LX F16.4-H | 8 | Goodwe | GW15K-ET | Goodwe | 2026-02-10
2023-05-26 | HBS5453 | Goodwe LX F16.4-H (x2) w/ Goodwe GW20K-ET | 32.76 |  |  | Goodwe | LX F16.4-H | 2 | Goodwe | GW20K-ET | Goodwe | 2026-02-10
2023-05-26 | HBS5454 | Goodwe LX F16.4-H (x3) w/ Goodwe GW20K-ET | 49.14 |  |  | Goodwe | LX F16.4-H | 3 | Goodwe | GW20K-ET | Goodwe | 2026-02-10
2023-05-26 | HBS5455 | Goodwe LX F16.4-H (x4) w/ Goodwe GW20K-ET | 65.52 |  |  | Goodwe | LX F16.4-H | 4 | Goodwe | GW20K-ET | Goodwe | 2026-02-10
2023-05-26 | HBS5456 | Goodwe LX F16.4-H (x5) w/ Goodwe GW20K-ET | 81.9 |  |  | Goodwe | LX F16.4-H | 5 | Goodwe | GW20K-ET | Goodwe | 2026-02-10
2023-05-26 | HBS5457 | Goodwe LX F16.4-H (x6) w/ Goodwe GW20K-ET | 98.28 |  |  | Goodwe | LX F16.4-H | 6 | Goodwe | GW20K-ET | Goodwe | 2026-02-10
2023-05-26 | HBS5458 | Goodwe LX F16.4-H (x7) w/ Goodwe GW20K-ET | 114.66 |  |  | Goodwe | LX F16.4-H | 7 | Goodwe | GW20K-ET | Goodwe | 2026-02-10
2023-05-26 | HBS5459 | Goodwe LX F16.4-H (x8) w/ Goodwe GW20K-ET | 131.04 |  |  | Goodwe | LX F16.4-H | 8 | Goodwe | GW20K-ET | Goodwe | 2026-02-10
2023-05-26 | HBS5460 | Goodwe LX F16.4-H (x2) w/ Goodwe GW25K-ET | 32.76 |  |  | Goodwe | LX F16.4-H | 2 | Goodwe | GW25K-ET | Goodwe | 2026-02-10
2023-05-26 | HBS5461 | Goodwe LX F16.4-H (x3) w/ Goodwe GW25K-ET | 49.14 |  |  | Goodwe | LX F16.4-H | 3 | Goodwe | GW25K-ET | Goodwe | 2026-02-10
2023-05-26 | HBS5462 | Goodwe LX F16.4-H (x4) w/ Goodwe GW25K-ET | 65.52 |  |  | Goodwe | LX F16.4-H | 4 | Goodwe | GW25K-ET | Goodwe | 2026-02-10
2023-05-26 | HBS5463 | Goodwe LX F16.4-H (x5) w/ Goodwe GW25K-ET | 81.9 |  |  | Goodwe | LX F16.4-H | 5 | Goodwe | GW25K-ET | Goodwe | 2026-02-10
2023-05-26 | HBS5464 | Goodwe LX F16.4-H (x6) w/ Goodwe GW25K-ET | 98.28 |  |  | Goodwe | LX F16.4-H | 6 | Goodwe | GW25K-ET | Goodwe | 2026-02-10
2023-05-26 | HBS5465 | Goodwe LX F16.4-H (x7) w/ Goodwe GW25K-ET | 114.66 |  |  | Goodwe | LX F16.4-H | 7 | Goodwe | GW25K-ET | Goodwe | 2026-02-10
2023-05-26 | HBS5466 | Goodwe LX F16.4-H (x8) w/ Goodwe GW25K-ET | 131.04 |  |  | Goodwe | LX F16.4-H | 8 | Goodwe | GW25K-ET | Goodwe | 2026-02-10
2023-05-26 | HBS5467 | Goodwe LX F16.4-H (x2) w/ Goodwe GW29.9K-ET | 32.76 |  |  | Goodwe | LX F16.4-H | 2 | Goodwe | GW29.9K-ET | Goodwe | 2026-02-10
2023-05-26 | HBS5468 | Goodwe LX F16.4-H (x3) w/ Goodwe GW29.9K-ET | 49.14 |  |  | Goodwe | LX F16.4-H | 3 | Goodwe | GW29.9K-ET | Goodwe | 2026-02-10
2023-05-26 | HBS5469 | Goodwe LX F16.4-H (x4) w/ Goodwe GW29.9K-ET | 65.52 |  |  | Goodwe | LX F16.4-H | 4 | Goodwe | GW29.9K-ET | Goodwe | 2026-02-10
2023-05-26 | HBS5470 | Goodwe LX F16.4-H (x5) w/ Goodwe GW29.9K-ET | 81.9 |  |  | Goodwe | LX F16.4-H | 5 | Goodwe | GW29.9K-ET | Goodwe | 2026-02-10
2023-05-26 | HBS5471 | Goodwe LX F16.4-H (x6) w/ Goodwe GW29.9K-ET | 98.28 |  |  | Goodwe | LX F16.4-H | 6 | Goodwe | GW29.9K-ET | Goodwe | 2026-02-10
2023-05-26 | HBS5472 | Goodwe LX F16.4-H (x7) w/ Goodwe GW29.9K-ET | 114.66 |  |  | Goodwe | LX F16.4-H | 7 | Goodwe | GW29.9K-ET | Goodwe | 2026-02-10
2023-05-26 | HBS5473 | Goodwe LX F16.4-H (x8) w/ Goodwe GW29.9K-ET | 131.04 |  |  | Goodwe | LX F16.4-H | 8 | Goodwe | GW29.9K-ET | Goodwe | 2026-02-10
2023-05-26 | HBS5477 | Goodwe LX F6.6-H (x1) w/ Goodwe GW15K-ET | 6.55 |  |  | Goodwe | LX F6.6-H | 1 | Goodwe | GW15K-ET | Goodwe | 2026-02-10
2023-05-26 | HBS5478 | Goodwe LX F6.6-H (x1) w/ Goodwe GW20K-ET | 6.55 |  |  | Goodwe | LX F6.6-H | 1 | Goodwe | GW20K-ET | Goodwe | 2026-02-10
2023-05-26 | HBS5479 | Goodwe LX F6.6-H (x1) w/ Goodwe GW25K-ET | 6.55 |  |  | Goodwe | LX F6.6-H | 1 | Goodwe | GW25K-ET | Goodwe | 2026-02-10
2023-05-26 | HBS5480 | Goodwe LX F6.6-H (x1) w/ Goodwe GW29.9K-ET | 6.55 |  |  | Goodwe | LX F6.6-H | 1 | Goodwe | GW29.9K-ET | Goodwe | 2026-02-10
2023-05-26 | HBS5502 | Goodwe LX F6.6-H (x2) w/ Goodwe GW15K-ET | 13.1 |  |  | Goodwe | LX F6.6-H | 2 | Goodwe | GW15K-ET | Goodwe | 2026-02-10
2023-05-26 | HBS5503 | Goodwe LX F6.6-H (x3) w/ Goodwe GW15K-ET | 19.65 |  |  | Goodwe | LX F6.6-H | 3 | Goodwe | GW15K-ET | Goodwe | 2026-02-10
2023-05-26 | HBS5504 | Goodwe LX F6.6-H (x4) w/ Goodwe GW15K-ET | 26.2 |  |  | Goodwe | LX F6.6-H | 4 | Goodwe | GW15K-ET | Goodwe | 2026-02-10
2023-05-26 | HBS5505 | Goodwe LX F6.6-H (x5) w/ Goodwe GW15K-ET | 32.75 |  |  | Goodwe | LX F6.6-H | 5 | Goodwe | GW15K-ET | Goodwe | 2026-02-10
2023-05-26 | HBS5506 | Goodwe LX F6.6-H (x6) w/ Goodwe GW15K-ET | 39.3 |  |  | Goodwe | LX F6.6-H | 6 | Goodwe | GW15K-ET | Goodwe | 2026-02-10
2023-05-26 | HBS5507 | Goodwe LX F6.6-H (x7) w/ Goodwe GW15K-ET | 45.85 |  |  | Goodwe | LX F6.6-H | 7 | Goodwe | GW15K-ET | Goodwe | 2026-02-10
2023-05-26 | HBS5508 | Goodwe LX F6.6-H (x8) w/ Goodwe GW15K-ET | 52.4 |  |  | Goodwe | LX F6.6-H | 8 | Goodwe | GW15K-ET | Goodwe | 2026-02-10
2023-05-26 | HBS5509 | Goodwe LX F6.6-H (x2) w/ Goodwe GW20K-ET | 13.1 |  |  | Goodwe | LX F6.6-H | 2 | Goodwe | GW20K-ET | Goodwe | 2026-02-10
2023-05-26 | HBS5510 | Goodwe LX F6.6-H (x3) w/ Goodwe GW20K-ET | 19.65 |  |  | Goodwe | LX F6.6-H | 3 | Goodwe | GW20K-ET | Goodwe | 2026-02-10
2023-05-26 | HBS5511 | Goodwe LX F6.6-H (x4) w/ Goodwe GW20K-ET | 26.2 |  |  | Goodwe | LX F6.6-H | 4 | Goodwe | GW20K-ET | Goodwe | 2026-02-10
2023-05-26 | HBS5512 | Goodwe LX F6.6-H (x5) w/ Goodwe GW20K-ET | 32.75 |  |  | Goodwe | LX F6.6-H | 5 | Goodwe | GW20K-ET | Goodwe | 2026-02-10
2023-05-26 | HBS5513 | Goodwe LX F6.6-H (x6) w/ Goodwe GW20K-ET | 39.3 |  |  | Goodwe | LX F6.6-H | 6 | Goodwe | GW20K-ET | Goodwe | 2026-02-10
2023-05-26 | HBS5514 | Goodwe LX F6.6-H (x7) w/ Goodwe GW20K-ET | 45.85 |  |  | Goodwe | LX F6.6-H | 7 | Goodwe | GW20K-ET | Goodwe | 2026-02-10
2023-05-26 | HBS5515 | Goodwe LX F6.6-H (x8) w/ Goodwe GW20K-ET | 52.4 |  |  | Goodwe | LX F6.6-H | 8 | Goodwe | GW20K-ET | Goodwe | 2026-02-10
2023-05-26 | HBS5516 | Goodwe LX F6.6-H (x2) w/ Goodwe GW25K-ET | 13.1 |  |  | Goodwe | LX F6.6-H | 2 | Goodwe | GW25K-ET | Goodwe | 2026-02-10
2023-05-26 | HBS5517 | Goodwe LX F6.6-H (x3) w/ Goodwe GW25K-ET | 19.65 |  |  | Goodwe | LX F6.6-H | 3 | Goodwe | GW25K-ET | Goodwe | 2026-02-10
2023-05-26 | HBS5518 | Goodwe LX F6.6-H (x4) w/ Goodwe GW25K-ET | 26.2 |  |  | Goodwe | LX F6.6-H | 4 | Goodwe | GW25K-ET | Goodwe | 2026-02-10
2023-05-26 | HBS5519 | Goodwe LX F6.6-H (x5) w/ Goodwe GW25K-ET | 32.75 |  |  | Goodwe | LX F6.6-H | 5 | Goodwe | GW25K-ET | Goodwe | 2026-02-10
2023-05-26 | HBS5520 | Goodwe LX F6.6-H (x6) w/ Goodwe GW25K-ET | 39.3 |  |  | Goodwe | LX F6.6-H | 6 | Goodwe | GW25K-ET | Goodwe | 2026-02-10
2023-05-26 | HBS5521 | Goodwe LX F6.6-H (x7) w/ Goodwe GW25K-ET | 45.85 |  |  | Goodwe | LX F6.6-H | 7 | Goodwe | GW25K-ET | Goodwe | 2026-02-10
2023-05-26 | HBS5522 | Goodwe LX F6.6-H (x8) w/ Goodwe GW25K-ET | 52.4 |  |  | Goodwe | LX F6.6-H | 8 | Goodwe | GW25K-ET | Goodwe | 2026-02-10
2023-05-26 | HBS5523 | Goodwe LX F6.6-H (x2) w/ Goodwe GW29.9K-ET | 13.1 |  |  | Goodwe | LX F6.6-H | 2 | Goodwe | GW29.9K-ET | Goodwe | 2026-02-10
2023-05-26 | HBS5524 | Goodwe LX F6.6-H (x3) w/ Goodwe GW29.9K-ET | 19.65 |  |  | Goodwe | LX F6.6-H | 3 | Goodwe | GW29.9K-ET | Goodwe | 2026-02-10
2023-05-26 | HBS5525 | Goodwe LX F6.6-H (x4) w/ Goodwe GW29.9K-ET | 26.2 |  |  | Goodwe | LX F6.6-H | 4 | Goodwe | GW29.9K-ET | Goodwe | 2026-02-10
2023-05-26 | HBS5526 | Goodwe LX F6.6-H (x5) w/ Goodwe GW29.9K-ET | 32.75 |  |  | Goodwe | LX F6.6-H | 5 | Goodwe | GW29.9K-ET | Goodwe | 2026-02-10
2023-05-26 | HBS5527 | Goodwe LX F6.6-H (x6) w/ Goodwe GW29.9K-ET | 39.3 |  |  | Goodwe | LX F6.6-H | 6 | Goodwe | GW29.9K-ET | Goodwe | 2026-02-10
2023-05-26 | HBS5528 | Goodwe LX F6.6-H (x7) w/ Goodwe GW29.9K-ET | 45.85 |  |  | Goodwe | LX F6.6-H | 7 | Goodwe | GW29.9K-ET | Goodwe | 2026-02-10
2023-05-26 | HBS5529 | Goodwe LX F6.6-H (x8) w/ Goodwe GW29.9K-ET | 52.4 |  |  | Goodwe | LX F6.6-H | 8 | Goodwe | GW29.9K-ET | Goodwe | 2026-02-10
2023-05-26 | HBS5533 | Goodwe LX F9.8-H (x1) w/ Goodwe GW15K-ET | 9.83 |  |  | Goodwe | LX F9.8-H | 1 | Goodwe | GW15K-ET | Goodwe | 2026-02-10
2023-05-26 | HBS5534 | Goodwe LX F9.8-H (x1) w/ Goodwe GW20K-ET | 9.83 |  |  | Goodwe | LX F9.8-H | 1 | Goodwe | GW20K-ET | Goodwe | 2026-02-10
2023-05-26 | HBS5535 | Goodwe LX F9.8-H (x1) w/ Goodwe GW25K-ET | 9.83 |  |  | Goodwe | LX F9.8-H | 1 | Goodwe | GW25K-ET | Goodwe | 2026-02-10
2023-05-26 | HBS5536 | Goodwe LX F9.8-H (x1) w/ Goodwe GW29.9K-ET | 9.83 |  |  | Goodwe | LX F9.8-H | 1 | Goodwe | GW29.9K-ET | Goodwe | 2026-02-10
2023-05-26 | HBS5558 | Goodwe LX F9.8-H (x2) w/ Goodwe GW15K-ET | 19.66 |  |  | Goodwe | LX F9.8-H | 2 | Goodwe | GW15K-ET | Goodwe | 2026-02-10
2023-05-26 | HBS5559 | Goodwe LX F9.8-H (x3) w/ Goodwe GW15K-ET | 29.49 |  |  | Goodwe | LX F9.8-H | 3 | Goodwe | GW15K-ET | Goodwe | 2026-02-10
2023-05-26 | HBS5560 | Goodwe LX F9.8-H (x4) w/ Goodwe GW15K-ET | 39.32 |  |  | Goodwe | LX F9.8-H | 4 | Goodwe | GW15K-ET | Goodwe | 2026-02-10
2023-05-26 | HBS5561 | Goodwe LX F9.8-H (x5) w/ Goodwe GW15K-ET | 49.15 |  |  | Goodwe | LX F9.8-H | 5 | Goodwe | GW15K-ET | Goodwe | 2026-02-10
2023-05-26 | HBS5562 | Goodwe LX F9.8-H (x6) w/ Goodwe GW15K-ET | 58.98 |  |  | Goodwe | LX F9.8-H | 6 | Goodwe | GW15K-ET | Goodwe | 2026-02-10
2023-05-26 | HBS5563 | Goodwe LX F9.8-H (x7) w/ Goodwe GW15K-ET | 68.81 |  |  | Goodwe | LX F9.8-H | 7 | Goodwe | GW15K-ET | Goodwe | 2026-02-10
2023-05-26 | HBS5564 | Goodwe LX F9.8-H (x8) w/ Goodwe GW15K-ET | 78.64 |  |  | Goodwe | LX F9.8-H | 8 | Goodwe | GW15K-ET | Goodwe | 2026-02-10
2023-05-26 | HBS5565 | Goodwe LX F9.8-H (x2) w/ Goodwe GW20K-ET | 19.66 |  |  | Goodwe | LX F9.8-H | 2 | Goodwe | GW20K-ET | Goodwe | 2026-02-10
2023-05-26 | HBS5566 | Goodwe LX F9.8-H (x3) w/ Goodwe GW20K-ET | 29.49 |  |  | Goodwe | LX F9.8-H | 3 | Goodwe | GW20K-ET | Goodwe | 2026-02-10
2023-05-26 | HBS5567 | Goodwe LX F9.8-H (x4) w/ Goodwe GW20K-ET | 39.32 |  |  | Goodwe | LX F9.8-H | 4 | Goodwe | GW20K-ET | Goodwe | 2026-02-10
2023-05-26 | HBS5568 | Goodwe LX F9.8-H (x5) w/ Goodwe GW20K-ET | 49.15 |  |  | Goodwe | LX F9.8-H | 5 | Goodwe | GW20K-ET | Goodwe | 2026-02-10
2023-05-26 | HBS5569 | Goodwe LX F9.8-H (x6) w/ Goodwe GW20K-ET | 58.98 |  |  | Goodwe | LX F9.8-H | 6 | Goodwe | GW20K-ET | Goodwe | 2026-02-10
2023-05-26 | HBS5570 | Goodwe LX F9.8-H (x7) w/ Goodwe GW20K-ET | 68.81 |  |  | Goodwe | LX F9.8-H | 7 | Goodwe | GW20K-ET | Goodwe | 2026-02-10
2023-05-26 | HBS5571 | Goodwe LX F9.8-H (x8) w/ Goodwe GW20K-ET | 78.64 |  |  | Goodwe | LX F9.8-H | 8 | Goodwe | GW20K-ET | Goodwe | 2026-02-10
2023-05-26 | HBS5572 | Goodwe LX F9.8-H (x2) w/ Goodwe GW25K-ET | 19.66 |  |  | Goodwe | LX F9.8-H | 2 | Goodwe | GW25K-ET | Goodwe | 2026-02-10
2023-05-26 | HBS5573 | Goodwe LX F9.8-H (x3) w/ Goodwe GW25K-ET | 29.49 |  |  | Goodwe | LX F9.8-H | 3 | Goodwe | GW25K-ET | Goodwe | 2026-02-10
2023-05-26 | HBS5574 | Goodwe LX F9.8-H (x4) w/ Goodwe GW25K-ET | 39.32 |  |  | Goodwe | LX F9.8-H | 4 | Goodwe | GW25K-ET | Goodwe | 2026-02-10
2023-05-26 | HBS5575 | Goodwe LX F9.8-H (x5) w/ Goodwe GW25K-ET | 49.15 |  |  | Goodwe | LX F9.8-H | 5 | Goodwe | GW25K-ET | Goodwe | 2026-02-10
2023-05-26 | HBS5576 | Goodwe LX F9.8-H (x6) w/ Goodwe GW25K-ET | 58.98 |  |  | Goodwe | LX F9.8-H | 6 | Goodwe | GW25K-ET | Goodwe | 2026-02-10
2023-05-26 | HBS5577 | Goodwe LX F9.8-H (x7) w/ Goodwe GW25K-ET | 68.81 |  |  | Goodwe | LX F9.8-H | 7 | Goodwe | GW25K-ET | Goodwe | 2026-02-10
2023-05-26 | HBS5578 | Goodwe LX F9.8-H (x8) w/ Goodwe GW25K-ET | 78.64 |  |  | Goodwe | LX F9.8-H | 8 | Goodwe | GW25K-ET | Goodwe | 2026-02-10
2023-05-26 | HBS5579 | Goodwe LX F9.8-H (x2) w/ Goodwe GW29.9K-ET | 19.66 |  |  | Goodwe | LX F9.8-H | 2 | Goodwe | GW29.9K-ET | Goodwe | 2026-02-10
2023-05-26 | HBS5580 | Goodwe LX F9.8-H (x3) w/ Goodwe GW29.9K-ET | 29.49 |  |  | Goodwe | LX F9.8-H | 3 | Goodwe | GW29.9K-ET | Goodwe | 2026-02-10
2023-05-26 | HBS5581 | Goodwe LX F9.8-H (x4) w/ Goodwe GW29.9K-ET | 39.32 |  |  | Goodwe | LX F9.8-H | 4 | Goodwe | GW29.9K-ET | Goodwe | 2026-02-10
2023-05-26 | HBS5582 | Goodwe LX F9.8-H (x5) w/ Goodwe GW29.9K-ET | 49.15 |  |  | Goodwe | LX F9.8-H | 5 | Goodwe | GW29.9K-ET | Goodwe | 2026-02-10
2023-05-26 | HBS5583 | Goodwe LX F9.8-H (x6) w/ Goodwe GW29.9K-ET | 58.98 |  |  | Goodwe | LX F9.8-H | 6 | Goodwe | GW29.9K-ET | Goodwe | 2026-02-10
2023-05-26 | HBS5584 | Goodwe LX F9.8-H (x7) w/ Goodwe GW29.9K-ET | 68.81 |  |  | Goodwe | LX F9.8-H | 7 | Goodwe | GW29.9K-ET | Goodwe | 2026-02-10
2023-05-26 | HBS5585 | Goodwe LX F9.8-H (x8) w/ Goodwe GW29.9K-ET | 78.64 |  |  | Goodwe | LX F9.8-H | 8 | Goodwe | GW29.9K-ET | Goodwe | 2026-02-10
2023-06-02 | HBS5624 | Enphase Energy Inc. B05-T02-ROW00-1-2 (x2) | 10 | Enphase Energy Inc. | B05-T02-ROW00-1-2 |  |  | 2 |  |  | ENPHASE | 2026-05-02
2023-06-02 | HBS5625 | Enphase Energy Inc. B05-T02-ROW00-1-2 (x3) | 15 | Enphase Energy Inc. | B05-T02-ROW00-1-2 |  |  | 3 |  |  | ENPHASE | 2026-05-02
2023-06-02 | HBS5626 | Enphase Energy Inc. B05-T02-ROW00-1-2 (x4) | 20 | Enphase Energy Inc. | B05-T02-ROW00-1-2 |  |  | 4 |  |  | ENPHASE | 2026-05-02
2023-06-02 | HBS5627 | Enphase Energy Inc. B05-T02-ROW00-1-2 (x5) | 25 | Enphase Energy Inc. | B05-T02-ROW00-1-2 |  |  | 5 |  |  | ENPHASE | 2026-05-02
2023-06-02 | HBS5628 | Enphase Energy Inc. B05-T02-ROW00-1-2 (x6) | 30 | Enphase Energy Inc. | B05-T02-ROW00-1-2 |  |  | 6 |  |  | ENPHASE | 2026-05-02
2023-06-02 | HBS5629 | Enphase Energy Inc. B05-T02-ROW00-1-2 (x7) | 35 | Enphase Energy Inc. | B05-T02-ROW00-1-2 |  |  | 7 |  |  | ENPHASE | 2026-05-02
2023-06-02 | HBS5630 | Enphase Energy Inc. B05-T02-ROW00-1-2 (x8) | 40 | Enphase Energy Inc. | B05-T02-ROW00-1-2 |  |  | 8 |  |  | ENPHASE | 2026-05-02
2023-06-30 | HBS5683 | RedEarth Energy Storage Pty Ltd SRS-318 NS | 14.2 | RedEarth Energy Storage Pty Ltd | SRS-318 NS |  |  | 1 |  |  | RedEarth Energy Storage Pty Ltd | 2026-04-23
2023-06-30 | HBS5684 | RedEarth Energy Storage Pty Ltd SRS-321 NS | 17.04 | RedEarth Energy Storage Pty Ltd | SRS-321 NS |  |  | 1 |  |  | RedEarth Energy Storage Pty Ltd | 2026-04-23
2023-06-30 | HBS5685 | RedEarth Energy Storage Pty Ltd SRS-325 NS | 19.88 | RedEarth Energy Storage Pty Ltd | SRS-325 NS |  |  | 1 |  |  | RedEarth Energy Storage Pty Ltd | 2026-04-23
2023-06-30 | HBS5686 | RedEarth Energy Storage Pty Ltd SRS-328 NS | 22.72 | RedEarth Energy Storage Pty Ltd | SRS-328 NS |  |  | 1 |  |  | RedEarth Energy Storage Pty Ltd | 2026-04-23
2023-06-30 | HBS5687 | RedEarth Energy Storage Pty Ltd SRS-332 NS | 25.56 | RedEarth Energy Storage Pty Ltd | SRS-332 NS |  |  | 1 |  |  | RedEarth Energy Storage Pty Ltd | 2026-04-23
2023-08-04 | HBS5688 | Guang Dong Redx Electrical Technology Ltd RX-2505AC (x2) | 9.6 | Guang Dong Redx Electrical Technology Ltd | RX-2505AC |  |  | 2 |  |  | Redx | 2026-01-22
2023-08-04 | HBS5689 | Guang Dong Redx Electrical Technology Ltd RX-2505AC (x3) | 14.4 | Guang Dong Redx Electrical Technology Ltd | RX-2505AC |  |  | 3 |  |  | Redx | 2026-01-22
2023-08-04 | HBS5690 | Guang Dong Redx Electrical Technology Ltd RX-2505AC (x4) | 19.2 | Guang Dong Redx Electrical Technology Ltd | RX-2505AC |  |  | 4 |  |  | Redx | 2026-01-22
2023-08-04 | HBS5691 | Guang Dong Redx Electrical Technology Ltd RX-2505AC (x5) | 24 | Guang Dong Redx Electrical Technology Ltd | RX-2505AC |  |  | 5 |  |  | Redx | 2026-01-22
2023-08-04 | HBS5692 | Guang Dong Redx Electrical Technology Ltd RX-2505AC (x6) | 28.8 | Guang Dong Redx Electrical Technology Ltd | RX-2505AC |  |  | 6 |  |  | Redx | 2026-01-22
2023-08-25 | HBS5693 | Guangzhou Sanjing Electric Co Ltd B2-10.0-HV1 (x2) w/ Guangzhou Sanjing Electric Co Ltd H2-8K-S3 | 9 |  |  | Guangzhou Sanjing Electric Co Ltd | B2-10.0-HV1 | 2 | Guangzhou Sanjing Electric Co Ltd | H2-8K-S3 | SAJ | 2026-08-24
2023-08-25 | HBS5694 | Guangzhou Sanjing Electric Co Ltd B2-10.0-HV5 (x2) w/ Guangzhou Sanjing Electric Co Ltd H2-8K-S3 | 9 |  |  | Guangzhou Sanjing Electric Co Ltd | B2-10.0-HV5 | 2 | Guangzhou Sanjing Electric Co Ltd | H2-8K-S3 | SAJ | 2026-08-24
2023-08-25 | HBS5695 | Guangzhou Sanjing Electric Co Ltd B2-10.0-HV1 (x2) w/ Guangzhou Sanjing Electric Co Ltd H2-6K-S3 | 9 |  |  | Guangzhou Sanjing Electric Co Ltd | B2-10.0-HV1 | 2 | Guangzhou Sanjing Electric Co Ltd | H2-6K-S3 | SAJ | 2026-08-24
2023-08-25 | HBS5696 | Guangzhou Sanjing Electric Co Ltd B2-10.0-HV5 (x2) w/ Guangzhou Sanjing Electric Co Ltd H2-6K-S3 | 9 |  |  | Guangzhou Sanjing Electric Co Ltd | B2-10.0-HV5 | 2 | Guangzhou Sanjing Electric Co Ltd | H2-6K-S3 | SAJ | 2026-08-24
2023-08-25 | HBS5697 | Guangzhou Sanjing Electric Co Ltd B2-10.0-HV1 (x2) w/ Guangzhou Sanjing Electric Co Ltd H2-5K-S3 | 9 |  |  | Guangzhou Sanjing Electric Co Ltd | B2-10.0-HV1 | 2 | Guangzhou Sanjing Electric Co Ltd | H2-5K-S3 | SAJ | 2026-08-24
2023-08-25 | HBS5698 | Guangzhou Sanjing Electric Co Ltd B2-10.0-HV5 (x2) w/ Guangzhou Sanjing Electric Co Ltd H2-5K-S3 | 9 |  |  | Guangzhou Sanjing Electric Co Ltd | B2-10.0-HV5 | 2 | Guangzhou Sanjing Electric Co Ltd | H2-5K-S3 | SAJ | 2026-08-24
2023-08-25 | HBS5699 | Guangzhou Sanjing Electric Co Ltd B2-10.0-HV1 (x2) w/ Guangzhou Sanjing Electric Co Ltd H2-10K-S3-A | 9 |  |  | Guangzhou Sanjing Electric Co Ltd | B2-10.0-HV1 | 2 | Guangzhou Sanjing Electric Co Ltd | H2-10K-S3-A | SAJ | 2026-08-24
2023-08-25 | HBS5700 | Guangzhou Sanjing Electric Co Ltd B2-10.0-HV5 (x2) w/ Guangzhou Sanjing Electric Co Ltd H2-10K-S3-A | 9 |  |  | Guangzhou Sanjing Electric Co Ltd | B2-10.0-HV5 | 2 | Guangzhou Sanjing Electric Co Ltd | H2-10K-S3-A | SAJ | 2026-08-24
2023-08-25 | HBS5701 | Guangzhou Sanjing Electric Co Ltd B2-10.0-HV5 (x2) w/ Guangzhou Sanjing Electric Co Ltd H2-10K-S3 | 9 |  |  | Guangzhou Sanjing Electric Co Ltd | B2-10.0-HV5 | 2 | Guangzhou Sanjing Electric Co Ltd | H2-10K-S3 | SAJ | 2026-08-24
2023-08-25 | HBS5702 | Guangzhou Sanjing Electric Co Ltd B2-10.0-HV1 (x2) w/ Guangzhou Sanjing Electric Co Ltd H2-10K-S3 | 9 |  |  | Guangzhou Sanjing Electric Co Ltd | B2-10.0-HV1 | 2 | Guangzhou Sanjing Electric Co Ltd | H2-10K-S3 | SAJ | 2026-08-24
2023-08-25 | HBS5703 | Guangzhou Sanjing Electric Co Ltd B2-15.0-HV1 (x3) w/ Guangzhou Sanjing Electric Co Ltd H2-8K-S3 | 13.5 |  |  | Guangzhou Sanjing Electric Co Ltd | B2-15.0-HV1 | 3 | Guangzhou Sanjing Electric Co Ltd | H2-8K-S3 | SAJ | 2026-08-24
2023-08-25 | HBS5704 | Guangzhou Sanjing Electric Co Ltd B2-15.0-HV5 (x3) w/ Guangzhou Sanjing Electric Co Ltd H2-8K-S3 | 13.5 |  |  | Guangzhou Sanjing Electric Co Ltd | B2-15.0-HV5 | 3 | Guangzhou Sanjing Electric Co Ltd | H2-8K-S3 | SAJ | 2026-08-24
2023-08-25 | HBS5705 | Guangzhou Sanjing Electric Co Ltd B2-15.0-HV1 (x3) w/ Guangzhou Sanjing Electric Co Ltd H2-6K-S3 | 13.5 |  |  | Guangzhou Sanjing Electric Co Ltd | B2-15.0-HV1 | 3 | Guangzhou Sanjing Electric Co Ltd | H2-6K-S3 | SAJ | 2026-08-24
2023-08-25 | HBS5706 | Guangzhou Sanjing Electric Co Ltd B2-15.0-HV5 (x3) w/ Guangzhou Sanjing Electric Co Ltd H2-6K-S3 | 13.5 |  |  | Guangzhou Sanjing Electric Co Ltd | B2-15.0-HV5 | 3 | Guangzhou Sanjing Electric Co Ltd | H2-6K-S3 | SAJ | 2026-08-24
2023-08-25 | HBS5707 | Guangzhou Sanjing Electric Co Ltd B2-15.0-HV1 (x3) w/ Guangzhou Sanjing Electric Co Ltd H2-5K-S3 | 13.5 |  |  | Guangzhou Sanjing Electric Co Ltd | B2-15.0-HV1 | 3 | Guangzhou Sanjing Electric Co Ltd | H2-5K-S3 | SAJ | 2026-08-24
2023-08-25 | HBS5708 | Guangzhou Sanjing Electric Co Ltd B2-15.0-HV5 (x3) w/ Guangzhou Sanjing Electric Co Ltd H2-5K-S3 | 13.5 |  |  | Guangzhou Sanjing Electric Co Ltd | B2-15.0-HV5 | 3 | Guangzhou Sanjing Electric Co Ltd | H2-5K-S3 | SAJ | 2026-08-24
2023-08-25 | HBS5709 | Guangzhou Sanjing Electric Co Ltd B2-15.0-HV1 (x3) w/ Guangzhou Sanjing Electric Co Ltd H2-10K-S3-A | 13.5 |  |  | Guangzhou Sanjing Electric Co Ltd | B2-15.0-HV1 | 3 | Guangzhou Sanjing Electric Co Ltd | H2-10K-S3-A | SAJ | 2026-08-24
2023-08-25 | HBS5710 | Guangzhou Sanjing Electric Co Ltd B2-15.0-HV5 (x3) w/ Guangzhou Sanjing Electric Co Ltd H2-10K-S3-A | 13.5 |  |  | Guangzhou Sanjing Electric Co Ltd | B2-15.0-HV5 | 3 | Guangzhou Sanjing Electric Co Ltd | H2-10K-S3-A | SAJ | 2026-08-24
2023-08-25 | HBS5711 | Guangzhou Sanjing Electric Co Ltd B2-15.0-HV5 (x3) w/ Guangzhou Sanjing Electric Co Ltd H2-10K-S3 | 13.5 |  |  | Guangzhou Sanjing Electric Co Ltd | B2-15.0-HV5 | 3 | Guangzhou Sanjing Electric Co Ltd | H2-10K-S3 | SAJ | 2026-08-24
2023-08-25 | HBS5712 | Guangzhou Sanjing Electric Co Ltd B2-15.0-HV1 (x3) w/ Guangzhou Sanjing Electric Co Ltd H2-10K-S3 | 13.5 |  |  | Guangzhou Sanjing Electric Co Ltd | B2-15.0-HV1 | 3 | Guangzhou Sanjing Electric Co Ltd | H2-10K-S3 | SAJ | 2026-08-24
2023-08-25 | HBS5713 | Guangzhou Sanjing Electric Co Ltd B2-20.0-HV1 (x4) w/ Guangzhou Sanjing Electric Co Ltd H2-8K-S3 | 18 |  |  | Guangzhou Sanjing Electric Co Ltd | B2-20.0-HV1 | 4 | Guangzhou Sanjing Electric Co Ltd | H2-8K-S3 | SAJ | 2026-08-24
2023-08-25 | HBS5714 | Guangzhou Sanjing Electric Co Ltd B2-20.0-HV5 (x4) w/ Guangzhou Sanjing Electric Co Ltd H2-8K-S3 | 18 |  |  | Guangzhou Sanjing Electric Co Ltd | B2-20.0-HV5 | 4 | Guangzhou Sanjing Electric Co Ltd | H2-8K-S3 | SAJ | 2026-08-24
2023-08-25 | HBS5715 | Guangzhou Sanjing Electric Co Ltd B2-20.0-HV1 (x4) w/ Guangzhou Sanjing Electric Co Ltd H2-6K-S3 | 18 |  |  | Guangzhou Sanjing Electric Co Ltd | B2-20.0-HV1 | 4 | Guangzhou Sanjing Electric Co Ltd | H2-6K-S3 | SAJ | 2026-08-24
2023-08-25 | HBS5716 | Guangzhou Sanjing Electric Co Ltd B2-20.0-HV5 (x4) w/ Guangzhou Sanjing Electric Co Ltd H2-6K-S3 | 18 |  |  | Guangzhou Sanjing Electric Co Ltd | B2-20.0-HV5 | 4 | Guangzhou Sanjing Electric Co Ltd | H2-6K-S3 | SAJ | 2026-08-24
2023-08-25 | HBS5717 | Guangzhou Sanjing Electric Co Ltd B2-20.0-HV1 (x4) w/ Guangzhou Sanjing Electric Co Ltd H2-5K-S3 | 18 |  |  | Guangzhou Sanjing Electric Co Ltd | B2-20.0-HV1 | 4 | Guangzhou Sanjing Electric Co Ltd | H2-5K-S3 | SAJ | 2026-08-24
2023-08-25 | HBS5718 | Guangzhou Sanjing Electric Co Ltd B2-20.0-HV5 (x4) w/ Guangzhou Sanjing Electric Co Ltd H2-5K-S3 | 18 |  |  | Guangzhou Sanjing Electric Co Ltd | B2-20.0-HV5 | 4 | Guangzhou Sanjing Electric Co Ltd | H2-5K-S3 | SAJ | 2026-08-24
2023-08-25 | HBS5719 | Guangzhou Sanjing Electric Co Ltd B2-20.0-HV1 (x4) w/ Guangzhou Sanjing Electric Co Ltd H2-10K-S3-A | 18 |  |  | Guangzhou Sanjing Electric Co Ltd | B2-20.0-HV1 | 4 | Guangzhou Sanjing Electric Co Ltd | H2-10K-S3-A | SAJ | 2026-08-24
2023-08-25 | HBS5720 | Guangzhou Sanjing Electric Co Ltd B2-20.0-HV5 (x4) w/ Guangzhou Sanjing Electric Co Ltd H2-10K-S3-A | 18 |  |  | Guangzhou Sanjing Electric Co Ltd | B2-20.0-HV5 | 4 | Guangzhou Sanjing Electric Co Ltd | H2-10K-S3-A | SAJ | 2026-08-24
2023-08-25 | HBS5721 | Guangzhou Sanjing Electric Co Ltd B2-20.0-HV5 (x4) w/ Guangzhou Sanjing Electric Co Ltd H2-10K-S3 | 18 |  |  | Guangzhou Sanjing Electric Co Ltd | B2-20.0-HV5 | 4 | Guangzhou Sanjing Electric Co Ltd | H2-10K-S3 | SAJ | 2026-08-24
2023-08-25 | HBS5722 | Guangzhou Sanjing Electric Co Ltd B2-20.0-HV1 (x4) w/ Guangzhou Sanjing Electric Co Ltd H2-10K-S3 | 18 |  |  | Guangzhou Sanjing Electric Co Ltd | B2-20.0-HV1 | 4 | Guangzhou Sanjing Electric Co Ltd | H2-10K-S3 | SAJ | 2026-08-24
2023-09-01 | HBS5723 | Sungrow Power Supply Co Ltd SBR096 (x2) w/ Sungrow Power Supply Co Ltd SH8.0RS | 19.2 |  |  | Sungrow Power Supply Co Ltd | SBR096 | 2 | Sungrow Power Supply Co Ltd | SH8.0RS | Sungrow | 2026-05-13
2023-09-01 | HBS5724 | Sungrow Power Supply Co Ltd SBR096 (x2) w/ Sungrow Power Supply Co Ltd SH10RS | 19.2 |  |  | Sungrow Power Supply Co Ltd | SBR096 | 2 | Sungrow Power Supply Co Ltd | SH10RS | Sungrow | 2026-05-13
2023-09-01 | HBS5725 | Sungrow Power Supply Co Ltd SBR096 (x2) w/ Sungrow Power Supply Co LTD SH5.0RT | 19.2 |  |  | Sungrow Power Supply Co Ltd | SBR096 | 2 | Sungrow Power Supply Co LTD | SH5.0RT | Sungrow | 2027-12-17
2023-09-01 | HBS5726 | Sungrow Power Supply Co Ltd SBR096 (x2) w/ Sungrow Power Supply Co LTD SH10RT | 19.2 |  |  | Sungrow Power Supply Co Ltd | SBR096 | 2 | Sungrow Power Supply Co LTD | SH10RT | Sungrow | 2027-12-17
2023-09-01 | HBS5727 | Sungrow Power Supply Co Ltd SBR096 (x3) w/ Sungrow Power Supply Co LTD SH5.0RS | 28.8 |  |  | Sungrow Power Supply Co Ltd | SBR096 | 3 | Sungrow Power Supply Co LTD | SH5.0RS | Sungrow | 2028-01-30
2023-09-01 | HBS5728 | Sungrow Power Supply Co Ltd SBR096 (x3) w/ Sungrow Power Supply Co LTD SH6.0RS | 28.8 |  |  | Sungrow Power Supply Co Ltd | SBR096 | 3 | Sungrow Power Supply Co LTD | SH6.0RS | Sungrow | 2028-01-30
2023-09-01 | HBS5729 | Sungrow Power Supply Co Ltd SBR096 (x3) w/ Sungrow Power Supply Co Ltd SH8.0RS | 28.8 |  |  | Sungrow Power Supply Co Ltd | SBR096 | 3 | Sungrow Power Supply Co Ltd | SH8.0RS | Sungrow | 2026-05-13
2023-09-01 | HBS5730 | Sungrow Power Supply Co Ltd SBR096 (x3) w/ Sungrow Power Supply Co Ltd SH10RS | 28.8 |  |  | Sungrow Power Supply Co Ltd | SBR096 | 3 | Sungrow Power Supply Co Ltd | SH10RS | Sungrow | 2026-05-13
2023-09-01 | HBS5731 | Sungrow Power Supply Co Ltd SBR096 (x3) w/ Sungrow Power Supply Co LTD SH5.0RT | 28.8 |  |  | Sungrow Power Supply Co Ltd | SBR096 | 3 | Sungrow Power Supply Co LTD | SH5.0RT | Sungrow | 2027-12-17
2023-09-01 | HBS5732 | Sungrow Power Supply Co Ltd SBR096 (x3) w/ Sungrow Power Supply Co LTD SH10RT | 28.8 |  |  | Sungrow Power Supply Co Ltd | SBR096 | 3 | Sungrow Power Supply Co LTD | SH10RT | Sungrow | 2027-12-17
2023-09-01 | HBS5733 | Sungrow Power Supply Co Ltd SBR096 (x4) w/ Sungrow Power Supply Co LTD SH5.0RS | 38.4 |  |  | Sungrow Power Supply Co Ltd | SBR096 | 4 | Sungrow Power Supply Co LTD | SH5.0RS | Sungrow | 2028-01-30
2023-09-01 | HBS5734 | Sungrow Power Supply Co Ltd SBR096 (x4) w/ Sungrow Power Supply Co LTD SH6.0RS | 38.4 |  |  | Sungrow Power Supply Co Ltd | SBR096 | 4 | Sungrow Power Supply Co LTD | SH6.0RS | Sungrow | 2028-01-30
2023-09-01 | HBS5735 | Sungrow Power Supply Co Ltd SBR096 (x4) w/ Sungrow Power Supply Co Ltd SH8.0RS | 38.4 |  |  | Sungrow Power Supply Co Ltd | SBR096 | 4 | Sungrow Power Supply Co Ltd | SH8.0RS | Sungrow | 2026-05-13
2023-09-01 | HBS5736 | Sungrow Power Supply Co Ltd SBR096 (x4) w/ Sungrow Power Supply Co Ltd SH10RS | 38.4 |  |  | Sungrow Power Supply Co Ltd | SBR096 | 4 | Sungrow Power Supply Co Ltd | SH10RS | Sungrow | 2026-05-13
2023-09-01 | HBS5737 | Sungrow Power Supply Co Ltd SBR096 (x4) w/ Sungrow Power Supply Co LTD SH5.0RT | 38.4 |  |  | Sungrow Power Supply Co Ltd | SBR096 | 4 | Sungrow Power Supply Co LTD | SH5.0RT | Sungrow | 2027-12-17
2023-09-01 | HBS5738 | Sungrow Power Supply Co Ltd SBR096 (x4) w/ Sungrow Power Supply Co LTD SH10RT | 38.4 |  |  | Sungrow Power Supply Co Ltd | SBR096 | 4 | Sungrow Power Supply Co LTD | SH10RT | Sungrow | 2027-12-17
2023-09-01 | HBS5739 | Sungrow Power Supply Co Ltd SBR128 (x1) w/ Sungrow Power Supply Co LTD SH5.0RS | 12.8 |  |  | Sungrow Power Supply Co Ltd | SBR128 | 1 | Sungrow Power Supply Co LTD | SH5.0RS | Sungrow | 2028-01-30
2023-09-01 | HBS5740 | Sungrow Power Supply Co Ltd SBR128 (x1) w/ Sungrow Power Supply Co LTD SH6.0RS | 12.8 |  |  | Sungrow Power Supply Co Ltd | SBR128 | 1 | Sungrow Power Supply Co LTD | SH6.0RS | Sungrow | 2028-01-30
2023-09-01 | HBS5741 | Sungrow Power Supply Co Ltd SBR128 (x1) w/ Sungrow Power Supply Co Ltd SH8.0RS | 12.8 |  |  | Sungrow Power Supply Co Ltd | SBR128 | 1 | Sungrow Power Supply Co Ltd | SH8.0RS | Sungrow | 2026-05-13
2023-09-01 | HBS5742 | Sungrow Power Supply Co Ltd SBR128 (x1) w/ Sungrow Power Supply Co Ltd SH10RS | 12.8 |  |  | Sungrow Power Supply Co Ltd | SBR128 | 1 | Sungrow Power Supply Co Ltd | SH10RS | Sungrow | 2026-05-13
2023-09-01 | HBS5743 | Sungrow Power Supply Co Ltd SBR128 (x1) w/ Sungrow Power Supply Co LTD SH5.0RT | 12.8 |  |  | Sungrow Power Supply Co Ltd | SBR128 | 1 | Sungrow Power Supply Co LTD | SH5.0RT | Sungrow | 2027-12-17
2023-09-01 | HBS5744 | Sungrow Power Supply Co Ltd SBR128 (x1) w/ Sungrow Power Supply Co LTD SH10RT | 12.8 |  |  | Sungrow Power Supply Co Ltd | SBR128 | 1 | Sungrow Power Supply Co LTD | SH10RT | Sungrow | 2027-12-17
2023-09-01 | HBS5745 | Sungrow Power Supply Co Ltd SBR128 (x2) w/ Sungrow Power Supply Co LTD SH5.0RS | 25.6 |  |  | Sungrow Power Supply Co Ltd | SBR128 | 2 | Sungrow Power Supply Co LTD | SH5.0RS | Sungrow | 2028-01-30
2023-09-01 | HBS5746 | Sungrow Power Supply Co Ltd SBR128 (x2) w/ Sungrow Power Supply Co LTD SH6.0RS | 25.6 |  |  | Sungrow Power Supply Co Ltd | SBR128 | 2 | Sungrow Power Supply Co LTD | SH6.0RS | Sungrow | 2028-01-30
2023-09-01 | HBS5747 | Sungrow Power Supply Co Ltd SBR128 (x2) w/ Sungrow Power Supply Co Ltd SH8.0RS | 25.6 |  |  | Sungrow Power Supply Co Ltd | SBR128 | 2 | Sungrow Power Supply Co Ltd | SH8.0RS | Sungrow | 2026-05-13
2023-09-01 | HBS5748 | Sungrow Power Supply Co Ltd SBR128 (x2) w/ Sungrow Power Supply Co Ltd SH10RS | 25.6 |  |  | Sungrow Power Supply Co Ltd | SBR128 | 2 | Sungrow Power Supply Co Ltd | SH10RS | Sungrow | 2026-05-13
2023-09-01 | HBS5749 | Sungrow Power Supply Co Ltd SBR128 (x2) w/ Sungrow Power Supply Co LTD SH5.0RT | 25.6 |  |  | Sungrow Power Supply Co Ltd | SBR128 | 2 | Sungrow Power Supply Co LTD | SH5.0RT | Sungrow | 2027-12-17
2023-09-01 | HBS5750 | Sungrow Power Supply Co Ltd SBR128 (x2) w/ Sungrow Power Supply Co LTD SH10RT | 25.6 |  |  | Sungrow Power Supply Co Ltd | SBR128 | 2 | Sungrow Power Supply Co LTD | SH10RT | Sungrow | 2027-12-17
2023-09-01 | HBS5751 | Sungrow Power Supply Co Ltd SBR128 (x3) w/ Sungrow Power Supply Co LTD SH5.0RS | 38.4 |  |  | Sungrow Power Supply Co Ltd | SBR128 | 3 | Sungrow Power Supply Co LTD | SH5.0RS | Sungrow | 2028-01-30
2023-09-01 | HBS5752 | Sungrow Power Supply Co Ltd SBR128 (x3) w/ Sungrow Power Supply Co LTD SH6.0RS | 38.4 |  |  | Sungrow Power Supply Co Ltd | SBR128 | 3 | Sungrow Power Supply Co LTD | SH6.0RS | Sungrow | 2028-01-30
2023-09-01 | HBS5753 | Sungrow Power Supply Co Ltd SBR128 (x3) w/ Sungrow Power Supply Co Ltd SH8.0RS | 38.4 |  |  | Sungrow Power Supply Co Ltd | SBR128 | 3 | Sungrow Power Supply Co Ltd | SH8.0RS | Sungrow | 2026-05-13
2023-09-01 | HBS5754 | Sungrow Power Supply Co Ltd SBR128 (x3) w/ Sungrow Power Supply Co Ltd SH10RS | 38.4 |  |  | Sungrow Power Supply Co Ltd | SBR128 | 3 | Sungrow Power Supply Co Ltd | SH10RS | Sungrow | 2026-05-13
2023-09-01 | HBS5755 | Sungrow Power Supply Co Ltd SBR128 (x3) w/ Sungrow Power Supply Co LTD SH5.0RT | 38.4 |  |  | Sungrow Power Supply Co Ltd | SBR128 | 3 | Sungrow Power Supply Co LTD | SH5.0RT | Sungrow | 2027-12-17
2023-09-01 | HBS5756 | Sungrow Power Supply Co Ltd SBR128 (x3) w/ Sungrow Power Supply Co LTD SH10RT | 38.4 |  |  | Sungrow Power Supply Co Ltd | SBR128 | 3 | Sungrow Power Supply Co LTD | SH10RT | Sungrow | 2027-12-17
2023-09-01 | HBS5757 | Sungrow Power Supply Co Ltd SBR128 (x4) w/ Sungrow Power Supply Co LTD SH5.0RS | 51.2 |  |  | Sungrow Power Supply Co Ltd | SBR128 | 4 | Sungrow Power Supply Co LTD | SH5.0RS | Sungrow | 2028-01-30
2023-09-01 | HBS5758 | Sungrow Power Supply Co Ltd SBR128 (x4) w/ Sungrow Power Supply Co LTD SH6.0RS | 51.2 |  |  | Sungrow Power Supply Co Ltd | SBR128 | 4 | Sungrow Power Supply Co LTD | SH6.0RS | Sungrow | 2028-01-30
2023-09-01 | HBS5759 | Sungrow Power Supply Co Ltd SBR128 (x4) w/ Sungrow Power Supply Co Ltd SH8.0RS | 51.2 |  |  | Sungrow Power Supply Co Ltd | SBR128 | 4 | Sungrow Power Supply Co Ltd | SH8.0RS | Sungrow | 2026-05-13
2023-09-01 | HBS5760 | Sungrow Power Supply Co Ltd SBR128 (x4) w/ Sungrow Power Supply Co Ltd SH10RS | 51.2 |  |  | Sungrow Power Supply Co Ltd | SBR128 | 4 | Sungrow Power Supply Co Ltd | SH10RS | Sungrow | 2026-05-13
2023-09-01 | HBS5761 | Sungrow Power Supply Co Ltd SBR128 (x4) w/ Sungrow Power Supply Co LTD SH5.0RT | 51.2 |  |  | Sungrow Power Supply Co Ltd | SBR128 | 4 | Sungrow Power Supply Co LTD | SH5.0RT | Sungrow | 2027-12-17
2023-09-01 | HBS5762 | Sungrow Power Supply Co Ltd SBR128 (x4) w/ Sungrow Power Supply Co LTD SH10RT | 51.2 |  |  | Sungrow Power Supply Co Ltd | SBR128 | 4 | Sungrow Power Supply Co LTD | SH10RT | Sungrow | 2027-12-17
2023-09-01 | HBS5763 | Sungrow Power Supply Co Ltd SBR160 (x1) w/ Sungrow Power Supply Co LTD SH5.0RS | 16 |  |  | Sungrow Power Supply Co Ltd | SBR160 | 1 | Sungrow Power Supply Co LTD | SH5.0RS | Sungrow | 2028-01-30
2023-09-01 | HBS5764 | Sungrow Power Supply Co Ltd SBR160 (x1) w/ Sungrow Power Supply Co LTD SH6.0RS | 16 |  |  | Sungrow Power Supply Co Ltd | SBR160 | 1 | Sungrow Power Supply Co LTD | SH6.0RS | Sungrow | 2028-01-30
2023-09-01 | HBS5765 | Sungrow Power Supply Co Ltd SBR160 (x1) w/ Sungrow Power Supply Co Ltd SH8.0RS | 16 |  |  | Sungrow Power Supply Co Ltd | SBR160 | 1 | Sungrow Power Supply Co Ltd | SH8.0RS | Sungrow | 2026-05-13
2023-09-01 | HBS5766 | Sungrow Power Supply Co Ltd SBR160 (x1) w/ Sungrow Power Supply Co Ltd SH10RS | 16 |  |  | Sungrow Power Supply Co Ltd | SBR160 | 1 | Sungrow Power Supply Co Ltd | SH10RS | Sungrow | 2026-05-13
2023-09-01 | HBS5767 | Sungrow Power Supply Co Ltd SBR160 (x1) w/ Sungrow Power Supply Co LTD SH5.0RT | 16 |  |  | Sungrow Power Supply Co Ltd | SBR160 | 1 | Sungrow Power Supply Co LTD | SH5.0RT | Sungrow | 2027-12-17
2023-09-01 | HBS5768 | Sungrow Power Supply Co Ltd SBR160 (x1) w/ Sungrow Power Supply Co LTD SH10RT | 16 |  |  | Sungrow Power Supply Co Ltd | SBR160 | 1 | Sungrow Power Supply Co LTD | SH10RT | Sungrow | 2027-12-17
2023-09-01 | HBS5769 | Sungrow Power Supply Co Ltd SBR160 (x2) w/ Sungrow Power Supply Co LTD SH5.0RS | 32 |  |  | Sungrow Power Supply Co Ltd | SBR160 | 2 | Sungrow Power Supply Co LTD | SH5.0RS | Sungrow | 2028-01-30
2023-09-01 | HBS5770 | Sungrow Power Supply Co Ltd SBR160 (x2) w/ Sungrow Power Supply Co LTD SH6.0RS | 32 |  |  | Sungrow Power Supply Co Ltd | SBR160 | 2 | Sungrow Power Supply Co LTD | SH6.0RS | Sungrow | 2028-01-30
2023-09-01 | HBS5771 | Sungrow Power Supply Co Ltd SBR160 (x2) w/ Sungrow Power Supply Co Ltd SH8.0RS | 32 |  |  | Sungrow Power Supply Co Ltd | SBR160 | 2 | Sungrow Power Supply Co Ltd | SH8.0RS | Sungrow | 2026-05-13
2023-09-01 | HBS5772 | Sungrow Power Supply Co Ltd SBR160 (x2) w/ Sungrow Power Supply Co Ltd SH10RS | 32 |  |  | Sungrow Power Supply Co Ltd | SBR160 | 2 | Sungrow Power Supply Co Ltd | SH10RS | Sungrow | 2026-05-13
2023-09-01 | HBS5773 | Sungrow Power Supply Co Ltd SBR160 (x2) w/ Sungrow Power Supply Co LTD SH5.0RT | 32 |  |  | Sungrow Power Supply Co Ltd | SBR160 | 2 | Sungrow Power Supply Co LTD | SH5.0RT | Sungrow | 2027-12-17
2023-09-01 | HBS5774 | Sungrow Power Supply Co Ltd SBR160 (x2) w/ Sungrow Power Supply Co LTD SH10RT | 32 |  |  | Sungrow Power Supply Co Ltd | SBR160 | 2 | Sungrow Power Supply Co LTD | SH10RT | Sungrow | 2027-12-17
2023-09-01 | HBS5775 | Sungrow Power Supply Co Ltd SBR160 (x3) w/ Sungrow Power Supply Co LTD SH5.0RS | 48 |  |  | Sungrow Power Supply Co Ltd | SBR160 | 3 | Sungrow Power Supply Co LTD | SH5.0RS | Sungrow | 2028-01-30
2023-09-01 | HBS5776 | Sungrow Power Supply Co Ltd SBR160 (x3) w/ Sungrow Power Supply Co LTD SH6.0RS | 48 |  |  | Sungrow Power Supply Co Ltd | SBR160 | 3 | Sungrow Power Supply Co LTD | SH6.0RS | Sungrow | 2028-01-30
2023-09-01 | HBS5777 | Sungrow Power Supply Co Ltd SBR160 (x3) w/ Sungrow Power Supply Co Ltd SH8.0RS | 48 |  |  | Sungrow Power Supply Co Ltd | SBR160 | 3 | Sungrow Power Supply Co Ltd | SH8.0RS | Sungrow | 2026-05-13
2023-09-01 | HBS5778 | Sungrow Power Supply Co Ltd SBR160 (x3) w/ Sungrow Power Supply Co Ltd SH10RS | 48 |  |  | Sungrow Power Supply Co Ltd | SBR160 | 3 | Sungrow Power Supply Co Ltd | SH10RS | Sungrow | 2026-05-13
2023-09-01 | HBS5779 | Sungrow Power Supply Co Ltd SBR160 (x3) w/ Sungrow Power Supply Co LTD SH5.0RT | 48 |  |  | Sungrow Power Supply Co Ltd | SBR160 | 3 | Sungrow Power Supply Co LTD | SH5.0RT | Sungrow | 2027-12-17
2023-09-01 | HBS5780 | Sungrow Power Supply Co Ltd SBR160 (x3) w/ Sungrow Power Supply Co LTD SH10RT | 48 |  |  | Sungrow Power Supply Co Ltd | SBR160 | 3 | Sungrow Power Supply Co LTD | SH10RT | Sungrow | 2027-12-17
2023-09-01 | HBS5781 | Sungrow Power Supply Co Ltd SBR160 (x4) w/ Sungrow Power Supply Co LTD SH5.0RS | 64 |  |  | Sungrow Power Supply Co Ltd | SBR160 | 4 | Sungrow Power Supply Co LTD | SH5.0RS | Sungrow | 2028-01-30
2023-09-01 | HBS5782 | Sungrow Power Supply Co Ltd SBR160 (x4) w/ Sungrow Power Supply Co LTD SH6.0RS | 64 |  |  | Sungrow Power Supply Co Ltd | SBR160 | 4 | Sungrow Power Supply Co LTD | SH6.0RS | Sungrow | 2028-01-30
2023-09-01 | HBS5783 | Sungrow Power Supply Co Ltd SBR160 (x4) w/ Sungrow Power Supply Co Ltd SH8.0RS | 64 |  |  | Sungrow Power Supply Co Ltd | SBR160 | 4 | Sungrow Power Supply Co Ltd | SH8.0RS | Sungrow | 2026-05-13
2023-09-01 | HBS5784 | Sungrow Power Supply Co Ltd SBR160 (x4) w/ Sungrow Power Supply Co Ltd SH10RS | 64 |  |  | Sungrow Power Supply Co Ltd | SBR160 | 4 | Sungrow Power Supply Co Ltd | SH10RS | Sungrow | 2026-05-13
2023-09-01 | HBS5785 | Sungrow Power Supply Co Ltd SBR160 (x4) w/ Sungrow Power Supply Co LTD SH5.0RT | 64 |  |  | Sungrow Power Supply Co Ltd | SBR160 | 4 | Sungrow Power Supply Co LTD | SH5.0RT | Sungrow | 2027-12-17
2023-09-01 | HBS5786 | Sungrow Power Supply Co Ltd SBR160 (x4) w/ Sungrow Power Supply Co LTD SH10RT | 64 |  |  | Sungrow Power Supply Co Ltd | SBR160 | 4 | Sungrow Power Supply Co LTD | SH10RT | Sungrow | 2027-12-17
2023-09-01 | HBS5787 | Sungrow Power Supply Co Ltd SBR192 (x1) w/ Sungrow Power Supply Co LTD SH5.0RS | 19.2 |  |  | Sungrow Power Supply Co Ltd | SBR192 | 1 | Sungrow Power Supply Co LTD | SH5.0RS | Sungrow | 2028-01-30
2023-09-01 | HBS5788 | Sungrow Power Supply Co Ltd SBR192 (x1) w/ Sungrow Power Supply Co LTD SH6.0RS | 19.2 |  |  | Sungrow Power Supply Co Ltd | SBR192 | 1 | Sungrow Power Supply Co LTD | SH6.0RS | Sungrow | 2028-01-30
2023-09-01 | HBS5789 | Sungrow Power Supply Co Ltd SBR192 (x1) w/ Sungrow Power Supply Co Ltd SH8.0RS | 19.2 |  |  | Sungrow Power Supply Co Ltd | SBR192 | 1 | Sungrow Power Supply Co Ltd | SH8.0RS | Sungrow | 2026-05-13
2023-09-01 | HBS5790 | Sungrow Power Supply Co Ltd SBR192 (x1) w/ Sungrow Power Supply Co Ltd SH10RS | 19.2 |  |  | Sungrow Power Supply Co Ltd | SBR192 | 1 | Sungrow Power Supply Co Ltd | SH10RS | Sungrow | 2026-05-13
2023-09-01 | HBS5791 | Sungrow Power Supply Co Ltd SBR192 (x1) w/ Sungrow Power Supply Co LTD SH5.0RT | 19.2 |  |  | Sungrow Power Supply Co Ltd | SBR192 | 1 | Sungrow Power Supply Co LTD | SH5.0RT | Sungrow | 2027-12-17
2023-09-01 | HBS5792 | Sungrow Power Supply Co Ltd SBR192 (x1) w/ Sungrow Power Supply Co LTD SH10RT | 19.2 |  |  | Sungrow Power Supply Co Ltd | SBR192 | 1 | Sungrow Power Supply Co LTD | SH10RT | Sungrow | 2027-12-17
2023-09-01 | HBS5793 | Sungrow Power Supply Co Ltd SBR192 (x2) w/ Sungrow Power Supply Co LTD SH5.0RS | 38.4 |  |  | Sungrow Power Supply Co Ltd | SBR192 | 2 | Sungrow Power Supply Co LTD | SH5.0RS | Sungrow | 2028-01-30
2023-09-01 | HBS5794 | Sungrow Power Supply Co Ltd SBR192 (x2) w/ Sungrow Power Supply Co LTD SH6.0RS | 38.4 |  |  | Sungrow Power Supply Co Ltd | SBR192 | 2 | Sungrow Power Supply Co LTD | SH6.0RS | Sungrow | 2028-01-30
2023-09-01 | HBS5795 | Sungrow Power Supply Co Ltd SBR192 (x2) w/ Sungrow Power Supply Co Ltd SH8.0RS | 38.4 |  |  | Sungrow Power Supply Co Ltd | SBR192 | 2 | Sungrow Power Supply Co Ltd | SH8.0RS | Sungrow | 2026-05-13
2023-09-01 | HBS5796 | Sungrow Power Supply Co Ltd SBR192 (x2) w/ Sungrow Power Supply Co Ltd SH10RS | 38.4 |  |  | Sungrow Power Supply Co Ltd | SBR192 | 2 | Sungrow Power Supply Co Ltd | SH10RS | Sungrow | 2026-05-13
2023-09-01 | HBS5797 | Sungrow Power Supply Co Ltd SBR192 (x2) w/ Sungrow Power Supply Co LTD SH5.0RT | 38.4 |  |  | Sungrow Power Supply Co Ltd | SBR192 | 2 | Sungrow Power Supply Co LTD | SH5.0RT | Sungrow | 2027-12-17
2023-09-01 | HBS5798 | Sungrow Power Supply Co Ltd SBR192 (x2) w/ Sungrow Power Supply Co LTD SH10RT | 38.4 |  |  | Sungrow Power Supply Co Ltd | SBR192 | 2 | Sungrow Power Supply Co LTD | SH10RT | Sungrow | 2027-12-17
2023-09-01 | HBS5799 | Sungrow Power Supply Co Ltd SBR192 (x3) w/ Sungrow Power Supply Co LTD SH5.0RS | 57.6 |  |  | Sungrow Power Supply Co Ltd | SBR192 | 3 | Sungrow Power Supply Co LTD | SH5.0RS | Sungrow | 2028-01-30
2023-09-01 | HBS5800 | Sungrow Power Supply Co Ltd SBR192 (x3) w/ Sungrow Power Supply Co LTD SH6.0RS | 57.6 |  |  | Sungrow Power Supply Co Ltd | SBR192 | 3 | Sungrow Power Supply Co LTD | SH6.0RS | Sungrow | 2028-01-30
2023-09-01 | HBS5801 | Sungrow Power Supply Co Ltd SBR192 (x3) w/ Sungrow Power Supply Co Ltd SH8.0RS | 57.6 |  |  | Sungrow Power Supply Co Ltd | SBR192 | 3 | Sungrow Power Supply Co Ltd | SH8.0RS | Sungrow | 2026-05-13
2023-09-01 | HBS5802 | Sungrow Power Supply Co Ltd SBR192 (x3) w/ Sungrow Power Supply Co Ltd SH10RS | 57.6 |  |  | Sungrow Power Supply Co Ltd | SBR192 | 3 | Sungrow Power Supply Co Ltd | SH10RS | Sungrow | 2026-05-13
2023-09-01 | HBS5803 | Sungrow Power Supply Co Ltd SBR192 (x3) w/ Sungrow Power Supply Co LTD SH5.0RT | 57.6 |  |  | Sungrow Power Supply Co Ltd | SBR192 | 3 | Sungrow Power Supply Co LTD | SH5.0RT | Sungrow | 2027-12-17
2023-09-01 | HBS5804 | Sungrow Power Supply Co Ltd SBR192 (x3) w/ Sungrow Power Supply Co LTD SH10RT | 57.6 |  |  | Sungrow Power Supply Co Ltd | SBR192 | 3 | Sungrow Power Supply Co LTD | SH10RT | Sungrow | 2027-12-17
2023-09-01 | HBS5805 | Sungrow Power Supply Co Ltd SBR192 (x4) w/ Sungrow Power Supply Co LTD SH5.0RS | 76.8 |  |  | Sungrow Power Supply Co Ltd | SBR192 | 4 | Sungrow Power Supply Co LTD | SH5.0RS | Sungrow | 2028-01-30
2023-09-01 | HBS5806 | Sungrow Power Supply Co Ltd SBR192 (x4) w/ Sungrow Power Supply Co LTD SH6.0RS | 76.8 |  |  | Sungrow Power Supply Co Ltd | SBR192 | 4 | Sungrow Power Supply Co LTD | SH6.0RS | Sungrow | 2028-01-30
2023-09-01 | HBS5807 | Sungrow Power Supply Co Ltd SBR192 (x4) w/ Sungrow Power Supply Co Ltd SH8.0RS | 76.8 |  |  | Sungrow Power Supply Co Ltd | SBR192 | 4 | Sungrow Power Supply Co Ltd | SH8.0RS | Sungrow | 2026-05-13
2023-09-01 | HBS5808 | Sungrow Power Supply Co Ltd SBR192 (x4) w/ Sungrow Power Supply Co Ltd SH10RS | 76.8 |  |  | Sungrow Power Supply Co Ltd | SBR192 | 4 | Sungrow Power Supply Co Ltd | SH10RS | Sungrow | 2026-05-13
2023-09-01 | HBS5809 | Sungrow Power Supply Co Ltd SBR192 (x4) w/ Sungrow Power Supply Co LTD SH5.0RT | 76.8 |  |  | Sungrow Power Supply Co Ltd | SBR192 | 4 | Sungrow Power Supply Co LTD | SH5.0RT | Sungrow | 2027-12-17
2023-09-01 | HBS5810 | Sungrow Power Supply Co Ltd SBR192 (x4) w/ Sungrow Power Supply Co LTD SH10RT | 76.8 |  |  | Sungrow Power Supply Co Ltd | SBR192 | 4 | Sungrow Power Supply Co LTD | SH10RT | Sungrow | 2027-12-17
2023-09-01 | HBS5811 | Sungrow Power Supply Co Ltd SBR224 (x1) w/ Sungrow Power Supply Co LTD SH5.0RT | 22.4 |  |  | Sungrow Power Supply Co Ltd | SBR224 | 1 | Sungrow Power Supply Co LTD | SH5.0RT | Sungrow | 2027-12-17
2023-09-01 | HBS5812 | Sungrow Power Supply Co Ltd SBR224 (x1) w/ Sungrow Power Supply Co LTD SH10RT | 22.4 |  |  | Sungrow Power Supply Co Ltd | SBR224 | 1 | Sungrow Power Supply Co LTD | SH10RT | Sungrow | 2027-12-17
2023-09-01 | HBS5813 | Sungrow Power Supply Co Ltd SBR224 (x2) w/ Sungrow Power Supply Co LTD SH5.0RT | 44.8 |  |  | Sungrow Power Supply Co Ltd | SBR224 | 2 | Sungrow Power Supply Co LTD | SH5.0RT | Sungrow | 2027-12-17
2023-09-01 | HBS5814 | Sungrow Power Supply Co Ltd SBR224 (x2) w/ Sungrow Power Supply Co LTD SH10RT | 44.8 |  |  | Sungrow Power Supply Co Ltd | SBR224 | 2 | Sungrow Power Supply Co LTD | SH10RT | Sungrow | 2027-12-17
2023-09-01 | HBS5815 | Sungrow Power Supply Co Ltd SBR224 (x3) w/ Sungrow Power Supply Co LTD SH5.0RT | 67.2 |  |  | Sungrow Power Supply Co Ltd | SBR224 | 3 | Sungrow Power Supply Co LTD | SH5.0RT | Sungrow | 2027-12-17
2023-09-01 | HBS5816 | Sungrow Power Supply Co Ltd SBR224 (x3) w/ Sungrow Power Supply Co LTD SH10RT | 67.2 |  |  | Sungrow Power Supply Co Ltd | SBR224 | 3 | Sungrow Power Supply Co LTD | SH10RT | Sungrow | 2027-12-17
2023-09-01 | HBS5817 | Sungrow Power Supply Co Ltd SBR224 (x4) w/ Sungrow Power Supply Co LTD SH5.0RT | 89.6 |  |  | Sungrow Power Supply Co Ltd | SBR224 | 4 | Sungrow Power Supply Co LTD | SH5.0RT | Sungrow | 2027-12-17
2023-09-01 | HBS5818 | Sungrow Power Supply Co Ltd SBR224 (x4) w/ Sungrow Power Supply Co LTD SH10RT | 89.6 |  |  | Sungrow Power Supply Co Ltd | SBR224 | 4 | Sungrow Power Supply Co LTD | SH10RT | Sungrow | 2027-12-17
2023-09-01 | HBS5819 | Sungrow Power Supply Co Ltd SBR256 (x1) w/ Sungrow Power Supply Co LTD SH5.0RT | 25.6 |  |  | Sungrow Power Supply Co Ltd | SBR256 | 1 | Sungrow Power Supply Co LTD | SH5.0RT | Sungrow | 2027-12-17
2023-09-01 | HBS5820 | Sungrow Power Supply Co Ltd SBR256 (x1) w/ Sungrow Power Supply Co LTD SH10RT | 25.6 |  |  | Sungrow Power Supply Co Ltd | SBR256 | 1 | Sungrow Power Supply Co LTD | SH10RT | Sungrow | 2027-12-17
2023-09-01 | HBS5821 | Sungrow Power Supply Co Ltd SBR256 (x2) w/ Sungrow Power Supply Co LTD SH5.0RT | 51.2 |  |  | Sungrow Power Supply Co Ltd | SBR256 | 2 | Sungrow Power Supply Co LTD | SH5.0RT | Sungrow | 2027-12-17
2023-09-01 | HBS5822 | Sungrow Power Supply Co Ltd SBR256 (x2) w/ Sungrow Power Supply Co LTD SH10RT | 51.2 |  |  | Sungrow Power Supply Co Ltd | SBR256 | 2 | Sungrow Power Supply Co LTD | SH10RT | Sungrow | 2027-12-17
2023-09-01 | HBS5823 | Sungrow Power Supply Co Ltd SBR256 (x3) w/ Sungrow Power Supply Co LTD SH5.0RT | 76.8 |  |  | Sungrow Power Supply Co Ltd | SBR256 | 3 | Sungrow Power Supply Co LTD | SH5.0RT | Sungrow | 2027-12-17
2023-09-01 | HBS5824 | Sungrow Power Supply Co Ltd SBR256 (x3) w/ Sungrow Power Supply Co LTD SH10RT | 76.8 |  |  | Sungrow Power Supply Co Ltd | SBR256 | 3 | Sungrow Power Supply Co LTD | SH10RT | Sungrow | 2027-12-17
2023-09-01 | HBS5825 | Sungrow Power Supply Co Ltd SBR256 (x4) w/ Sungrow Power Supply Co LTD SH5.0RT | 102.4 |  |  | Sungrow Power Supply Co Ltd | SBR256 | 4 | Sungrow Power Supply Co LTD | SH5.0RT | Sungrow | 2027-12-17
2023-09-01 | HBS5826 | Sungrow Power Supply Co Ltd SBR256 (x4) w/ Sungrow Power Supply Co LTD SH10RT | 102.4 |  |  | Sungrow Power Supply Co Ltd | SBR256 | 4 | Sungrow Power Supply Co LTD | SH10RT | Sungrow | 2027-12-17
2023-09-08 | HBS8527 | Maxeon Solar Technologies Ltd. RESERVE-BAT1-DC-10.1P-INT(x1) w/ Maxeon Solar Technologies Ltd. RESERVE-INV-1-P5-L1-INT | 9.6 |  |  | Maxeon Solar Technologies Ltd. | RESERVE-BAT1-DC-10.1P-INT | 1 | Maxeon Solar Technologies Ltd. | RESERVE-INV-1-P5-L1-INT | Maxeon | 2026-05-10
2023-09-08 | HBS8528 | Maxeon Solar Technologies Ltd. RESERVE-BAT1-DC-10.1P-INT(x2) w/ Maxeon Solar Technologies Ltd. RESERVE-INV-1-P5-L1-INT | 19.2 |  |  | Maxeon Solar Technologies Ltd. | RESERVE-BAT1-DC-10.1P-INT | 2 | Maxeon Solar Technologies Ltd. | RESERVE-INV-1-P5-L1-INT | Maxeon | 2026-05-10
2023-09-08 | HBS8529 | Maxeon Solar Technologies Ltd. RESERVE-BAT1-DC-10.1P-INT(x3) w/ Maxeon Solar Technologies Ltd. RESERVE-INV-1-P5-L1-INT | 28.8 |  |  | Maxeon Solar Technologies Ltd. | RESERVE-BAT1-DC-10.1P-INT | 3 | Maxeon Solar Technologies Ltd. | RESERVE-INV-1-P5-L1-INT | Maxeon | 2026-05-10
2023-09-08 | HBS8530 | Maxeon Solar Technologies Ltd. RESERVE-BAT1-DC-10.1P-INT(x4) w/ Maxeon Solar Technologies Ltd. RESERVE-INV-1-P5-L1-INT | 38.4 |  |  | Maxeon Solar Technologies Ltd. | RESERVE-BAT1-DC-10.1P-INT | 4 | Maxeon Solar Technologies Ltd. | RESERVE-INV-1-P5-L1-INT | Maxeon | 2026-05-10
2023-09-08 | HBS8531 | Maxeon Solar Technologies Ltd. RESERVE-BAT1-DC-10.1P-INT(x5) w/ Maxeon Solar Technologies Ltd. RESERVE-INV-1-P5-L1-INT | 48 |  |  | Maxeon Solar Technologies Ltd. | RESERVE-BAT1-DC-10.1P-INT | 5 | Maxeon Solar Technologies Ltd. | RESERVE-INV-1-P5-L1-INT | Maxeon | 2026-05-10
2023-09-08 | HBS8532 | Maxeon Solar Technologies Ltd. RESERVE-BAT1-DC-10.1P-INT(x6) w/ Maxeon Solar Technologies Ltd. RESERVE-INV-1-P5-L1-INT | 57.6 |  |  | Maxeon Solar Technologies Ltd. | RESERVE-BAT1-DC-10.1P-INT | 6 | Maxeon Solar Technologies Ltd. | RESERVE-INV-1-P5-L1-INT | Maxeon | 2026-05-10
2023-09-08 | HBS8534 | Shenzhen BYD Electronics Co Ltd HVS 7.7 (x1) w/ Fronius Australia Pty Ltd Primo GEN24 Plus 8.0 Fronius Australia Pty Ltd Fronius Smart Meter 63A-1 / 63A-3 | 7.68 |  |  | Shenzhen BYD Electronics Co Ltd | HVS 7.7 | 1 | Fronius Australia Pty Ltd | Primo GEN24 Plus 8.0 | BYD | 2026-05-19
2023-09-08 | HBS8535 | Shenzhen BYD Electronics Co Ltd HVM 11.0 (x1) w/ Fronius Australia Pty Ltd Primo GEN24 Plus 8.0 Fronius Australia Pty Ltd Fronius Smart Meter 63A-1 / 63A-3 | 11.04 |  |  | Shenzhen BYD Electronics Co Ltd | HVM 11.0 | 1 | Fronius Australia Pty Ltd | Primo GEN24 Plus 8.0 | BYD | 2026-05-19
2023-09-08 | HBS8536 | Shenzhen BYD Electronics Co Ltd HVM 13.8 (x1) w/ Fronius Australia Pty Ltd Primo GEN24 Plus 8.0 Fronius Australia Pty Ltd Fronius Smart Meter 63A-1 / 63A-3 | 13.8 |  |  | Shenzhen BYD Electronics Co Ltd | HVM 13.8 | 1 | Fronius Australia Pty Ltd | Primo GEN24 Plus 8.0 | BYD | 2026-05-19
2023-09-08 | HBS8537 | Shenzhen BYD Electronics Co Ltd HVM 16.6 (x1) w/ Fronius Australia Pty Ltd Primo GEN24 Plus 8.0 Fronius Australia Pty Ltd Fronius Smart Meter 63A-1 / 63A-3 | 16.56 |  |  | Shenzhen BYD Electronics Co Ltd | HVM 16.6 | 1 | Fronius Australia Pty Ltd | Primo GEN24 Plus 8.0 | BYD | 2026-05-19
2023-09-08 | HBS8538 | Shenzhen BYD Electronics Co Ltd HVM 19.3 (x1) w/ Fronius Australia Pty Ltd Primo GEN24 Plus 8.0 Fronius Australia Pty Ltd Fronius Smart Meter 63A-1 / 63A-3 | 19.32 |  |  | Shenzhen BYD Electronics Co Ltd | HVM 19.3 | 1 | Fronius Australia Pty Ltd | Primo GEN24 Plus 8.0 | BYD | 2026-05-19
2023-09-08 | HBS8540 | Shenzhen BYD Electronics Co Ltd HVS 7.7 (x1) w/ Fronius Australia Pty Ltd Primo GEN24 Plus 10.0 Fronius Australia Pty Ltd Fronius Smart Meter 63A-1 / 63A-3 | 7.68 |  |  | Shenzhen BYD Electronics Co Ltd | HVS 7.7 | 1 | Fronius Australia Pty Ltd | Primo GEN24 Plus 10.0 | BYD | 2026-05-19
2023-09-08 | HBS8541 | Shenzhen BYD Electronics Co Ltd HVM 11.0 (x1) w/ Fronius Australia Pty Ltd Primo GEN24 Plus 10.0 Fronius Australia Pty Ltd Fronius Smart Meter 63A-1 / 63A-3 | 11.04 |  |  | Shenzhen BYD Electronics Co Ltd | HVM 11.0 | 1 | Fronius Australia Pty Ltd | Primo GEN24 Plus 10.0 | BYD | 2026-05-19
2023-09-08 | HBS8542 | Shenzhen BYD Electronics Co Ltd HVM 13.8 (x1) w/ Fronius Australia Pty Ltd Primo GEN24 Plus 10.0 Fronius Australia Pty Ltd Fronius Smart Meter 63A-1 / 63A-3 | 13.8 |  |  | Shenzhen BYD Electronics Co Ltd | HVM 13.8 | 1 | Fronius Australia Pty Ltd | Primo GEN24 Plus 10.0 | BYD | 2026-05-19
2023-09-08 | HBS8543 | Shenzhen BYD Electronics Co Ltd HVM 16.6 (x1) w/ Fronius Australia Pty Ltd Primo GEN24 Plus 10.0 Fronius Australia Pty Ltd Fronius Smart Meter 63A-1 / 63A-3 | 16.56 |  |  | Shenzhen BYD Electronics Co Ltd | HVM 16.6 | 1 | Fronius Australia Pty Ltd | Primo GEN24 Plus 10.0 | BYD | 2026-05-19
2023-09-08 | HBS8544 | Shenzhen BYD Electronics Co Ltd HVM 19.3 (x1) w/ Fronius Australia Pty Ltd Primo GEN24 Plus 10.0 Fronius Australia Pty Ltd Fronius Smart Meter 63A-1 / 63A-3 | 19.32 |  |  | Shenzhen BYD Electronics Co Ltd | HVM 19.3 | 1 | Fronius Australia Pty Ltd | Primo GEN24 Plus 10.0 | BYD | 2026-05-19
2023-09-08 | HBS8545 | Shenzhen BYD Electronics Co Ltd HVS 5.1 (x2) w/ Fronius Australia Pty Ltd Primo GEN24 Plus 8.0 Fronius Australia Pty Ltd Fronius Smart Meter 63A-1 / 63A-3 | 10.24 |  |  | Shenzhen BYD Electronics Co Ltd | HVS 5.1 | 2 | Fronius Australia Pty Ltd | Primo GEN24 Plus 8.0 | BYD | 2026-05-19
2023-09-08 | HBS8546 | Shenzhen BYD Electronics Co Ltd HVS 7.7 (x2) w/ Fronius Australia Pty Ltd Primo GEN24 Plus 8.0 Fronius Australia Pty Ltd Fronius Smart Meter 63A-1 / 63A-3 | 15.36 |  |  | Shenzhen BYD Electronics Co Ltd | HVS 7.7 | 2 | Fronius Australia Pty Ltd | Primo GEN24 Plus 8.0 | BYD | 2026-05-19
2023-09-08 | HBS8547 | Shenzhen BYD Electronics Co Ltd HVM 11.0 (x2) w/ Fronius Australia Pty Ltd Primo GEN24 Plus 8.0 Fronius Australia Pty Ltd Fronius Smart Meter 63A-1 / 63A-3 | 22.08 |  |  | Shenzhen BYD Electronics Co Ltd | HVM 11.0 | 2 | Fronius Australia Pty Ltd | Primo GEN24 Plus 8.0 | BYD | 2026-05-19
2023-09-08 | HBS8548 | Shenzhen BYD Electronics Co Ltd HVM 13.8 (x2) w/ Fronius Australia Pty Ltd Primo GEN24 Plus 8.0 Fronius Australia Pty Ltd Fronius Smart Meter 63A-1 / 63A-3 | 27.6 |  |  | Shenzhen BYD Electronics Co Ltd | HVM 13.8 | 2 | Fronius Australia Pty Ltd | Primo GEN24 Plus 8.0 | BYD | 2026-05-19
2023-09-08 | HBS8549 | Shenzhen BYD Electronics Co Ltd HVM 16.6 (x2) w/ Fronius Australia Pty Ltd Primo GEN24 Plus 8.0 Fronius Australia Pty Ltd Fronius Smart Meter 63A-1 / 63A-3 | 33.12 |  |  | Shenzhen BYD Electronics Co Ltd | HVM 16.6 | 2 | Fronius Australia Pty Ltd | Primo GEN24 Plus 8.0 | BYD | 2026-05-19
2023-09-08 | HBS8550 | Shenzhen BYD Electronics Co Ltd HVM 19.3 (x2) w/ Fronius Australia Pty Ltd Primo GEN24 Plus 8.0 Fronius Australia Pty Ltd Fronius Smart Meter 63A-1 / 63A-3 | 38.64 |  |  | Shenzhen BYD Electronics Co Ltd | HVM 19.3 | 2 | Fronius Australia Pty Ltd | Primo GEN24 Plus 8.0 | BYD | 2026-05-19
2023-09-08 | HBS8551 | Shenzhen BYD Electronics Co Ltd HVS 5.1 (x2) w/ Fronius Australia Pty Ltd Primo GEN24 Plus 10.0 Fronius Australia Pty Ltd Fronius Smart Meter 63A-1 / 63A-3 | 10.24 |  |  | Shenzhen BYD Electronics Co Ltd | HVS 5.1 | 2 | Fronius Australia Pty Ltd | Primo GEN24 Plus 10.0 | BYD | 2026-05-19
2023-09-08 | HBS8552 | Shenzhen BYD Electronics Co Ltd HVS 7.7 (x2) w/ Fronius Australia Pty Ltd Primo GEN24 Plus 10.0 Fronius Australia Pty Ltd Fronius Smart Meter 63A-1 / 63A-3 | 15.36 |  |  | Shenzhen BYD Electronics Co Ltd | HVS 7.7 | 2 | Fronius Australia Pty Ltd | Primo GEN24 Plus 10.0 | BYD | 2026-05-19
2023-09-08 | HBS8553 | Shenzhen BYD Electronics Co Ltd HVM 11.0 (x2) w/ Fronius Australia Pty Ltd Primo GEN24 Plus 10.0 Fronius Australia Pty Ltd Fronius Smart Meter 63A-1 / 63A-3 | 22.08 |  |  | Shenzhen BYD Electronics Co Ltd | HVM 11.0 | 2 | Fronius Australia Pty Ltd | Primo GEN24 Plus 10.0 | BYD | 2026-05-19
2023-09-08 | HBS8554 | Shenzhen BYD Electronics Co Ltd HVM 13.8 (x2) w/ Fronius Australia Pty Ltd Primo GEN24 Plus 10.0 Fronius Australia Pty Ltd Fronius Smart Meter 63A-1 / 63A-3 | 27.6 |  |  | Shenzhen BYD Electronics Co Ltd | HVM 13.8 | 2 | Fronius Australia Pty Ltd | Primo GEN24 Plus 10.0 | BYD | 2026-05-19
2023-09-08 | HBS8555 | Shenzhen BYD Electronics Co Ltd HVM 16.6 (x2) w/ Fronius Australia Pty Ltd Primo GEN24 Plus 10.0 Fronius Australia Pty Ltd Fronius Smart Meter 63A-1 / 63A-3 | 33.12 |  |  | Shenzhen BYD Electronics Co Ltd | HVM 16.6 | 2 | Fronius Australia Pty Ltd | Primo GEN24 Plus 10.0 | BYD | 2026-05-19
2023-09-08 | HBS8556 | Shenzhen BYD Electronics Co Ltd HVM 19.3 (x2) w/ Fronius Australia Pty Ltd Primo GEN24 Plus 10.0 Fronius Australia Pty Ltd Fronius Smart Meter 63A-1 / 63A-3 | 38.64 |  |  | Shenzhen BYD Electronics Co Ltd | HVM 19.3 | 2 | Fronius Australia Pty Ltd | Primo GEN24 Plus 10.0 | BYD | 2026-05-19
2023-09-08 | HBS8557 | Shenzhen BYD Electronics Co Ltd HVS 5.1 (x3) w/ Fronius Australia Pty Ltd Primo GEN24 Plus 8.0 Fronius Australia Pty Ltd Fronius Smart Meter 63A-1 / 63A-3 | 15.36 |  |  | Shenzhen BYD Electronics Co Ltd | HVS 5.1 | 3 | Fronius Australia Pty Ltd | Primo GEN24 Plus 8.0 | BYD | 2026-05-19
2023-09-08 | HBS8558 | Shenzhen BYD Electronics Co Ltd HVS 7.7 (x3) w/ Fronius Australia Pty Ltd Primo GEN24 Plus 8.0 Fronius Australia Pty Ltd Fronius Smart Meter 63A-1 / 63A-3 | 23.04 |  |  | Shenzhen BYD Electronics Co Ltd | HVS 7.7 | 3 | Fronius Australia Pty Ltd | Primo GEN24 Plus 8.0 | BYD | 2026-05-19
2023-09-08 | HBS8559 | Shenzhen BYD Electronics Co Ltd HVM 11.0 (x3) w/ Fronius Australia Pty Ltd Primo GEN24 Plus 8.0 Fronius Australia Pty Ltd Fronius Smart Meter 63A-1 / 63A-3 | 33.12 |  |  | Shenzhen BYD Electronics Co Ltd | HVM 11.0 | 3 | Fronius Australia Pty Ltd | Primo GEN24 Plus 8.0 | BYD | 2026-05-19
2023-09-08 | HBS8560 | Shenzhen BYD Electronics Co Ltd HVM 13.8 (x3) w/ Fronius Australia Pty Ltd Primo GEN24 Plus 8.0 Fronius Australia Pty Ltd Fronius Smart Meter 63A-1 / 63A-3 | 41.4 |  |  | Shenzhen BYD Electronics Co Ltd | HVM 13.8 | 3 | Fronius Australia Pty Ltd | Primo GEN24 Plus 8.0 | BYD | 2026-05-19
2023-09-08 | HBS8561 | Shenzhen BYD Electronics Co Ltd HVM 16.6 (x3) w/ Fronius Australia Pty Ltd Primo GEN24 Plus 8.0 Fronius Australia Pty Ltd Fronius Smart Meter 63A-1 / 63A-3 | 49.68 |  |  | Shenzhen BYD Electronics Co Ltd | HVM 16.6 | 3 | Fronius Australia Pty Ltd | Primo GEN24 Plus 8.0 | BYD | 2026-05-19
2023-09-08 | HBS8562 | Shenzhen BYD Electronics Co Ltd HVM 19.3 (x3) w/ Fronius Australia Pty Ltd Primo GEN24 Plus 8.0 Fronius Australia Pty Ltd Fronius Smart Meter 63A-1 / 63A-3 | 57.96 |  |  | Shenzhen BYD Electronics Co Ltd | HVM 19.3 | 3 | Fronius Australia Pty Ltd | Primo GEN24 Plus 8.0 | BYD | 2026-05-19
2023-09-08 | HBS8563 | Shenzhen BYD Electronics Co Ltd HVS 5.1 (x3) w/ Fronius Australia Pty Ltd Primo GEN24 Plus 10.0 Fronius Australia Pty Ltd Fronius Smart Meter 63A-1 / 63A-3 | 15.36 |  |  | Shenzhen BYD Electronics Co Ltd | HVS 5.1 | 3 | Fronius Australia Pty Ltd | Primo GEN24 Plus 10.0 | BYD | 2026-05-19
2023-09-08 | HBS8564 | Shenzhen BYD Electronics Co Ltd HVS 7.7 (x3) w/ Fronius Australia Pty Ltd Primo GEN24 Plus 10.0 Fronius Australia Pty Ltd Fronius Smart Meter 63A-1 / 63A-3 | 23.04 |  |  | Shenzhen BYD Electronics Co Ltd | HVS 7.7 | 3 | Fronius Australia Pty Ltd | Primo GEN24 Plus 10.0 | BYD | 2026-05-19
2023-09-08 | HBS8565 | Shenzhen BYD Electronics Co Ltd HVM 11.0 (x3) w/ Fronius Australia Pty Ltd Primo GEN24 Plus 10.0 Fronius Australia Pty Ltd Fronius Smart Meter 63A-1 / 63A-3 | 33.12 |  |  | Shenzhen BYD Electronics Co Ltd | HVM 11.0 | 3 | Fronius Australia Pty Ltd | Primo GEN24 Plus 10.0 | BYD | 2026-05-19
2023-09-08 | HBS8566 | Shenzhen BYD Electronics Co Ltd HVM 13.8 (x3) w/ Fronius Australia Pty Ltd Primo GEN24 Plus 10.0 Fronius Australia Pty Ltd Fronius Smart Meter 63A-1 / 63A-3 | 41.4 |  |  | Shenzhen BYD Electronics Co Ltd | HVM 13.8 | 3 | Fronius Australia Pty Ltd | Primo GEN24 Plus 10.0 | BYD | 2026-05-19
2023-09-08 | HBS8567 | Shenzhen BYD Electronics Co Ltd HVM 16.6 (x3) w/ Fronius Australia Pty Ltd Primo GEN24 Plus 10.0 Fronius Australia Pty Ltd Fronius Smart Meter 63A-1 / 63A-3 | 49.68 |  |  | Shenzhen BYD Electronics Co Ltd | HVM 16.6 | 3 | Fronius Australia Pty Ltd | Primo GEN24 Plus 10.0 | BYD | 2026-05-19
2023-09-08 | HBS8568 | Shenzhen BYD Electronics Co Ltd HVM 19.3 (x3) w/ Fronius Australia Pty Ltd Primo GEN24 Plus 10.0 Fronius Australia Pty Ltd Fronius Smart Meter 63A-1 / 63A-3 | 57.96 |  |  | Shenzhen BYD Electronics Co Ltd | HVM 19.3 | 3 | Fronius Australia Pty Ltd | Primo GEN24 Plus 10.0 | BYD | 2026-05-19
2023-09-08 | HBS8570 | Shenzhen BYD Electronics Co Ltd HVS 7.7 (x1) w/ Fronius Australia Pty Ltd Primo GEN24 Plus 8.0 Fronius Australia Pty Ltd Fronius Smart Meter WR 100-600V-3 | 7.68 |  |  | Shenzhen BYD Electronics Co Ltd | HVS 7.7 | 1 | Fronius Australia Pty Ltd | Primo GEN24 Plus 8.0 | BYD | 2026-05-19
2023-09-08 | HBS8571 | Shenzhen BYD Electronics Co Ltd HVM 11.0 (x1) w/ Fronius Australia Pty Ltd Primo GEN24 Plus 8.0 Fronius Australia Pty Ltd Fronius Smart Meter WR 100-600V-3 | 11.04 |  |  | Shenzhen BYD Electronics Co Ltd | HVM 11.0 | 1 | Fronius Australia Pty Ltd | Primo GEN24 Plus 8.0 | BYD | 2026-05-19
2023-09-08 | HBS8572 | Shenzhen BYD Electronics Co Ltd HVM 13.8 (x1) w/ Fronius Australia Pty Ltd Primo GEN24 Plus 8.0 Fronius Australia Pty Ltd Fronius Smart Meter WR 100-600V-3 | 13.8 |  |  | Shenzhen BYD Electronics Co Ltd | HVM 13.8 | 1 | Fronius Australia Pty Ltd | Primo GEN24 Plus 8.0 | BYD | 2026-05-19
2023-09-08 | HBS8573 | Shenzhen BYD Electronics Co Ltd HVM 16.6 (x1) w/ Fronius Australia Pty Ltd Primo GEN24 Plus 8.0 Fronius Australia Pty Ltd Fronius Smart Meter WR 100-600V-3 | 16.56 |  |  | Shenzhen BYD Electronics Co Ltd | HVM 16.6 | 1 | Fronius Australia Pty Ltd | Primo GEN24 Plus 8.0 | BYD | 2026-05-19
2023-09-08 | HBS8574 | Shenzhen BYD Electronics Co Ltd HVM 19.3 (x1) w/ Fronius Australia Pty Ltd Primo GEN24 Plus 8.0 Fronius Australia Pty Ltd Fronius Smart Meter WR 100-600V-3 | 19.32 |  |  | Shenzhen BYD Electronics Co Ltd | HVM 19.3 | 1 | Fronius Australia Pty Ltd | Primo GEN24 Plus 8.0 | BYD | 2026-05-19
2023-09-08 | HBS8576 | Shenzhen BYD Electronics Co Ltd HVS 7.7 (x1) w/ Fronius Australia Pty Ltd Primo GEN24 Plus 10.0 Fronius Australia Pty Ltd Fronius Smart Meter WR 100-600V-3 | 7.68 |  |  | Shenzhen BYD Electronics Co Ltd | HVS 7.7 | 1 | Fronius Australia Pty Ltd | Primo GEN24 Plus 10.0 | BYD | 2026-05-19
2023-09-08 | HBS8577 | Shenzhen BYD Electronics Co Ltd HVM 11.0 (x1) w/ Fronius Australia Pty Ltd Primo GEN24 Plus 10.0 Fronius Australia Pty Ltd Fronius Smart Meter WR 100-600V-3 | 11.04 |  |  | Shenzhen BYD Electronics Co Ltd | HVM 11.0 | 1 | Fronius Australia Pty Ltd | Primo GEN24 Plus 10.0 | BYD | 2026-05-19
2023-09-08 | HBS8578 | Shenzhen BYD Electronics Co Ltd HVM 13.8 (x1) w/ Fronius Australia Pty Ltd Primo GEN24 Plus 10.0 Fronius Australia Pty Ltd Fronius Smart Meter WR 100-600V-3 | 13.8 |  |  | Shenzhen BYD Electronics Co Ltd | HVM 13.8 | 1 | Fronius Australia Pty Ltd | Primo GEN24 Plus 10.0 | BYD | 2026-05-19
2023-09-08 | HBS8579 | Shenzhen BYD Electronics Co Ltd HVM 16.6 (x1) w/ Fronius Australia Pty Ltd Primo GEN24 Plus 10.0 Fronius Australia Pty Ltd Fronius Smart Meter WR 100-600V-3 | 16.56 |  |  | Shenzhen BYD Electronics Co Ltd | HVM 16.6 | 1 | Fronius Australia Pty Ltd | Primo GEN24 Plus 10.0 | BYD | 2026-05-19
2023-09-08 | HBS8580 | Shenzhen BYD Electronics Co Ltd HVM 19.3 (x1) w/ Fronius Australia Pty Ltd Primo GEN24 Plus 10.0 Fronius Australia Pty Ltd Fronius Smart Meter WR 100-600V-3 | 19.32 |  |  | Shenzhen BYD Electronics Co Ltd | HVM 19.3 | 1 | Fronius Australia Pty Ltd | Primo GEN24 Plus 10.0 | BYD | 2026-05-19
2023-09-08 | HBS8581 | Shenzhen BYD Electronics Co Ltd HVS 5.1 (x2) w/ Fronius Australia Pty Ltd Primo GEN24 Plus 8.0 Fronius Australia Pty Ltd Fronius Smart Meter WR 100-600V-3 | 10.24 |  |  | Shenzhen BYD Electronics Co Ltd | HVS 5.1 | 2 | Fronius Australia Pty Ltd | Primo GEN24 Plus 8.0 | BYD | 2026-05-19
2023-09-08 | HBS8582 | Shenzhen BYD Electronics Co Ltd HVS 7.7 (x2) w/ Fronius Australia Pty Ltd Primo GEN24 Plus 8.0 Fronius Australia Pty Ltd Fronius Smart Meter WR 100-600V-3 | 15.36 |  |  | Shenzhen BYD Electronics Co Ltd | HVS 7.7 | 2 | Fronius Australia Pty Ltd | Primo GEN24 Plus 8.0 | BYD | 2026-05-19
2023-09-08 | HBS8583 | Shenzhen BYD Electronics Co Ltd HVM 11.0 (x2) w/ Fronius Australia Pty Ltd Primo GEN24 Plus 8.0 Fronius Australia Pty Ltd Fronius Smart Meter WR 100-600V-3 | 22.08 |  |  | Shenzhen BYD Electronics Co Ltd | HVM 11.0 | 2 | Fronius Australia Pty Ltd | Primo GEN24 Plus 8.0 | BYD | 2026-05-19
2023-09-08 | HBS8584 | Shenzhen BYD Electronics Co Ltd HVM 13.8 (x2) w/ Fronius Australia Pty Ltd Primo GEN24 Plus 8.0 Fronius Australia Pty Ltd Fronius Smart Meter WR 100-600V-3 | 27.6 |  |  | Shenzhen BYD Electronics Co Ltd | HVM 13.8 | 2 | Fronius Australia Pty Ltd | Primo GEN24 Plus 8.0 | BYD | 2026-05-19
2023-09-08 | HBS8585 | Shenzhen BYD Electronics Co Ltd HVM 16.6 (x2) w/ Fronius Australia Pty Ltd Primo GEN24 Plus 8.0 Fronius Australia Pty Ltd Fronius Smart Meter WR 100-600V-3 | 33.12 |  |  | Shenzhen BYD Electronics Co Ltd | HVM 16.6 | 2 | Fronius Australia Pty Ltd | Primo GEN24 Plus 8.0 | BYD | 2026-05-19
2023-09-08 | HBS8586 | Shenzhen BYD Electronics Co Ltd HVM 19.3 (x2) w/ Fronius Australia Pty Ltd Primo GEN24 Plus 8.0 Fronius Australia Pty Ltd Fronius Smart Meter WR 100-600V-3 | 38.64 |  |  | Shenzhen BYD Electronics Co Ltd | HVM 19.3 | 2 | Fronius Australia Pty Ltd | Primo GEN24 Plus 8.0 | BYD | 2026-05-19
2023-09-08 | HBS8587 | Shenzhen BYD Electronics Co Ltd HVS 5.1 (x2) w/ Fronius Australia Pty Ltd Primo GEN24 Plus 10.0 Fronius Australia Pty Ltd Fronius Smart Meter WR 100-600V-3 | 10.24 |  |  | Shenzhen BYD Electronics Co Ltd | HVS 5.1 | 2 | Fronius Australia Pty Ltd | Primo GEN24 Plus 10.0 | BYD | 2026-05-19
2023-09-08 | HBS8588 | Shenzhen BYD Electronics Co Ltd HVS 7.7 (x2) w/ Fronius Australia Pty Ltd Primo GEN24 Plus 10.0 Fronius Australia Pty Ltd Fronius Smart Meter WR 100-600V-3 | 15.36 |  |  | Shenzhen BYD Electronics Co Ltd | HVS 7.7 | 2 | Fronius Australia Pty Ltd | Primo GEN24 Plus 10.0 | BYD | 2026-05-19
2023-09-08 | HBS8589 | Shenzhen BYD Electronics Co Ltd HVM 11.0 (x2) w/ Fronius Australia Pty Ltd Primo GEN24 Plus 10.0 Fronius Australia Pty Ltd Fronius Smart Meter WR 100-600V-3 | 22.08 |  |  | Shenzhen BYD Electronics Co Ltd | HVM 11.0 | 2 | Fronius Australia Pty Ltd | Primo GEN24 Plus 10.0 | BYD | 2026-05-19
2023-09-08 | HBS8590 | Shenzhen BYD Electronics Co Ltd HVM 13.8 (x2) w/ Fronius Australia Pty Ltd Primo GEN24 Plus 10.0 Fronius Australia Pty Ltd Fronius Smart Meter WR 100-600V-3 | 27.6 |  |  | Shenzhen BYD Electronics Co Ltd | HVM 13.8 | 2 | Fronius Australia Pty Ltd | Primo GEN24 Plus 10.0 | BYD | 2026-05-19
2023-09-08 | HBS8591 | Shenzhen BYD Electronics Co Ltd HVM 16.6 (x2) w/ Fronius Australia Pty Ltd Primo GEN24 Plus 10.0 Fronius Australia Pty Ltd Fronius Smart Meter WR 100-600V-3 | 33.12 |  |  | Shenzhen BYD Electronics Co Ltd | HVM 16.6 | 2 | Fronius Australia Pty Ltd | Primo GEN24 Plus 10.0 | BYD | 2026-05-19
2023-09-08 | HBS8592 | Shenzhen BYD Electronics Co Ltd HVM 19.3 (x2) w/ Fronius Australia Pty Ltd Primo GEN24 Plus 10.0 Fronius Australia Pty Ltd Fronius Smart Meter WR 100-600V-3 | 38.64 |  |  | Shenzhen BYD Electronics Co Ltd | HVM 19.3 | 2 | Fronius Australia Pty Ltd | Primo GEN24 Plus 10.0 | BYD | 2026-05-19
2023-09-08 | HBS8593 | Shenzhen BYD Electronics Co Ltd HVS 5.1 (x3) w/ Fronius Australia Pty Ltd Primo GEN24 Plus 8.0 Fronius Australia Pty Ltd Fronius Smart Meter WR 100-600V-3 | 15.36 |  |  | Shenzhen BYD Electronics Co Ltd | HVS 5.1 | 3 | Fronius Australia Pty Ltd | Primo GEN24 Plus 8.0 | BYD | 2026-05-19
2023-09-08 | HBS8594 | Shenzhen BYD Electronics Co Ltd HVS 7.7 (x3) w/ Fronius Australia Pty Ltd Primo GEN24 Plus 8.0 Fronius Australia Pty Ltd Fronius Smart Meter WR 100-600V-3 | 23.04 |  |  | Shenzhen BYD Electronics Co Ltd | HVS 7.7 | 3 | Fronius Australia Pty Ltd | Primo GEN24 Plus 8.0 | BYD | 2026-05-19
2023-09-08 | HBS8595 | Shenzhen BYD Electronics Co Ltd HVM 11.0 (x3) w/ Fronius Australia Pty Ltd Primo GEN24 Plus 8.0 Fronius Australia Pty Ltd Fronius Smart Meter WR 100-600V-3 | 33.12 |  |  | Shenzhen BYD Electronics Co Ltd | HVM 11.0 | 3 | Fronius Australia Pty Ltd | Primo GEN24 Plus 8.0 | BYD | 2026-05-19
2023-09-08 | HBS8596 | Shenzhen BYD Electronics Co Ltd HVM 13.8 (x3) w/ Fronius Australia Pty Ltd Primo GEN24 Plus 8.0 Fronius Australia Pty Ltd Fronius Smart Meter WR 100-600V-3 | 41.4 |  |  | Shenzhen BYD Electronics Co Ltd | HVM 13.8 | 3 | Fronius Australia Pty Ltd | Primo GEN24 Plus 8.0 | BYD | 2026-05-19
2023-09-08 | HBS8597 | Shenzhen BYD Electronics Co Ltd HVM 16.6 (x3) w/ Fronius Australia Pty Ltd Primo GEN24 Plus 8.0 Fronius Australia Pty Ltd Fronius Smart Meter WR 100-600V-3 | 49.68 |  |  | Shenzhen BYD Electronics Co Ltd | HVM 16.6 | 3 | Fronius Australia Pty Ltd | Primo GEN24 Plus 8.0 | BYD | 2026-05-19
2023-09-08 | HBS8598 | Shenzhen BYD Electronics Co Ltd HVM 19.3 (x3) w/ Fronius Australia Pty Ltd Primo GEN24 Plus 8.0 Fronius Australia Pty Ltd Fronius Smart Meter WR 100-600V-3 | 57.96 |  |  | Shenzhen BYD Electronics Co Ltd | HVM 19.3 | 3 | Fronius Australia Pty Ltd | Primo GEN24 Plus 8.0 | BYD | 2026-05-19
2023-09-08 | HBS8599 | Shenzhen BYD Electronics Co Ltd HVS 5.1 (x3) w/ Fronius Australia Pty Ltd Primo GEN24 Plus 10.0 Fronius Australia Pty Ltd Fronius Smart Meter WR 100-600V-3 | 15.36 |  |  | Shenzhen BYD Electronics Co Ltd | HVS 5.1 | 3 | Fronius Australia Pty Ltd | Primo GEN24 Plus 10.0 | BYD | 2026-05-19
2023-09-08 | HBS8600 | Shenzhen BYD Electronics Co Ltd HVS 7.7 (x3) w/ Fronius Australia Pty Ltd Primo GEN24 Plus 10.0 Fronius Australia Pty Ltd Fronius Smart Meter WR 100-600V-3 | 23.04 |  |  | Shenzhen BYD Electronics Co Ltd | HVS 7.7 | 3 | Fronius Australia Pty Ltd | Primo GEN24 Plus 10.0 | BYD | 2026-05-19
2023-09-08 | HBS8601 | Shenzhen BYD Electronics Co Ltd HVM 11.0 (x3) w/ Fronius Australia Pty Ltd Primo GEN24 Plus 10.0 Fronius Australia Pty Ltd Fronius Smart Meter WR 100-600V-3 | 33.12 |  |  | Shenzhen BYD Electronics Co Ltd | HVM 11.0 | 3 | Fronius Australia Pty Ltd | Primo GEN24 Plus 10.0 | BYD | 2026-05-19
2023-09-08 | HBS8602 | Shenzhen BYD Electronics Co Ltd HVM 13.8 (x3) w/ Fronius Australia Pty Ltd Primo GEN24 Plus 10.0 Fronius Australia Pty Ltd Fronius Smart Meter WR 100-600V-3 | 41.4 |  |  | Shenzhen BYD Electronics Co Ltd | HVM 13.8 | 3 | Fronius Australia Pty Ltd | Primo GEN24 Plus 10.0 | BYD | 2026-05-19
2023-09-08 | HBS8603 | Shenzhen BYD Electronics Co Ltd HVM 16.6 (x3) w/ Fronius Australia Pty Ltd Primo GEN24 Plus 10.0 Fronius Australia Pty Ltd Fronius Smart Meter WR 100-600V-3 | 49.68 |  |  | Shenzhen BYD Electronics Co Ltd | HVM 16.6 | 3 | Fronius Australia Pty Ltd | Primo GEN24 Plus 10.0 | BYD | 2026-05-19
2023-09-08 | HBS8604 | Shenzhen BYD Electronics Co Ltd HVM 19.3 (x3) w/ Fronius Australia Pty Ltd Primo GEN24 Plus 10.0 Fronius Australia Pty Ltd Fronius Smart Meter WR 100-600V-3 | 57.96 |  |  | Shenzhen BYD Electronics Co Ltd | HVM 19.3 | 3 | Fronius Australia Pty Ltd | Primo GEN24 Plus 10.0 | BYD | 2026-05-19
2023-09-08 | HBS8605 | Redx Technology Australia Pty Ltd RX-0050(x2) w/ Redx Technology Australia Pty Ltd RX-7000HY | 9.2 |  |  | Redx Technology Australia Pty Ltd | RX-0050 | 2 | Redx Technology Australia Pty Ltd | RX-7000HY | Redx | 2026-06-19
2023-09-08 | HBS8606 | Redx Technology Australia Pty Ltd RX-0050(x3) w/ Redx Technology Australia Pty Ltd RX-7000HY | 13.8 |  |  | Redx Technology Australia Pty Ltd | RX-0050 | 3 | Redx Technology Australia Pty Ltd | RX-7000HY | Redx | 2026-06-20
2023-09-08 | HBS8607 | Redx Technology Australia Pty Ltd RX-0050(x4) w/ Redx Technology Australia Pty Ltd RX-7000HY | 18.4 |  |  | Redx Technology Australia Pty Ltd | RX-0050 | 4 | Redx Technology Australia Pty Ltd | RX-7000HY | Redx | 2026-06-21
2023-09-08 | HBS8608 | Redx Technology Australia Pty Ltd RX-0050(x5) w/ Redx Technology Australia Pty Ltd RX-7000HY | 23 |  |  | Redx Technology Australia Pty Ltd | RX-0050 | 5 | Redx Technology Australia Pty Ltd | RX-7000HY | Redx | 2026-06-22
2023-09-08 | HBS8609 | Redx Technology Australia Pty Ltd RX-0050(x6) w/ Redx Technology Australia Pty Ltd RX-7000HY | 27.6 |  |  | Redx Technology Australia Pty Ltd | RX-0050 | 6 | Redx Technology Australia Pty Ltd | RX-7000HY | Redx | 2026-06-23
2023-09-08 | HBS8610 | Redx Technology Australia Pty Ltd RX-0050(x7) w/ Redx Technology Australia Pty Ltd RX-7000HY | 32.2 |  |  | Redx Technology Australia Pty Ltd | RX-0050 | 7 | Redx Technology Australia Pty Ltd | RX-7000HY | Redx | 2026-06-24
2023-09-08 | HBS8611 | Redx Technology Australia Pty Ltd RX-0050(x8) w/ Redx Technology Australia Pty Ltd RX-7000HY | 36.8 |  |  | Redx Technology Australia Pty Ltd | RX-0050 | 8 | Redx Technology Australia Pty Ltd | RX-7000HY | Redx | 2026-06-25
2023-09-08 | HBS8612 | Redx Technology Australia Pty Ltd RX-0050(x2) w/ Redx Technology Australia Pty Ltd RX-5000AC | 9.2 |  |  | Redx Technology Australia Pty Ltd | RX-0050 | 2 | Redx Technology Australia Pty Ltd | RX-5000AC | Redx | 2026-06-26
2023-09-08 | HBS8613 | Redx Technology Australia Pty Ltd RX-0050(x3) w/ Redx Technology Australia Pty Ltd RX-5000AC | 13.8 |  |  | Redx Technology Australia Pty Ltd | RX-0050 | 3 | Redx Technology Australia Pty Ltd | RX-5000AC | Redx | 2026-06-27
2023-09-08 | HBS8614 | Redx Technology Australia Pty Ltd RX-0050(x4) w/ Redx Technology Australia Pty Ltd RX-5000AC | 18.4 |  |  | Redx Technology Australia Pty Ltd | RX-0050 | 4 | Redx Technology Australia Pty Ltd | RX-5000AC | Redx | 2026-06-28
2023-09-08 | HBS8615 | Redx Technology Australia Pty Ltd RX-0050(x5) w/ Redx Technology Australia Pty Ltd RX-5000AC | 23 |  |  | Redx Technology Australia Pty Ltd | RX-0050 | 5 | Redx Technology Australia Pty Ltd | RX-5000AC | Redx | 2026-06-29
2023-09-08 | HBS8616 | Redx Technology Australia Pty Ltd RX-0050(x6) w/ Redx Technology Australia Pty Ltd RX-5000AC | 27.6 |  |  | Redx Technology Australia Pty Ltd | RX-0050 | 6 | Redx Technology Australia Pty Ltd | RX-5000AC | Redx | 2026-06-30
2023-09-08 | HBS8617 | Redx Technology Australia Pty Ltd RX-0050(x7) w/ Redx Technology Australia Pty Ltd RX-5000AC | 32.2 |  |  | Redx Technology Australia Pty Ltd | RX-0050 | 7 | Redx Technology Australia Pty Ltd | RX-5000AC | Redx | 2026-07-01
2023-09-08 | HBS8618 | Redx Technology Australia Pty Ltd RX-0050(x8) w/ Redx Technology Australia Pty Ltd RX-5000AC | 36.8 |  |  | Redx Technology Australia Pty Ltd | RX-0050 | 8 | Redx Technology Australia Pty Ltd | RX-5000AC | Redx | 2026-07-02
2023-09-08 | HBS8619 | Redx Technology Australia Pty Ltd RX-0050(x2) w/ Redx Technology Australia Pty Ltd RX-5000HY | 9.2 |  |  | Redx Technology Australia Pty Ltd | RX-0050 | 2 | Redx Technology Australia Pty Ltd | RX-5000HY | Redx | 2026-07-03
2023-09-08 | HBS8620 | Redx Technology Australia Pty Ltd RX-0050(x3) w/ Redx Technology Australia Pty Ltd RX-5000HY | 13.8 |  |  | Redx Technology Australia Pty Ltd | RX-0050 | 3 | Redx Technology Australia Pty Ltd | RX-5000HY | Redx | 2026-07-04
2023-09-08 | HBS8621 | Redx Technology Australia Pty Ltd RX-0050(x4) w/ Redx Technology Australia Pty Ltd RX-5000HY | 18.4 |  |  | Redx Technology Australia Pty Ltd | RX-0050 | 4 | Redx Technology Australia Pty Ltd | RX-5000HY | Redx | 2026-07-05
2023-09-08 | HBS8622 | Redx Technology Australia Pty Ltd RX-0050(x5) w/ Redx Technology Australia Pty Ltd RX-5000HY | 23 |  |  | Redx Technology Australia Pty Ltd | RX-0050 | 5 | Redx Technology Australia Pty Ltd | RX-5000HY | Redx | 2026-07-06
2023-09-08 | HBS8623 | Redx Technology Australia Pty Ltd RX-0050(x6) w/ Redx Technology Australia Pty Ltd RX-5000HY | 27.6 |  |  | Redx Technology Australia Pty Ltd | RX-0050 | 6 | Redx Technology Australia Pty Ltd | RX-5000HY | Redx | 2026-07-07
2023-09-08 | HBS8624 | Redx Technology Australia Pty Ltd RX-0050(x7) w/ Redx Technology Australia Pty Ltd RX-5000HY | 32.2 |  |  | Redx Technology Australia Pty Ltd | RX-0050 | 7 | Redx Technology Australia Pty Ltd | RX-5000HY | Redx | 2026-07-08
2023-09-08 | HBS8625 | Redx Technology Australia Pty Ltd RX-0050(x8) w/ Redx Technology Australia Pty Ltd RX-5000HY | 36.8 |  |  | Redx Technology Australia Pty Ltd | RX-0050 | 8 | Redx Technology Australia Pty Ltd | RX-5000HY | Redx | 2026-07-09
2023-09-15 | HBS8626 | Sungrow Power Supply Co LTD SBR064 (x1) w/ Sungrow Power Supply Co LTD SH6.0RS NA NA | 6.4 |  |  | Sungrow Power Supply Co LTD | SBR064 | 1 | Sungrow Power Supply Co LTD | SH6.0RS | Sungrow | 2028-01-30
2023-09-15 | HBS8627 | Sungrow SBR064(x1) w/ Sungrow SH8.0RS | 6.4 |  |  | Sungrow | SBR064 | 1 | Sungrow | SH8.0RS | Sungrow | 2026-05-13
2023-09-15 | HBS8628 | Sungrow SBR064(x1) w/ Sungrow SH10RS | 6.4 |  |  | Sungrow | SBR064 | 1 | Sungrow | SH10RS | Sungrow | 2026-05-13
2023-09-15 | HBS8629 | Sungrow Power Supply Co LTD SBR096 (x1) w/ Sungrow Power Supply Co LTD SH5.0RS NA NA | 9.6 |  |  | Sungrow Power Supply Co LTD | SBR096 | 1 | Sungrow Power Supply Co LTD | SH5.0RS | Sungrow | 2028-01-30
2023-09-15 | HBS8630 | Sungrow Power Supply Co LTD SBR096 (x1) w/ Sungrow Power Supply Co LTD SH6.0RS NA NA | 9.6 |  |  | Sungrow Power Supply Co LTD | SBR096 | 1 | Sungrow Power Supply Co LTD | SH6.0RS | Sungrow | 2028-01-30
2023-09-15 | HBS8631 | Sungrow SBR096(x1) w/ Sungrow SH8.0RS | 9.6 |  |  | Sungrow | SBR096 | 1 | Sungrow | SH8.0RS | Sungrow | 2026-05-13
2023-09-15 | HBS8632 | Sungrow SBR096(x1) w/ Sungrow SH10RS | 9.6 |  |  | Sungrow | SBR096 | 1 | Sungrow | SH10RS | Sungrow | 2026-05-13
2023-09-15 | HBS8633 | Sungrow Power Supply Co LTD SBR096 (x1) w/ Sungrow Power Supply Co LTD SH5.0RT NA NA | 9.6 |  |  | Sungrow Power Supply Co LTD | SBR096 | 1 | Sungrow Power Supply Co LTD | SH5.0RT | Sungrow | 2027-12-17
2023-09-15 | HBS8634 | Sungrow Power Supply Co LTD SBR096 (x1) w/ Sungrow Power Supply Co LTD SH10RT NA NA | 9.6 |  |  | Sungrow Power Supply Co LTD | SBR096 | 1 | Sungrow Power Supply Co LTD | SH10RT | Sungrow | 2027-12-17
2023-09-15 | HBS8635 | Sungrow Power Supply Co LTD SBR096 (x2) w/ Sungrow Power Supply Co LTD SH5.0RS NA NA | 19.2 |  |  | Sungrow Power Supply Co LTD | SBR096 | 2 | Sungrow Power Supply Co LTD | SH5.0RS | Sungrow | 2028-01-30
2023-09-15 | HBS8636 | Sungrow Power Supply Co LTD SBR096 (x2) w/ Sungrow Power Supply Co LTD SH6.0RS NA NA | 19.2 |  |  | Sungrow Power Supply Co LTD | SBR096 | 2 | Sungrow Power Supply Co LTD | SH6.0RS | Sungrow | 2028-01-30
2023-09-15 | HBS8637 | Sungrow Power Supply Co LTD SBR064 (x1) w/ Sungrow Power Supply Co LTD SH5.0RS NA NA | 6.4 |  |  | Sungrow Power Supply Co LTD | SBR064 | 1 | Sungrow Power Supply Co LTD | SH5.0RS | Sungrow | 2028-01-30
2023-10-20 | HBS8662 | Tempo (Aust) Pty Ltd AS-5KW-LB2 (x2) w/ Tempo (Aust) Pty Ltd AS-5.5KW-HBI | 9.22 |  |  | Tempo (Aust) Pty Ltd | AS-5KW-LB2 | 2 | Tempo (Aust) Pty Ltd | AS-5.5KW-HBI | Altius | 2026-01-23
2023-10-20 | HBS8663 | Tempo (Aust) Pty Ltd AS-5KW-LB2 (x3) w/ Tempo (Aust) Pty Ltd AS-5.5KW-HBI | 13.83 |  |  | Tempo (Aust) Pty Ltd | AS-5KW-LB2 | 3 | Tempo (Aust) Pty Ltd | AS-5.5KW-HBI | Altius | 2026-01-23
2023-10-20 | HBS8664 | Tempo (Aust) Pty Ltd AS-5KW-LB2 (x4) w/ Tempo (Aust) Pty Ltd AS-5.5KW-HBI | 18.44 |  |  | Tempo (Aust) Pty Ltd | AS-5KW-LB2 | 4 | Tempo (Aust) Pty Ltd | AS-5.5KW-HBI | Altius | 2026-01-23
2023-10-20 | HBS8665 | Tempo (Aust) Pty Ltd SP-5KW-LB2 (x2) w/ Tempo (Aust) Pty Ltd SP-5KW-HBI | 9.22 |  |  | Tempo (Aust) Pty Ltd | SP-5KW-LB2 | 2 | Tempo (Aust) Pty Ltd | SP-5KW-HBI | SPHERE | 2026-01-23
2023-10-20 | HBS8666 | Tempo (Aust) Pty Ltd SP-5KW-LB2 (x3) w/ Tempo (Aust) Pty Ltd SP-5KW-HBI | 13.83 |  |  | Tempo (Aust) Pty Ltd | SP-5KW-LB2 | 3 | Tempo (Aust) Pty Ltd | SP-5KW-HBI | SPHERE | 2026-01-23
2023-10-20 | HBS8667 | Tempo (Aust) Pty Ltd SP-5KW-LB2 (x4) w/ Tempo (Aust) Pty Ltd SP-5KW-HBI | 18.44 |  |  | Tempo (Aust) Pty Ltd | SP-5KW-LB2 | 4 | Tempo (Aust) Pty Ltd | SP-5KW-HBI | SPHERE | 2026-01-23
2023-10-20 | HBS8668 | Tempo (Aust) Pty Ltd SP-5KW-LB2 (x2) w/ Tempo (Aust) Pty Ltd SP-4.6KW-HBI | 9.22 |  |  | Tempo (Aust) Pty Ltd | SP-5KW-LB2 | 2 | Tempo (Aust) Pty Ltd | SP-4.6KW-HBI | SPHERE | 2026-01-23
2023-10-20 | HBS8669 | Tempo (Aust) Pty Ltd SP-5KW-LB2 (x3) w/ Tempo (Aust) Pty Ltd SP-4.6KW-HBI | 13.83 |  |  | Tempo (Aust) Pty Ltd | SP-5KW-LB2 | 3 | Tempo (Aust) Pty Ltd | SP-4.6KW-HBI | SPHERE | 2026-01-23
2023-10-20 | HBS8670 | Tempo (Aust) Pty Ltd SP-5KW-LB2 (x4) w/ Tempo (Aust) Pty Ltd SP-4.6KW-HBI | 18.44 |  |  | Tempo (Aust) Pty Ltd | SP-5KW-LB2 | 4 | Tempo (Aust) Pty Ltd | SP-4.6KW-HBI | SPHERE | 2026-01-23
2023-10-20 | HBS8671 | Tempo (Aust) Pty Ltd SP-5KW-LB2 (x2) w/ Tempo (Aust) Pty Ltd SP-5.5KW-HBI | 9.22 |  |  | Tempo (Aust) Pty Ltd | SP-5KW-LB2 | 2 | Tempo (Aust) Pty Ltd | SP-5.5KW-HBI | SPHERE | 2026-01-23
2023-10-20 | HBS8672 | Tempo (Aust) Pty Ltd SP-5KW-LB2 (x3) w/ Tempo (Aust) Pty Ltd SP-5.5KW-HBI | 13.83 |  |  | Tempo (Aust) Pty Ltd | SP-5KW-LB2 | 3 | Tempo (Aust) Pty Ltd | SP-5.5KW-HBI | SPHERE | 2026-01-23
2023-10-20 | HBS8673 | Tempo (Aust) Pty Ltd SP-5KW-LB2 (x4) w/ Tempo (Aust) Pty Ltd SP-5.5KW-HBI | 18.44 |  |  | Tempo (Aust) Pty Ltd | SP-5KW-LB2 | 4 | Tempo (Aust) Pty Ltd | SP-5.5KW-HBI | SPHERE | 2026-01-23
2023-10-20 | HBS8674 | Tempo (Aust) Pty Ltd AKE-5KW-LB2 (x2) w/ Tempo (Aust) Pty Ltd AKE-4.6KW-HBI | 9.22 |  |  | Tempo (Aust) Pty Ltd | AKE-5KW-LB2 | 2 | Tempo (Aust) Pty Ltd | AKE-4.6KW-HBI | AKAI Energy | 2026-01-23
2023-10-20 | HBS8675 | Tempo (Aust) Pty Ltd AKE-5KW-LB2 (x3) w/ Tempo (Aust) Pty Ltd AKE-4.6KW-HBI | 13.83 |  |  | Tempo (Aust) Pty Ltd | AKE-5KW-LB2 | 3 | Tempo (Aust) Pty Ltd | AKE-4.6KW-HBI | AKAI Energy | 2026-01-23
2023-10-20 | HBS8676 | Tempo (Aust) Pty Ltd AKE-5KW-LB2 (x4) w/ Tempo (Aust) Pty Ltd AKE-4.6KW-HBI | 18.44 |  |  | Tempo (Aust) Pty Ltd | AKE-5KW-LB2 | 4 | Tempo (Aust) Pty Ltd | AKE-4.6KW-HBI | AKAI Energy | 2026-01-23
2023-10-20 | HBS8677 | Tempo (Aust) Pty Ltd AKE-5KW-LB2 (x2) w/ Tempo (Aust) Pty Ltd AKE-5KW-HBI | 9.22 |  |  | Tempo (Aust) Pty Ltd | AKE-5KW-LB2 | 2 | Tempo (Aust) Pty Ltd | AKE-5KW-HBI | AKAI Energy | 2026-01-23
2023-10-20 | HBS8678 | Tempo (Aust) Pty Ltd AKE-5KW-LB2 (x3) w/ Tempo (Aust) Pty Ltd AKE-5KW-HBI | 13.83 |  |  | Tempo (Aust) Pty Ltd | AKE-5KW-LB2 | 3 | Tempo (Aust) Pty Ltd | AKE-5KW-HBI | AKAI Energy | 2026-01-23
2023-10-20 | HBS8679 | Tempo (Aust) Pty Ltd AKE-5KW-LB2 (x4) w/ Tempo (Aust) Pty Ltd AKE-5KW-HBI | 18.44 |  |  | Tempo (Aust) Pty Ltd | AKE-5KW-LB2 | 4 | Tempo (Aust) Pty Ltd | AKE-5KW-HBI | AKAI Energy | 2026-01-23
2023-10-20 | HBS8680 | Tempo (Aust) Pty Ltd AKE-5KW-LB2 (x2) w/ Tempo (Aust) Pty Ltd AKE-5.5KW-HBI | 9.22 |  |  | Tempo (Aust) Pty Ltd | AKE-5KW-LB2 | 2 | Tempo (Aust) Pty Ltd | AKE-5.5KW-HBI | AKAI Energy | 2026-01-23
2023-10-20 | HBS8681 | Tempo (Aust) Pty Ltd AKE-5KW-LB2 (x3) w/ Tempo (Aust) Pty Ltd AKE-5.5KW-HBI | 13.83 |  |  | Tempo (Aust) Pty Ltd | AKE-5KW-LB2 | 3 | Tempo (Aust) Pty Ltd | AKE-5.5KW-HBI | AKAI Energy | 2026-01-23
2023-10-20 | HBS8682 | Tempo (Aust) Pty Ltd AKE-5KW-LB2 (x4) w/ Tempo (Aust) Pty Ltd AKE-5.5KW-HBI | 18.44 |  |  | Tempo (Aust) Pty Ltd | AKE-5KW-LB2 | 4 | Tempo (Aust) Pty Ltd | AKE-5.5KW-HBI | AKAI Energy | 2026-01-23
2023-10-20 | HBS8683 | Tempo (Aust) Pty Ltd AKE-5KW-LB2 (x2) w/ Tempo (Aust) Pty Ltd AKE-6KW-HBI | 9.22 |  |  | Tempo (Aust) Pty Ltd | AKE-5KW-LB2 | 2 | Tempo (Aust) Pty Ltd | AKE-6KW-HBI | AKAI Energy | 2026-01-23
2023-10-20 | HBS8684 | Tempo (Aust) Pty Ltd AKE-5KW-LB2 (x3) w/ Tempo (Aust) Pty Ltd AKE-6KW-HBI | 13.83 |  |  | Tempo (Aust) Pty Ltd | AKE-5KW-LB2 | 3 | Tempo (Aust) Pty Ltd | AKE-6KW-HBI | AKAI Energy | 2026-01-23
2023-10-20 | HBS8685 | Tempo (Aust) Pty Ltd AKE-5KW-LB2 (x4) w/ Tempo (Aust) Pty Ltd AKE-6KW-HBI | 18.44 |  |  | Tempo (Aust) Pty Ltd | AKE-5KW-LB2 | 4 | Tempo (Aust) Pty Ltd | AKE-6KW-HBI | AKAI Energy | 2026-01-23
2023-10-20 | HBS8686 | Tempo (Aust) Pty Ltd AS-5KW-LB2 (x2) w/ Tempo (Aust) Pty Ltd AS-5KW-HBI | 9.22 |  |  | Tempo (Aust) Pty Ltd | AS-5KW-LB2 | 2 | Tempo (Aust) Pty Ltd | AS-5KW-HBI | Altius | 2026-01-23
2023-10-20 | HBS8687 | Tempo (Aust) Pty Ltd AS-5KW-LB2 (x3) w/ Tempo (Aust) Pty Ltd AS-5KW-HBI | 13.83 |  |  | Tempo (Aust) Pty Ltd | AS-5KW-LB2 | 3 | Tempo (Aust) Pty Ltd | AS-5KW-HBI | Altius | 2026-01-23
2023-10-20 | HBS8688 | Tempo (Aust) Pty Ltd AS-5KW-LB2 (x4) w/ Tempo (Aust) Pty Ltd AS-5KW-HBI | 18.44 |  |  | Tempo (Aust) Pty Ltd | AS-5KW-LB2 | 4 | Tempo (Aust) Pty Ltd | AS-5KW-HBI | Altius | 2026-01-23
2023-10-20 | HBS8689 | Tempo (Aust) Pty Ltd AS-5KW-LB2 (x2) w/ Tempo (Aust) Pty Ltd AS-4.6KW-HBI | 9.22 |  |  | Tempo (Aust) Pty Ltd | AS-5KW-LB2 | 2 | Tempo (Aust) Pty Ltd | AS-4.6KW-HBI | Altius | 2026-01-23
2023-10-20 | HBS8690 | Tempo (Aust) Pty Ltd AS-5KW-LB2 (x3) w/ Tempo (Aust) Pty Ltd AS-4.6KW-HBI | 13.83 |  |  | Tempo (Aust) Pty Ltd | AS-5KW-LB2 | 3 | Tempo (Aust) Pty Ltd | AS-4.6KW-HBI | Altius | 2026-01-23
2023-10-20 | HBS8691 | Tempo (Aust) Pty Ltd AS-5KW-LB2 (x4) w/ Tempo (Aust) Pty Ltd AS-4.6KW-HBI | 18.44 |  |  | Tempo (Aust) Pty Ltd | AS-5KW-LB2 | 4 | Tempo (Aust) Pty Ltd | AS-4.6KW-HBI | Altius | 2026-01-23
2023-10-24 | HBS8692 | Shenzhen BYD Electronics Co Ltd HVM 11.0 (x2) w/ Fronius Australia Pty Ltd Primo GEN24 Plus 3.0 Fronius Australia Pty Ltd Fronius Smart Meter 63A-1 / 63A-3 | 11.04 |  |  | Shenzhen BYD Electronics Co Ltd | HVM 11.0 | 2 | Fronius Australia Pty Ltd | Primo GEN24 Plus 3.0 | BYD | 2026-10-05
2023-10-24 | HBS8693 | Shenzhen BYD Electronics Co Ltd HVM 13.8 (x2) w/ Fronius Australia Pty Ltd Primo GEN24 Plus 3.0 Fronius Australia Pty Ltd Fronius Smart Meter 63A-1 / 63A-3 | 13.8 |  |  | Shenzhen BYD Electronics Co Ltd | HVM 13.8 | 2 | Fronius Australia Pty Ltd | Primo GEN24 Plus 3.0 | BYD | 2026-10-05
2023-10-24 | HBS8694 | Shenzhen BYD Electronics Co Ltd HVM 16.6 (x2) w/ Fronius Australia Pty Ltd Primo GEN24 Plus 3.0 Fronius Australia Pty Ltd Fronius Smart Meter 63A-1 / 63A-3 | 16.56 |  |  | Shenzhen BYD Electronics Co Ltd | HVM 16.6 | 2 | Fronius Australia Pty Ltd | Primo GEN24 Plus 3.0 | BYD | 2026-10-05
2023-10-24 | HBS8695 | Shenzhen BYD Electronics Co Ltd HVM 19.3 (x2) w/ Fronius Australia Pty Ltd Primo GEN24 Plus 3.0 Fronius Australia Pty Ltd Fronius Smart Meter 63A-1 / 63A-3 | 19.32 |  |  | Shenzhen BYD Electronics Co Ltd | HVM 19.3 | 2 | Fronius Australia Pty Ltd | Primo GEN24 Plus 3.0 | BYD | 2026-10-05
2023-10-24 | HBS8696 | Shenzhen BYD Electronics Co Ltd HVS 7.7 (x3) w/ Fronius Australia Pty Ltd Primo GEN24 Plus 3.0 Fronius Australia Pty Ltd Fronius Smart Meter 63A-1 / 63A-3 | 23.04 |  |  | Shenzhen BYD Electronics Co Ltd | HVS 7.7 | 3 | Fronius Australia Pty Ltd | Primo GEN24 Plus 3.0 | BYD | 2026-10-05
2023-10-24 | HBS8697 | Shenzhen BYD Electronics Co Ltd HVM 11.0 (x3) w/ Fronius Australia Pty Ltd Primo GEN24 Plus 3.0 Fronius Australia Pty Ltd Fronius Smart Meter 63A-1 / 63A-3 | 33.12 |  |  | Shenzhen BYD Electronics Co Ltd | HVM 11.0 | 3 | Fronius Australia Pty Ltd | Primo GEN24 Plus 3.0 | BYD | 2026-10-05
2023-10-24 | HBS8698 | Shenzhen BYD Electronics Co Ltd HVM 13.8 (x3) w/ Fronius Australia Pty Ltd Primo GEN24 Plus 3.0 Fronius Australia Pty Ltd Fronius Smart Meter 63A-1 / 63A-3 | 41.4 |  |  | Shenzhen BYD Electronics Co Ltd | HVM 13.8 | 3 | Fronius Australia Pty Ltd | Primo GEN24 Plus 3.0 | BYD | 2026-10-05
2023-10-24 | HBS8699 | Shenzhen BYD Electronics Co Ltd HVM 16.6 (x3) w/ Fronius Australia Pty Ltd Primo GEN24 Plus 3.0 Fronius Australia Pty Ltd Fronius Smart Meter 63A-1 / 63A-3 | 49.68 |  |  | Shenzhen BYD Electronics Co Ltd | HVM 16.6 | 3 | Fronius Australia Pty Ltd | Primo GEN24 Plus 3.0 | BYD | 2026-10-05
2023-10-24 | HBS8700 | Shenzhen BYD Electronics Co Ltd HVM 19.3 (x3) w/ Fronius Australia Pty Ltd Primo GEN24 Plus 3.0 Fronius Australia Pty Ltd Fronius Smart Meter 63A-1 / 63A-3 | 57.96 |  |  | Shenzhen BYD Electronics Co Ltd | HVM 19.3 | 3 | Fronius Australia Pty Ltd | Primo GEN24 Plus 3.0 | BYD | 2026-10-05
2023-10-24 | HBS8701 | Shenzhen BYD Electronics Co Ltd HVS 7.7 (x1) w/ Fronius Australia Pty Ltd Primo GEN24 Plus 3.0 Fronius Australia Pty Ltd Fronius Smart Meter WR 100-600V-3 | 7.68 |  |  | Shenzhen BYD Electronics Co Ltd | HVS 7.7 | 1 | Fronius Australia Pty Ltd | Primo GEN24 Plus 3.0 | BYD | 2026-10-05
2023-10-24 | HBS8702 | Shenzhen BYD Electronics Co Ltd HVM 11.0 (x1) w/ Fronius Australia Pty Ltd Primo GEN24 Plus 3.0 Fronius Australia Pty Ltd Fronius Smart Meter WR 100-600V-3 | 11.04 |  |  | Shenzhen BYD Electronics Co Ltd | HVM 11.0 | 1 | Fronius Australia Pty Ltd | Primo GEN24 Plus 3.0 | BYD | 2026-10-05
2023-10-24 | HBS8703 | Shenzhen BYD Electronics Co Ltd HVM 13.8 (x1) w/ Fronius Australia Pty Ltd Primo GEN24 Plus 3.0 Fronius Australia Pty Ltd Fronius Smart Meter WR 100-600V-3 | 13.8 |  |  | Shenzhen BYD Electronics Co Ltd | HVM 13.8 | 1 | Fronius Australia Pty Ltd | Primo GEN24 Plus 3.0 | BYD | 2026-10-05
2023-10-24 | HBS8704 | Shenzhen BYD Electronics Co Ltd HVM 16.6 (x1) w/ Fronius Australia Pty Ltd Primo GEN24 Plus 3.0 Fronius Australia Pty Ltd Fronius Smart Meter WR 100-600V-3 | 16.56 |  |  | Shenzhen BYD Electronics Co Ltd | HVM 16.6 | 1 | Fronius Australia Pty Ltd | Primo GEN24 Plus 3.0 | BYD | 2026-10-05
2023-10-24 | HBS8705 | Shenzhen BYD Electronics Co Ltd HVM 19.3 (x1) w/ Fronius Australia Pty Ltd Primo GEN24 Plus 3.0 Fronius Australia Pty Ltd Fronius Smart Meter WR 100-600V-3 | 19.32 |  |  | Shenzhen BYD Electronics Co Ltd | HVM 19.3 | 1 | Fronius Australia Pty Ltd | Primo GEN24 Plus 3.0 | BYD | 2026-10-05
2023-10-24 | HBS8706 | Shenzhen BYD Electronics Co Ltd HVS 7.7 (x2) w/ Fronius Australia Pty Ltd Primo GEN24 Plus 3.0 Fronius Australia Pty Ltd Fronius Smart Meter WR 100-600V-3 | 15.36 |  |  | Shenzhen BYD Electronics Co Ltd | HVS 7.7 | 2 | Fronius Australia Pty Ltd | Primo GEN24 Plus 3.0 | BYD | 2026-10-05
2023-10-24 | HBS8707 | Shenzhen BYD Electronics Co Ltd HVM 11.0 (x2) w/ Fronius Australia Pty Ltd Primo GEN24 Plus 3.0 Fronius Australia Pty Ltd Fronius Smart Meter WR 100-600V-3 | 22.08 |  |  | Shenzhen BYD Electronics Co Ltd | HVM 11.0 | 2 | Fronius Australia Pty Ltd | Primo GEN24 Plus 3.0 | BYD | 2026-10-05
2023-10-24 | HBS8708 | Shenzhen BYD Electronics Co Ltd HVM 13.8 (x2) w/ Fronius Australia Pty Ltd Primo GEN24 Plus 3.0 Fronius Australia Pty Ltd Fronius Smart Meter WR 100-600V-3 | 27.6 |  |  | Shenzhen BYD Electronics Co Ltd | HVM 13.8 | 2 | Fronius Australia Pty Ltd | Primo GEN24 Plus 3.0 | BYD | 2026-10-05
2023-10-24 | HBS8709 | Shenzhen BYD Electronics Co Ltd HVM 16.6 (x2) w/ Fronius Australia Pty Ltd Primo GEN24 Plus 3.0 Fronius Australia Pty Ltd Fronius Smart Meter WR 100-600V-3 | 33.12 |  |  | Shenzhen BYD Electronics Co Ltd | HVM 16.6 | 2 | Fronius Australia Pty Ltd | Primo GEN24 Plus 3.0 | BYD | 2026-10-05
2023-10-24 | HBS8710 | Shenzhen BYD Electronics Co Ltd HVM 19.3 (x2) w/ Fronius Australia Pty Ltd Primo GEN24 Plus 3.0 Fronius Australia Pty Ltd Fronius Smart Meter WR 100-600V-3 | 38.64 |  |  | Shenzhen BYD Electronics Co Ltd | HVM 19.3 | 2 | Fronius Australia Pty Ltd | Primo GEN24 Plus 3.0 | BYD | 2026-10-05
2023-10-24 | HBS8711 | Shenzhen BYD Electronics Co Ltd HVS 7.7 (x3) w/ Fronius Australia Pty Ltd Primo GEN24 Plus 3.0 Fronius Australia Pty Ltd Fronius Smart Meter WR 100-600V-3 | 23.04 |  |  | Shenzhen BYD Electronics Co Ltd | HVS 7.7 | 3 | Fronius Australia Pty Ltd | Primo GEN24 Plus 3.0 | BYD | 2026-10-05
2023-10-24 | HBS8712 | Shenzhen BYD Electronics Co Ltd HVM 11.0 (x3) w/ Fronius Australia Pty Ltd Primo GEN24 Plus 3.0 Fronius Australia Pty Ltd Fronius Smart Meter WR 100-600V-3 | 33.12 |  |  | Shenzhen BYD Electronics Co Ltd | HVM 11.0 | 3 | Fronius Australia Pty Ltd | Primo GEN24 Plus 3.0 | BYD | 2026-10-05
2023-10-24 | HBS8713 | Shenzhen BYD Electronics Co Ltd HVM 13.8 (x3) w/ Fronius Australia Pty Ltd Primo GEN24 Plus 3.0 Fronius Australia Pty Ltd Fronius Smart Meter WR 100-600V-3 | 41.4 |  |  | Shenzhen BYD Electronics Co Ltd | HVM 13.8 | 3 | Fronius Australia Pty Ltd | Primo GEN24 Plus 3.0 | BYD | 2026-10-05
2023-10-24 | HBS8714 | Shenzhen BYD Electronics Co Ltd HVM 16.6 (x3) w/ Fronius Australia Pty Ltd Primo GEN24 Plus 3.0 Fronius Australia Pty Ltd Fronius Smart Meter WR 100-600V-3 | 49.68 |  |  | Shenzhen BYD Electronics Co Ltd | HVM 16.6 | 3 | Fronius Australia Pty Ltd | Primo GEN24 Plus 3.0 | BYD | 2026-10-05
2023-10-24 | HBS8715 | Shenzhen BYD Electronics Co Ltd HVM 19.3 (x3) w/ Fronius Australia Pty Ltd Primo GEN24 Plus 3.0 Fronius Australia Pty Ltd Fronius Smart Meter WR 100-600V-3 | 57.96 |  |  | Shenzhen BYD Electronics Co Ltd | HVM 19.3 | 3 | Fronius Australia Pty Ltd | Primo GEN24 Plus 3.0 | BYD | 2026-10-05
2023-10-24 | HBS8716 | Shenzhen BYD Electronics Co Ltd HVS 7.7 (x1) w/ Fronius Australia Pty Ltd Primo GEN24 Plus 3.6 Fronius Australia Pty Ltd Fronius Smart Meter 63A-1 / 63A-3 | 7.68 |  |  | Shenzhen BYD Electronics Co Ltd | HVS 7.7 | 1 | Fronius Australia Pty Ltd | Primo GEN24 Plus 3.6 | BYD | 2026-10-05
2023-10-24 | HBS8717 | Shenzhen BYD Electronics Co Ltd HVM 11.0 (x1) w/ Fronius Australia Pty Ltd Primo GEN24 Plus 3.6 Fronius Australia Pty Ltd Fronius Smart Meter 63A-1 / 63A-3 | 11.04 |  |  | Shenzhen BYD Electronics Co Ltd | HVM 11.0 | 1 | Fronius Australia Pty Ltd | Primo GEN24 Plus 3.6 | BYD | 2026-10-05
2023-10-24 | HBS8718 | Shenzhen BYD Electronics Co Ltd HVM 13.8 (x1) w/ Fronius Australia Pty Ltd Primo GEN24 Plus 3.6 Fronius Australia Pty Ltd Fronius Smart Meter 63A-1 / 63A-3 | 13.8 |  |  | Shenzhen BYD Electronics Co Ltd | HVM 13.8 | 1 | Fronius Australia Pty Ltd | Primo GEN24 Plus 3.6 | BYD | 2026-10-05
2023-10-24 | HBS8719 | Shenzhen BYD Electronics Co Ltd HVM 16.6 (x1) w/ Fronius Australia Pty Ltd Primo GEN24 Plus 3.6 Fronius Australia Pty Ltd Fronius Smart Meter 63A-1 / 63A-3 | 16.56 |  |  | Shenzhen BYD Electronics Co Ltd | HVM 16.6 | 1 | Fronius Australia Pty Ltd | Primo GEN24 Plus 3.6 | BYD | 2026-10-05
2023-10-24 | HBS8720 | Shenzhen BYD Electronics Co Ltd HVM 19.3 (x1) w/ Fronius Australia Pty Ltd Primo GEN24 Plus 3.6 Fronius Australia Pty Ltd Fronius Smart Meter 63A-1 / 63A-3 | 19.32 |  |  | Shenzhen BYD Electronics Co Ltd | HVM 19.3 | 1 | Fronius Australia Pty Ltd | Primo GEN24 Plus 3.6 | BYD | 2026-10-05
2023-10-24 | HBS8721 | Shenzhen BYD Electronics Co Ltd HVS 7.7 (x2) w/ Fronius Australia Pty Ltd Primo GEN24 Plus 3.6 Fronius Australia Pty Ltd Fronius Smart Meter 63A-1 / 63A-3 | 7.68 |  |  | Shenzhen BYD Electronics Co Ltd | HVS 7.7 | 2 | Fronius Australia Pty Ltd | Primo GEN24 Plus 3.6 | BYD | 2026-10-05
2023-10-24 | HBS8722 | Shenzhen BYD Electronics Co Ltd HVM 11.0 (x2) w/ Fronius Australia Pty Ltd Primo GEN24 Plus 3.6 Fronius Australia Pty Ltd Fronius Smart Meter 63A-1 / 63A-3 | 11.04 |  |  | Shenzhen BYD Electronics Co Ltd | HVM 11.0 | 2 | Fronius Australia Pty Ltd | Primo GEN24 Plus 3.6 | BYD | 2026-10-05
2023-10-24 | HBS8723 | Shenzhen BYD Electronics Co Ltd HVM 13.8 (x2) w/ Fronius Australia Pty Ltd Primo GEN24 Plus 3.6 Fronius Australia Pty Ltd Fronius Smart Meter 63A-1 / 63A-3 | 13.8 |  |  | Shenzhen BYD Electronics Co Ltd | HVM 13.8 | 2 | Fronius Australia Pty Ltd | Primo GEN24 Plus 3.6 | BYD | 2026-10-05
2023-10-24 | HBS8724 | Shenzhen BYD Electronics Co Ltd HVM 16.6 (x2) w/ Fronius Australia Pty Ltd Primo GEN24 Plus 3.6 Fronius Australia Pty Ltd Fronius Smart Meter 63A-1 / 63A-3 | 16.56 |  |  | Shenzhen BYD Electronics Co Ltd | HVM 16.6 | 2 | Fronius Australia Pty Ltd | Primo GEN24 Plus 3.6 | BYD | 2026-10-05
2023-10-24 | HBS8725 | Shenzhen BYD Electronics Co Ltd HVM 19.3 (x2) w/ Fronius Australia Pty Ltd Primo GEN24 Plus 3.6 Fronius Australia Pty Ltd Fronius Smart Meter 63A-1 / 63A-3 | 19.32 |  |  | Shenzhen BYD Electronics Co Ltd | HVM 19.3 | 2 | Fronius Australia Pty Ltd | Primo GEN24 Plus 3.6 | BYD | 2026-10-05
2023-10-24 | HBS8726 | Shenzhen BYD Electronics Co Ltd HVS 7.7 (x3) w/ Fronius Australia Pty Ltd Primo GEN24 Plus 3.6 Fronius Australia Pty Ltd Fronius Smart Meter 63A-1 / 63A-3 | 23.04 |  |  | Shenzhen BYD Electronics Co Ltd | HVS 7.7 | 3 | Fronius Australia Pty Ltd | Primo GEN24 Plus 3.6 | BYD | 2026-10-05
2023-10-24 | HBS8727 | Shenzhen BYD Electronics Co Ltd HVM 11.0 (x3) w/ Fronius Australia Pty Ltd Primo GEN24 Plus 3.6 Fronius Australia Pty Ltd Fronius Smart Meter 63A-1 / 63A-3 | 33.12 |  |  | Shenzhen BYD Electronics Co Ltd | HVM 11.0 | 3 | Fronius Australia Pty Ltd | Primo GEN24 Plus 3.6 | BYD | 2026-10-05
2023-10-24 | HBS8728 | Shenzhen BYD Electronics Co Ltd HVM 13.8 (x3) w/ Fronius Australia Pty Ltd Primo GEN24 Plus 3.6 Fronius Australia Pty Ltd Fronius Smart Meter 63A-1 / 63A-3 | 41.4 |  |  | Shenzhen BYD Electronics Co Ltd | HVM 13.8 | 3 | Fronius Australia Pty Ltd | Primo GEN24 Plus 3.6 | BYD | 2026-10-05
2023-10-24 | HBS8729 | Shenzhen BYD Electronics Co Ltd HVM 16.6 (x3) w/ Fronius Australia Pty Ltd Primo GEN24 Plus 3.6 Fronius Australia Pty Ltd Fronius Smart Meter 63A-1 / 63A-3 | 49.68 |  |  | Shenzhen BYD Electronics Co Ltd | HVM 16.6 | 3 | Fronius Australia Pty Ltd | Primo GEN24 Plus 3.6 | BYD | 2026-10-05
2023-10-24 | HBS8730 | Shenzhen BYD Electronics Co Ltd HVM 19.3 (x3) w/ Fronius Australia Pty Ltd Primo GEN24 Plus 3.6 Fronius Australia Pty Ltd Fronius Smart Meter 63A-1 / 63A-3 | 57.96 |  |  | Shenzhen BYD Electronics Co Ltd | HVM 19.3 | 3 | Fronius Australia Pty Ltd | Primo GEN24 Plus 3.6 | BYD | 2026-10-05
2023-10-24 | HBS8731 | Shenzhen BYD Electronics Co Ltd HVS 7.7 (x1) w/ Fronius Australia Pty Ltd Primo GEN24 Plus 3.6 Fronius Australia Pty Ltd Fronius Smart Meter WR 100-600V-3 | 7.68 |  |  | Shenzhen BYD Electronics Co Ltd | HVS 7.7 | 1 | Fronius Australia Pty Ltd | Primo GEN24 Plus 3.6 | BYD | 2026-10-05
2023-10-24 | HBS8732 | Shenzhen BYD Electronics Co Ltd HVM 11.0 (x1) w/ Fronius Australia Pty Ltd Primo GEN24 Plus 3.6 Fronius Australia Pty Ltd Fronius Smart Meter WR 100-600V-3 | 11.04 |  |  | Shenzhen BYD Electronics Co Ltd | HVM 11.0 | 1 | Fronius Australia Pty Ltd | Primo GEN24 Plus 3.6 | BYD | 2026-10-05
2023-10-24 | HBS8733 | Shenzhen BYD Electronics Co Ltd HVM 13.8 (x1) w/ Fronius Australia Pty Ltd Primo GEN24 Plus 3.6 Fronius Australia Pty Ltd Fronius Smart Meter WR 100-600V-3 | 13.8 |  |  | Shenzhen BYD Electronics Co Ltd | HVM 13.8 | 1 | Fronius Australia Pty Ltd | Primo GEN24 Plus 3.6 | BYD | 2026-10-05
2023-10-24 | HBS8734 | Shenzhen BYD Electronics Co Ltd HVM 16.6 (x1) w/ Fronius Australia Pty Ltd Primo GEN24 Plus 3.6 Fronius Australia Pty Ltd Fronius Smart Meter WR 100-600V-3 | 16.56 |  |  | Shenzhen BYD Electronics Co Ltd | HVM 16.6 | 1 | Fronius Australia Pty Ltd | Primo GEN24 Plus 3.6 | BYD | 2026-10-05
2023-10-24 | HBS8735 | Shenzhen BYD Electronics Co Ltd HVM 19.3 (x1) w/ Fronius Australia Pty Ltd Primo GEN24 Plus 3.6 Fronius Australia Pty Ltd Fronius Smart Meter WR 100-600V-3 | 19.32 |  |  | Shenzhen BYD Electronics Co Ltd | HVM 19.3 | 1 | Fronius Australia Pty Ltd | Primo GEN24 Plus 3.6 | BYD | 2026-10-05
2023-10-24 | HBS8736 | Shenzhen BYD Electronics Co Ltd HVS 7.7 (x2) w/ Fronius Australia Pty Ltd Primo GEN24 Plus 3.6 Fronius Australia Pty Ltd Fronius Smart Meter WR 100-600V-3 | 15.36 |  |  | Shenzhen BYD Electronics Co Ltd | HVS 7.7 | 2 | Fronius Australia Pty Ltd | Primo GEN24 Plus 3.6 | BYD | 2026-10-05
2023-10-24 | HBS8737 | Shenzhen BYD Electronics Co Ltd HVM 11.0 (x2) w/ Fronius Australia Pty Ltd Primo GEN24 Plus 3.6 Fronius Australia Pty Ltd Fronius Smart Meter WR 100-600V-3 | 22.08 |  |  | Shenzhen BYD Electronics Co Ltd | HVM 11.0 | 2 | Fronius Australia Pty Ltd | Primo GEN24 Plus 3.6 | BYD | 2026-10-05
2023-10-24 | HBS8738 | Shenzhen BYD Electronics Co Ltd HVM 13.8 (x2) w/ Fronius Australia Pty Ltd Primo GEN24 Plus 3.6 Fronius Australia Pty Ltd Fronius Smart Meter WR 100-600V-3 | 27.6 |  |  | Shenzhen BYD Electronics Co Ltd | HVM 13.8 | 2 | Fronius Australia Pty Ltd | Primo GEN24 Plus 3.6 | BYD | 2026-10-05
2023-10-24 | HBS8739 | Shenzhen BYD Electronics Co Ltd HVM 16.6 (x2) w/ Fronius Australia Pty Ltd Primo GEN24 Plus 3.6 Fronius Australia Pty Ltd Fronius Smart Meter WR 100-600V-3 | 33.12 |  |  | Shenzhen BYD Electronics Co Ltd | HVM 16.6 | 2 | Fronius Australia Pty Ltd | Primo GEN24 Plus 3.6 | BYD | 2026-10-05
2023-10-24 | HBS8740 | Shenzhen BYD Electronics Co Ltd HVM 19.3 (x2) w/ Fronius Australia Pty Ltd Primo GEN24 Plus 3.6 Fronius Australia Pty Ltd Fronius Smart Meter WR 100-600V-3 | 38.64 |  |  | Shenzhen BYD Electronics Co Ltd | HVM 19.3 | 2 | Fronius Australia Pty Ltd | Primo GEN24 Plus 3.6 | BYD | 2026-10-05
2023-10-24 | HBS8741 | Shenzhen BYD Electronics Co Ltd HVS 7.7 (x3) w/ Fronius Australia Pty Ltd Primo GEN24 Plus 3.6 Fronius Australia Pty Ltd Fronius Smart Meter WR 100-600V-3 | 23.04 |  |  | Shenzhen BYD Electronics Co Ltd | HVS 7.7 | 3 | Fronius Australia Pty Ltd | Primo GEN24 Plus 3.6 | BYD | 2026-10-05
2023-10-24 | HBS8742 | Shenzhen BYD Electronics Co Ltd HVM 11.0 (x3) w/ Fronius Australia Pty Ltd Primo GEN24 Plus 3.6 Fronius Australia Pty Ltd Fronius Smart Meter WR 100-600V-3 | 33.12 |  |  | Shenzhen BYD Electronics Co Ltd | HVM 11.0 | 3 | Fronius Australia Pty Ltd | Primo GEN24 Plus 3.6 | BYD | 2026-10-05
2023-10-24 | HBS8743 | Shenzhen BYD Electronics Co Ltd HVM 13.8 (x3) w/ Fronius Australia Pty Ltd Primo GEN24 Plus 3.6 Fronius Australia Pty Ltd Fronius Smart Meter WR 100-600V-3 | 41.4 |  |  | Shenzhen BYD Electronics Co Ltd | HVM 13.8 | 3 | Fronius Australia Pty Ltd | Primo GEN24 Plus 3.6 | BYD | 2026-10-05
2023-10-24 | HBS8744 | Shenzhen BYD Electronics Co Ltd HVM 16.6 (x3) w/ Fronius Australia Pty Ltd Primo GEN24 Plus 3.6 Fronius Australia Pty Ltd Fronius Smart Meter WR 100-600V-3 | 49.68 |  |  | Shenzhen BYD Electronics Co Ltd | HVM 16.6 | 3 | Fronius Australia Pty Ltd | Primo GEN24 Plus 3.6 | BYD | 2026-10-05
2023-10-24 | HBS8745 | Shenzhen BYD Electronics Co Ltd HVM 19.3 (x3) w/ Fronius Australia Pty Ltd Primo GEN24 Plus 3.6 Fronius Australia Pty Ltd Fronius Smart Meter WR 100-600V-3 | 57.96 |  |  | Shenzhen BYD Electronics Co Ltd | HVM 19.3 | 3 | Fronius Australia Pty Ltd | Primo GEN24 Plus 3.6 | BYD | 2026-10-05
2023-10-24 | HBS8746 | Shenzhen BYD Electronics Co Ltd HVS 7.7 (x1) w/ Fronius Australia Pty Ltd Primo GEN24 Plus 4.0 Fronius Australia Pty Ltd Fronius Smart Meter 63A-1 / 63A-3 | 7.68 |  |  | Shenzhen BYD Electronics Co Ltd | HVS 7.7 | 1 | Fronius Australia Pty Ltd | Primo GEN24 Plus 4.0 | BYD | 2026-10-05
2023-10-24 | HBS8747 | Shenzhen BYD Electronics Co Ltd HVM 11.0 (x1) w/ Fronius Australia Pty Ltd Primo GEN24 Plus 4.0 Fronius Australia Pty Ltd Fronius Smart Meter 63A-1 / 63A-3 | 11.04 |  |  | Shenzhen BYD Electronics Co Ltd | HVM 11.0 | 1 | Fronius Australia Pty Ltd | Primo GEN24 Plus 4.0 | BYD | 2026-10-05
2023-10-24 | HBS8748 | Shenzhen BYD Electronics Co Ltd HVM 13.8 (x1) w/ Fronius Australia Pty Ltd Primo GEN24 Plus 4.0 Fronius Australia Pty Ltd Fronius Smart Meter 63A-1 / 63A-3 | 13.8 |  |  | Shenzhen BYD Electronics Co Ltd | HVM 13.8 | 1 | Fronius Australia Pty Ltd | Primo GEN24 Plus 4.0 | BYD | 2026-10-05
2023-10-24 | HBS8749 | Shenzhen BYD Electronics Co Ltd HVM 16.6 (x1) w/ Fronius Australia Pty Ltd Primo GEN24 Plus 4.0 Fronius Australia Pty Ltd Fronius Smart Meter 63A-1 / 63A-3 | 16.56 |  |  | Shenzhen BYD Electronics Co Ltd | HVM 16.6 | 1 | Fronius Australia Pty Ltd | Primo GEN24 Plus 4.0 | BYD | 2026-10-05
2023-10-24 | HBS8750 | Shenzhen BYD Electronics Co Ltd HVM 19.3 (x1) w/ Fronius Australia Pty Ltd Primo GEN24 Plus 4.0 Fronius Australia Pty Ltd Fronius Smart Meter 63A-1 / 63A-3 | 19.32 |  |  | Shenzhen BYD Electronics Co Ltd | HVM 19.3 | 1 | Fronius Australia Pty Ltd | Primo GEN24 Plus 4.0 | BYD | 2026-10-05
2023-10-24 | HBS8751 | Shenzhen BYD Electronics Co Ltd HVS 7.7 (x2) w/ Fronius Australia Pty Ltd Primo GEN24 Plus 4.0 Fronius Australia Pty Ltd Fronius Smart Meter 63A-1 / 63A-3 | 7.68 |  |  | Shenzhen BYD Electronics Co Ltd | HVS 7.7 | 2 | Fronius Australia Pty Ltd | Primo GEN24 Plus 4.0 | BYD | 2026-10-05
2023-10-24 | HBS8752 | Shenzhen BYD Electronics Co Ltd HVM 11.0 (x2) w/ Fronius Australia Pty Ltd Primo GEN24 Plus 4.0 Fronius Australia Pty Ltd Fronius Smart Meter 63A-1 / 63A-3 | 11.04 |  |  | Shenzhen BYD Electronics Co Ltd | HVM 11.0 | 2 | Fronius Australia Pty Ltd | Primo GEN24 Plus 4.0 | BYD | 2026-10-05
2023-10-24 | HBS8753 | Shenzhen BYD Electronics Co Ltd HVM 13.8 (x2) w/ Fronius Australia Pty Ltd Primo GEN24 Plus 4.0 Fronius Australia Pty Ltd Fronius Smart Meter 63A-1 / 63A-3 | 13.8 |  |  | Shenzhen BYD Electronics Co Ltd | HVM 13.8 | 2 | Fronius Australia Pty Ltd | Primo GEN24 Plus 4.0 | BYD | 2026-10-05
2023-10-24 | HBS8754 | Shenzhen BYD Electronics Co Ltd HVM 16.6 (x2) w/ Fronius Australia Pty Ltd Primo GEN24 Plus 4.0 Fronius Australia Pty Ltd Fronius Smart Meter 63A-1 / 63A-3 | 16.56 |  |  | Shenzhen BYD Electronics Co Ltd | HVM 16.6 | 2 | Fronius Australia Pty Ltd | Primo GEN24 Plus 4.0 | BYD | 2026-10-05
2023-10-24 | HBS8755 | Shenzhen BYD Electronics Co Ltd HVM 19.3 (x2) w/ Fronius Australia Pty Ltd Primo GEN24 Plus 4.0 Fronius Australia Pty Ltd Fronius Smart Meter 63A-1 / 63A-3 | 19.32 |  |  | Shenzhen BYD Electronics Co Ltd | HVM 19.3 | 2 | Fronius Australia Pty Ltd | Primo GEN24 Plus 4.0 | BYD | 2026-10-05
2023-10-24 | HBS8756 | Shenzhen BYD Electronics Co Ltd HVS 7.7 (x3) w/ Fronius Australia Pty Ltd Primo GEN24 Plus 4.0 Fronius Australia Pty Ltd Fronius Smart Meter 63A-1 / 63A-3 | 23.04 |  |  | Shenzhen BYD Electronics Co Ltd | HVS 7.7 | 3 | Fronius Australia Pty Ltd | Primo GEN24 Plus 4.0 | BYD | 2026-10-05
2023-10-24 | HBS8757 | Shenzhen BYD Electronics Co Ltd HVM 11.0 (x3) w/ Fronius Australia Pty Ltd Primo GEN24 Plus 4.0 Fronius Australia Pty Ltd Fronius Smart Meter 63A-1 / 63A-3 | 33.12 |  |  | Shenzhen BYD Electronics Co Ltd | HVM 11.0 | 3 | Fronius Australia Pty Ltd | Primo GEN24 Plus 4.0 | BYD | 2026-10-05
2023-10-24 | HBS8758 | Shenzhen BYD Electronics Co Ltd HVM 13.8 (x3) w/ Fronius Australia Pty Ltd Primo GEN24 Plus 4.0 Fronius Australia Pty Ltd Fronius Smart Meter 63A-1 / 63A-3 | 41.4 |  |  | Shenzhen BYD Electronics Co Ltd | HVM 13.8 | 3 | Fronius Australia Pty Ltd | Primo GEN24 Plus 4.0 | BYD | 2026-10-05
2023-10-24 | HBS8759 | Shenzhen BYD Electronics Co Ltd HVM 16.6 (x3) w/ Fronius Australia Pty Ltd Primo GEN24 Plus 4.0 Fronius Australia Pty Ltd Fronius Smart Meter 63A-1 / 63A-3 | 49.68 |  |  | Shenzhen BYD Electronics Co Ltd | HVM 16.6 | 3 | Fronius Australia Pty Ltd | Primo GEN24 Plus 4.0 | BYD | 2026-10-05
2023-10-24 | HBS8760 | Shenzhen BYD Electronics Co Ltd HVM 19.3 (x3) w/ Fronius Australia Pty Ltd Primo GEN24 Plus 4.0 Fronius Australia Pty Ltd Fronius Smart Meter 63A-1 / 63A-3 | 57.96 |  |  | Shenzhen BYD Electronics Co Ltd | HVM 19.3 | 3 | Fronius Australia Pty Ltd | Primo GEN24 Plus 4.0 | BYD | 2026-10-05
2023-10-24 | HBS8761 | Shenzhen BYD Electronics Co Ltd HVS 7.7 (x1) w/ Fronius Australia Pty Ltd Primo GEN24 Plus 4.0 Fronius Australia Pty Ltd Fronius Smart Meter WR 100-600V-3 | 7.68 |  |  | Shenzhen BYD Electronics Co Ltd | HVS 7.7 | 1 | Fronius Australia Pty Ltd | Primo GEN24 Plus 4.0 | BYD | 2026-10-05
2023-10-24 | HBS8762 | Shenzhen BYD Electronics Co Ltd HVM 11.0 (x1) w/ Fronius Australia Pty Ltd Primo GEN24 Plus 4.0 Fronius Australia Pty Ltd Fronius Smart Meter WR 100-600V-3 | 11.04 |  |  | Shenzhen BYD Electronics Co Ltd | HVM 11.0 | 1 | Fronius Australia Pty Ltd | Primo GEN24 Plus 4.0 | BYD | 2026-10-05
2023-10-24 | HBS8763 | Shenzhen BYD Electronics Co Ltd HVM 13.8 (x1) w/ Fronius Australia Pty Ltd Primo GEN24 Plus 4.0 Fronius Australia Pty Ltd Fronius Smart Meter WR 100-600V-3 | 13.8 |  |  | Shenzhen BYD Electronics Co Ltd | HVM 13.8 | 1 | Fronius Australia Pty Ltd | Primo GEN24 Plus 4.0 | BYD | 2026-10-05
2023-10-24 | HBS8764 | Shenzhen BYD Electronics Co Ltd HVM 16.6 (x1) w/ Fronius Australia Pty Ltd Primo GEN24 Plus 4.0 Fronius Australia Pty Ltd Fronius Smart Meter WR 100-600V-3 | 16.56 |  |  | Shenzhen BYD Electronics Co Ltd | HVM 16.6 | 1 | Fronius Australia Pty Ltd | Primo GEN24 Plus 4.0 | BYD | 2026-10-05
2023-10-24 | HBS8765 | Shenzhen BYD Electronics Co Ltd HVM 19.3 (x1) w/ Fronius Australia Pty Ltd Primo GEN24 Plus 4.0 Fronius Australia Pty Ltd Fronius Smart Meter WR 100-600V-3 | 19.32 |  |  | Shenzhen BYD Electronics Co Ltd | HVM 19.3 | 1 | Fronius Australia Pty Ltd | Primo GEN24 Plus 4.0 | BYD | 2026-10-05
2023-10-24 | HBS8766 | Shenzhen BYD Electronics Co Ltd HVS 7.7 (x2) w/ Fronius Australia Pty Ltd Primo GEN24 Plus 4.0 Fronius Australia Pty Ltd Fronius Smart Meter WR 100-600V-3 | 15.36 |  |  | Shenzhen BYD Electronics Co Ltd | HVS 7.7 | 2 | Fronius Australia Pty Ltd | Primo GEN24 Plus 4.0 | BYD | 2026-10-05
2023-10-24 | HBS8767 | Shenzhen BYD Electronics Co Ltd HVM 11.0 (x2) w/ Fronius Australia Pty Ltd Primo GEN24 Plus 4.0 Fronius Australia Pty Ltd Fronius Smart Meter WR 100-600V-3 | 22.08 |  |  | Shenzhen BYD Electronics Co Ltd | HVM 11.0 | 2 | Fronius Australia Pty Ltd | Primo GEN24 Plus 4.0 | BYD | 2026-10-05
2023-10-24 | HBS8768 | Shenzhen BYD Electronics Co Ltd HVM 13.8 (x2) w/ Fronius Australia Pty Ltd Primo GEN24 Plus 4.0 Fronius Australia Pty Ltd Fronius Smart Meter WR 100-600V-3 | 27.6 |  |  | Shenzhen BYD Electronics Co Ltd | HVM 13.8 | 2 | Fronius Australia Pty Ltd | Primo GEN24 Plus 4.0 | BYD | 2026-10-05
2023-10-24 | HBS8769 | Shenzhen BYD Electronics Co Ltd HVM 16.6 (x2) w/ Fronius Australia Pty Ltd Primo GEN24 Plus 4.0 Fronius Australia Pty Ltd Fronius Smart Meter WR 100-600V-3 | 33.12 |  |  | Shenzhen BYD Electronics Co Ltd | HVM 16.6 | 2 | Fronius Australia Pty Ltd | Primo GEN24 Plus 4.0 | BYD | 2026-10-05
2023-10-24 | HBS8770 | Shenzhen BYD Electronics Co Ltd HVM 19.3 (x2) w/ Fronius Australia Pty Ltd Primo GEN24 Plus 4.0 Fronius Australia Pty Ltd Fronius Smart Meter WR 100-600V-3 | 38.64 |  |  | Shenzhen BYD Electronics Co Ltd | HVM 19.3 | 2 | Fronius Australia Pty Ltd | Primo GEN24 Plus 4.0 | BYD | 2026-10-05
2023-10-24 | HBS8771 | Shenzhen BYD Electronics Co Ltd HVS 7.7 (x3) w/ Fronius Australia Pty Ltd Primo GEN24 Plus 4.0 Fronius Australia Pty Ltd Fronius Smart Meter WR 100-600V-3 | 23.04 |  |  | Shenzhen BYD Electronics Co Ltd | HVS 7.7 | 3 | Fronius Australia Pty Ltd | Primo GEN24 Plus 4.0 | BYD | 2026-10-05
2023-10-24 | HBS8772 | Shenzhen BYD Electronics Co Ltd HVM 11.0 (x3) w/ Fronius Australia Pty Ltd Primo GEN24 Plus 4.0 Fronius Australia Pty Ltd Fronius Smart Meter WR 100-600V-3 | 33.12 |  |  | Shenzhen BYD Electronics Co Ltd | HVM 11.0 | 3 | Fronius Australia Pty Ltd | Primo GEN24 Plus 4.0 | BYD | 2026-10-05
2023-10-24 | HBS8773 | Shenzhen BYD Electronics Co Ltd HVM 13.8 (x3) w/ Fronius Australia Pty Ltd Primo GEN24 Plus 4.0 Fronius Australia Pty Ltd Fronius Smart Meter WR 100-600V-3 | 41.4 |  |  | Shenzhen BYD Electronics Co Ltd | HVM 13.8 | 3 | Fronius Australia Pty Ltd | Primo GEN24 Plus 4.0 | BYD | 2026-10-05
2023-10-24 | HBS8774 | Shenzhen BYD Electronics Co Ltd HVM 16.6 (x3) w/ Fronius Australia Pty Ltd Primo GEN24 Plus 4.0 Fronius Australia Pty Ltd Fronius Smart Meter WR 100-600V-3 | 49.68 |  |  | Shenzhen BYD Electronics Co Ltd | HVM 16.6 | 3 | Fronius Australia Pty Ltd | Primo GEN24 Plus 4.0 | BYD | 2026-10-05
2023-10-24 | HBS8775 | Shenzhen BYD Electronics Co Ltd HVM 19.3 (x3) w/ Fronius Australia Pty Ltd Primo GEN24 Plus 4.0 Fronius Australia Pty Ltd Fronius Smart Meter WR 100-600V-3 | 57.96 |  |  | Shenzhen BYD Electronics Co Ltd | HVM 19.3 | 3 | Fronius Australia Pty Ltd | Primo GEN24 Plus 4.0 | BYD | 2026-10-05
2023-10-24 | HBS8776 | Shenzhen BYD Electronics Co Ltd HVS 7.7 (x1) w/ Fronius Australia Pty Ltd Primo GEN24 Plus 4.6 Fronius Australia Pty Ltd Fronius Smart Meter 63A-1 / 63A-3 | 7.68 |  |  | Shenzhen BYD Electronics Co Ltd | HVS 7.7 | 1 | Fronius Australia Pty Ltd | Primo GEN24 Plus 4.6 | BYD | 2026-10-05
2023-10-24 | HBS8777 | Shenzhen BYD Electronics Co Ltd HVM 11.0 (x1) w/ Fronius Australia Pty Ltd Primo GEN24 Plus 4.6 Fronius Australia Pty Ltd Fronius Smart Meter 63A-1 / 63A-3 | 11.04 |  |  | Shenzhen BYD Electronics Co Ltd | HVM 11.0 | 1 | Fronius Australia Pty Ltd | Primo GEN24 Plus 4.6 | BYD | 2026-10-05
2023-10-24 | HBS8778 | Shenzhen BYD Electronics Co Ltd HVM 13.8 (x1) w/ Fronius Australia Pty Ltd Primo GEN24 Plus 4.6 Fronius Australia Pty Ltd Fronius Smart Meter 63A-1 / 63A-3 | 13.8 |  |  | Shenzhen BYD Electronics Co Ltd | HVM 13.8 | 1 | Fronius Australia Pty Ltd | Primo GEN24 Plus 4.6 | BYD | 2026-10-05
2023-10-24 | HBS8779 | Shenzhen BYD Electronics Co Ltd HVM 16.6 (x1) w/ Fronius Australia Pty Ltd Primo GEN24 Plus 4.6 Fronius Australia Pty Ltd Fronius Smart Meter 63A-1 / 63A-3 | 16.56 |  |  | Shenzhen BYD Electronics Co Ltd | HVM 16.6 | 1 | Fronius Australia Pty Ltd | Primo GEN24 Plus 4.6 | BYD | 2026-10-05
2023-10-24 | HBS8780 | Shenzhen BYD Electronics Co Ltd HVM 19.3 (x1) w/ Fronius Australia Pty Ltd Primo GEN24 Plus 4.6 Fronius Australia Pty Ltd Fronius Smart Meter 63A-1 / 63A-3 | 19.32 |  |  | Shenzhen BYD Electronics Co Ltd | HVM 19.3 | 1 | Fronius Australia Pty Ltd | Primo GEN24 Plus 4.6 | BYD | 2026-10-05
2023-10-24 | HBS8781 | Shenzhen BYD Electronics Co Ltd HVS 7.7 (x2) w/ Fronius Australia Pty Ltd Primo GEN24 Plus 4.6 Fronius Australia Pty Ltd Fronius Smart Meter 63A-1 / 63A-3 | 7.68 |  |  | Shenzhen BYD Electronics Co Ltd | HVS 7.7 | 2 | Fronius Australia Pty Ltd | Primo GEN24 Plus 4.6 | BYD | 2026-10-05
2023-10-24 | HBS8782 | Shenzhen BYD Electronics Co Ltd HVM 11.0 (x2) w/ Fronius Australia Pty Ltd Primo GEN24 Plus 4.6 Fronius Australia Pty Ltd Fronius Smart Meter 63A-1 / 63A-3 | 11.04 |  |  | Shenzhen BYD Electronics Co Ltd | HVM 11.0 | 2 | Fronius Australia Pty Ltd | Primo GEN24 Plus 4.6 | BYD | 2026-10-05
2023-10-24 | HBS8783 | Shenzhen BYD Electronics Co Ltd HVM 13.8 (x2) w/ Fronius Australia Pty Ltd Primo GEN24 Plus 4.6 Fronius Australia Pty Ltd Fronius Smart Meter 63A-1 / 63A-3 | 13.8 |  |  | Shenzhen BYD Electronics Co Ltd | HVM 13.8 | 2 | Fronius Australia Pty Ltd | Primo GEN24 Plus 4.6 | BYD | 2026-10-05
2023-10-24 | HBS8784 | Shenzhen BYD Electronics Co Ltd HVM 16.6 (x2) w/ Fronius Australia Pty Ltd Primo GEN24 Plus 4.6 Fronius Australia Pty Ltd Fronius Smart Meter 63A-1 / 63A-3 | 16.56 |  |  | Shenzhen BYD Electronics Co Ltd | HVM 16.6 | 2 | Fronius Australia Pty Ltd | Primo GEN24 Plus 4.6 | BYD | 2026-10-05
2023-10-24 | HBS8785 | Shenzhen BYD Electronics Co Ltd HVM 19.3 (x2) w/ Fronius Australia Pty Ltd Primo GEN24 Plus 4.6 Fronius Australia Pty Ltd Fronius Smart Meter 63A-1 / 63A-3 | 19.32 |  |  | Shenzhen BYD Electronics Co Ltd | HVM 19.3 | 2 | Fronius Australia Pty Ltd | Primo GEN24 Plus 4.6 | BYD | 2026-10-05
2023-10-24 | HBS8786 | Shenzhen BYD Electronics Co Ltd HVS 7.7 (x3) w/ Fronius Australia Pty Ltd Primo GEN24 Plus 4.6 Fronius Australia Pty Ltd Fronius Smart Meter 63A-1 / 63A-3 | 23.04 |  |  | Shenzhen BYD Electronics Co Ltd | HVS 7.7 | 3 | Fronius Australia Pty Ltd | Primo GEN24 Plus 4.6 | BYD | 2026-10-05
2023-10-24 | HBS8787 | Shenzhen BYD Electronics Co Ltd HVM 11.0 (x3) w/ Fronius Australia Pty Ltd Primo GEN24 Plus 4.6 Fronius Australia Pty Ltd Fronius Smart Meter 63A-1 / 63A-3 | 33.12 |  |  | Shenzhen BYD Electronics Co Ltd | HVM 11.0 | 3 | Fronius Australia Pty Ltd | Primo GEN24 Plus 4.6 | BYD | 2026-10-05
2023-10-24 | HBS8788 | Shenzhen BYD Electronics Co Ltd HVM 13.8 (x3) w/ Fronius Australia Pty Ltd Primo GEN24 Plus 4.6 Fronius Australia Pty Ltd Fronius Smart Meter 63A-1 / 63A-3 | 41.4 |  |  | Shenzhen BYD Electronics Co Ltd | HVM 13.8 | 3 | Fronius Australia Pty Ltd | Primo GEN24 Plus 4.6 | BYD | 2026-10-05
2023-10-24 | HBS8789 | Shenzhen BYD Electronics Co Ltd HVM 16.6 (x3) w/ Fronius Australia Pty Ltd Primo GEN24 Plus 4.6 Fronius Australia Pty Ltd Fronius Smart Meter 63A-1 / 63A-3 | 49.68 |  |  | Shenzhen BYD Electronics Co Ltd | HVM 16.6 | 3 | Fronius Australia Pty Ltd | Primo GEN24 Plus 4.6 | BYD | 2026-10-05
2023-10-24 | HBS8790 | Shenzhen BYD Electronics Co Ltd HVM 19.3 (x3) w/ Fronius Australia Pty Ltd Primo GEN24 Plus 4.6 Fronius Australia Pty Ltd Fronius Smart Meter 63A-1 / 63A-3 | 57.96 |  |  | Shenzhen BYD Electronics Co Ltd | HVM 19.3 | 3 | Fronius Australia Pty Ltd | Primo GEN24 Plus 4.6 | BYD | 2026-10-05
2023-10-24 | HBS8791 | Shenzhen BYD Electronics Co Ltd HVS 7.7 (x1) w/ Fronius Australia Pty Ltd Primo GEN24 Plus 4.6 Fronius Australia Pty Ltd Fronius Smart Meter WR 100-600V-3 | 7.68 |  |  | Shenzhen BYD Electronics Co Ltd | HVS 7.7 | 1 | Fronius Australia Pty Ltd | Primo GEN24 Plus 4.6 | BYD | 2026-10-05
2023-10-24 | HBS8792 | Shenzhen BYD Electronics Co Ltd HVM 11.0 (x1) w/ Fronius Australia Pty Ltd Primo GEN24 Plus 4.6 Fronius Australia Pty Ltd Fronius Smart Meter WR 100-600V-3 | 11.04 |  |  | Shenzhen BYD Electronics Co Ltd | HVM 11.0 | 1 | Fronius Australia Pty Ltd | Primo GEN24 Plus 4.6 | BYD | 2026-10-05
2023-10-24 | HBS8793 | Shenzhen BYD Electronics Co Ltd HVM 13.8 (x1) w/ Fronius Australia Pty Ltd Primo GEN24 Plus 4.6 Fronius Australia Pty Ltd Fronius Smart Meter WR 100-600V-3 | 13.8 |  |  | Shenzhen BYD Electronics Co Ltd | HVM 13.8 | 1 | Fronius Australia Pty Ltd | Primo GEN24 Plus 4.6 | BYD | 2026-10-05
2023-10-24 | HBS8794 | Shenzhen BYD Electronics Co Ltd HVM 16.6 (x1) w/ Fronius Australia Pty Ltd Primo GEN24 Plus 4.6 Fronius Australia Pty Ltd Fronius Smart Meter WR 100-600V-3 | 16.56 |  |  | Shenzhen BYD Electronics Co Ltd | HVM 16.6 | 1 | Fronius Australia Pty Ltd | Primo GEN24 Plus 4.6 | BYD | 2026-10-05
2023-10-24 | HBS8795 | Shenzhen BYD Electronics Co Ltd HVM 19.3 (x1) w/ Fronius Australia Pty Ltd Primo GEN24 Plus 4.6 Fronius Australia Pty Ltd Fronius Smart Meter WR 100-600V-3 | 19.32 |  |  | Shenzhen BYD Electronics Co Ltd | HVM 19.3 | 1 | Fronius Australia Pty Ltd | Primo GEN24 Plus 4.6 | BYD | 2026-10-05
2023-10-24 | HBS8796 | Shenzhen BYD Electronics Co Ltd HVS 7.7 (x2) w/ Fronius Australia Pty Ltd Primo GEN24 Plus 4.6 Fronius Australia Pty Ltd Fronius Smart Meter WR 100-600V-3 | 15.36 |  |  | Shenzhen BYD Electronics Co Ltd | HVS 7.7 | 2 | Fronius Australia Pty Ltd | Primo GEN24 Plus 4.6 | BYD | 2026-10-05
2023-10-24 | HBS8797 | Shenzhen BYD Electronics Co Ltd HVM 11.0 (x2) w/ Fronius Australia Pty Ltd Primo GEN24 Plus 4.6 Fronius Australia Pty Ltd Fronius Smart Meter WR 100-600V-3 | 22.08 |  |  | Shenzhen BYD Electronics Co Ltd | HVM 11.0 | 2 | Fronius Australia Pty Ltd | Primo GEN24 Plus 4.6 | BYD | 2026-10-05
2023-10-24 | HBS8798 | Shenzhen BYD Electronics Co Ltd HVM 13.8 (x2) w/ Fronius Australia Pty Ltd Primo GEN24 Plus 4.6 Fronius Australia Pty Ltd Fronius Smart Meter WR 100-600V-3 | 27.6 |  |  | Shenzhen BYD Electronics Co Ltd | HVM 13.8 | 2 | Fronius Australia Pty Ltd | Primo GEN24 Plus 4.6 | BYD | 2026-10-05
2023-10-24 | HBS8799 | Shenzhen BYD Electronics Co Ltd HVM 16.6 (x2) w/ Fronius Australia Pty Ltd Primo GEN24 Plus 4.6 Fronius Australia Pty Ltd Fronius Smart Meter WR 100-600V-3 | 33.12 |  |  | Shenzhen BYD Electronics Co Ltd | HVM 16.6 | 2 | Fronius Australia Pty Ltd | Primo GEN24 Plus 4.6 | BYD | 2026-10-05
2023-10-24 | HBS8800 | Shenzhen BYD Electronics Co Ltd HVM 19.3 (x2) w/ Fronius Australia Pty Ltd Primo GEN24 Plus 4.6 Fronius Australia Pty Ltd Fronius Smart Meter WR 100-600V-3 | 38.64 |  |  | Shenzhen BYD Electronics Co Ltd | HVM 19.3 | 2 | Fronius Australia Pty Ltd | Primo GEN24 Plus 4.6 | BYD | 2026-10-05
2023-10-24 | HBS8801 | Shenzhen BYD Electronics Co Ltd HVS 7.7 (x3) w/ Fronius Australia Pty Ltd Primo GEN24 Plus 4.6 Fronius Australia Pty Ltd Fronius Smart Meter WR 100-600V-3 | 23.04 |  |  | Shenzhen BYD Electronics Co Ltd | HVS 7.7 | 3 | Fronius Australia Pty Ltd | Primo GEN24 Plus 4.6 | BYD | 2026-10-05
2023-10-24 | HBS8802 | Shenzhen BYD Electronics Co Ltd HVM 11.0 (x3) w/ Fronius Australia Pty Ltd Primo GEN24 Plus 4.6 Fronius Australia Pty Ltd Fronius Smart Meter WR 100-600V-3 | 33.12 |  |  | Shenzhen BYD Electronics Co Ltd | HVM 11.0 | 3 | Fronius Australia Pty Ltd | Primo GEN24 Plus 4.6 | BYD | 2026-10-05
2023-10-24 | HBS8803 | Shenzhen BYD Electronics Co Ltd HVM 13.8 (x3) w/ Fronius Australia Pty Ltd Primo GEN24 Plus 4.6 Fronius Australia Pty Ltd Fronius Smart Meter WR 100-600V-3 | 41.4 |  |  | Shenzhen BYD Electronics Co Ltd | HVM 13.8 | 3 | Fronius Australia Pty Ltd | Primo GEN24 Plus 4.6 | BYD | 2026-10-05
2023-10-24 | HBS8804 | Shenzhen BYD Electronics Co Ltd HVM 16.6 (x3) w/ Fronius Australia Pty Ltd Primo GEN24 Plus 4.6 Fronius Australia Pty Ltd Fronius Smart Meter WR 100-600V-3 | 49.68 |  |  | Shenzhen BYD Electronics Co Ltd | HVM 16.6 | 3 | Fronius Australia Pty Ltd | Primo GEN24 Plus 4.6 | BYD | 2026-10-05
2023-10-24 | HBS8805 | Shenzhen BYD Electronics Co Ltd HVM 19.3 (x3) w/ Fronius Australia Pty Ltd Primo GEN24 Plus 4.6 Fronius Australia Pty Ltd Fronius Smart Meter WR 100-600V-3 | 57.96 |  |  | Shenzhen BYD Electronics Co Ltd | HVM 19.3 | 3 | Fronius Australia Pty Ltd | Primo GEN24 Plus 4.6 | BYD | 2026-10-05
2023-10-24 | HBS8806 | Shenzhen BYD Electronics Co Ltd HVS 7.7 (x1) w/ Fronius Australia Pty Ltd Primo GEN24 Plus 5.0 Fronius Australia Pty Ltd Fronius Smart Meter 63A-1 / 63A-3 | 7.68 |  |  | Shenzhen BYD Electronics Co Ltd | HVS 7.7 | 1 | Fronius Australia Pty Ltd | Primo GEN24 Plus 5.0 | BYD | 2026-10-05
2023-10-24 | HBS8807 | Shenzhen BYD Electronics Co Ltd HVM 11.0 (x1) w/ Fronius Australia Pty Ltd Primo GEN24 Plus 5.0 Fronius Australia Pty Ltd Fronius Smart Meter 63A-1 / 63A-3 | 11.04 |  |  | Shenzhen BYD Electronics Co Ltd | HVM 11.0 | 1 | Fronius Australia Pty Ltd | Primo GEN24 Plus 5.0 | BYD | 2026-10-05
2023-10-24 | HBS8808 | Shenzhen BYD Electronics Co Ltd HVM 13.8 (x1) w/ Fronius Australia Pty Ltd Primo GEN24 Plus 5.0 Fronius Australia Pty Ltd Fronius Smart Meter 63A-1 / 63A-3 | 13.8 |  |  | Shenzhen BYD Electronics Co Ltd | HVM 13.8 | 1 | Fronius Australia Pty Ltd | Primo GEN24 Plus 5.0 | BYD | 2026-10-05
2023-10-24 | HBS8809 | Shenzhen BYD Electronics Co Ltd HVM 16.6 (x1) w/ Fronius Australia Pty Ltd Primo GEN24 Plus 5.0 Fronius Australia Pty Ltd Fronius Smart Meter 63A-1 / 63A-3 | 16.56 |  |  | Shenzhen BYD Electronics Co Ltd | HVM 16.6 | 1 | Fronius Australia Pty Ltd | Primo GEN24 Plus 5.0 | BYD | 2026-10-05
2023-10-24 | HBS8810 | Shenzhen BYD Electronics Co Ltd HVM 19.3 (x1) w/ Fronius Australia Pty Ltd Primo GEN24 Plus 5.0 Fronius Australia Pty Ltd Fronius Smart Meter 63A-1 / 63A-3 | 19.32 |  |  | Shenzhen BYD Electronics Co Ltd | HVM 19.3 | 1 | Fronius Australia Pty Ltd | Primo GEN24 Plus 5.0 | BYD | 2026-10-05
2023-10-24 | HBS8811 | Shenzhen BYD Electronics Co Ltd HVS 7.7 (x2) w/ Fronius Australia Pty Ltd Primo GEN24 Plus 5.0 Fronius Australia Pty Ltd Fronius Smart Meter 63A-1 / 63A-3 | 7.68 |  |  | Shenzhen BYD Electronics Co Ltd | HVS 7.7 | 2 | Fronius Australia Pty Ltd | Primo GEN24 Plus 5.0 | BYD | 2026-10-05
2023-10-24 | HBS8812 | Shenzhen BYD Electronics Co Ltd HVM 11.0 (x2) w/ Fronius Australia Pty Ltd Primo GEN24 Plus 5.0 Fronius Australia Pty Ltd Fronius Smart Meter 63A-1 / 63A-3 | 11.04 |  |  | Shenzhen BYD Electronics Co Ltd | HVM 11.0 | 2 | Fronius Australia Pty Ltd | Primo GEN24 Plus 5.0 | BYD | 2026-10-05
2023-10-24 | HBS8813 | Shenzhen BYD Electronics Co Ltd HVM 13.8 (x2) w/ Fronius Australia Pty Ltd Primo GEN24 Plus 5.0 Fronius Australia Pty Ltd Fronius Smart Meter 63A-1 / 63A-3 | 13.8 |  |  | Shenzhen BYD Electronics Co Ltd | HVM 13.8 | 2 | Fronius Australia Pty Ltd | Primo GEN24 Plus 5.0 | BYD | 2026-10-05
2023-10-24 | HBS8814 | Shenzhen BYD Electronics Co Ltd HVM 16.6 (x2) w/ Fronius Australia Pty Ltd Primo GEN24 Plus 5.0 Fronius Australia Pty Ltd Fronius Smart Meter 63A-1 / 63A-3 | 16.56 |  |  | Shenzhen BYD Electronics Co Ltd | HVM 16.6 | 2 | Fronius Australia Pty Ltd | Primo GEN24 Plus 5.0 | BYD | 2026-10-05
2023-10-24 | HBS8815 | Shenzhen BYD Electronics Co Ltd HVM 19.3 (x2) w/ Fronius Australia Pty Ltd Primo GEN24 Plus 5.0 Fronius Australia Pty Ltd Fronius Smart Meter 63A-1 / 63A-3 | 19.32 |  |  | Shenzhen BYD Electronics Co Ltd | HVM 19.3 | 2 | Fronius Australia Pty Ltd | Primo GEN24 Plus 5.0 | BYD | 2026-10-05
2023-10-24 | HBS8816 | Shenzhen BYD Electronics Co Ltd HVS 7.7 (x3) w/ Fronius Australia Pty Ltd Primo GEN24 Plus 5.0 Fronius Australia Pty Ltd Fronius Smart Meter 63A-1 / 63A-3 | 23.04 |  |  | Shenzhen BYD Electronics Co Ltd | HVS 7.7 | 3 | Fronius Australia Pty Ltd | Primo GEN24 Plus 5.0 | BYD | 2026-10-05
2023-10-24 | HBS8817 | Shenzhen BYD Electronics Co Ltd HVM 11.0 (x3) w/ Fronius Australia Pty Ltd Primo GEN24 Plus 5.0 Fronius Australia Pty Ltd Fronius Smart Meter 63A-1 / 63A-3 | 33.12 |  |  | Shenzhen BYD Electronics Co Ltd | HVM 11.0 | 3 | Fronius Australia Pty Ltd | Primo GEN24 Plus 5.0 | BYD | 2026-10-05
2023-10-24 | HBS8818 | Shenzhen BYD Electronics Co Ltd HVM 13.8 (x3) w/ Fronius Australia Pty Ltd Primo GEN24 Plus 5.0 Fronius Australia Pty Ltd Fronius Smart Meter 63A-1 / 63A-3 | 41.4 |  |  | Shenzhen BYD Electronics Co Ltd | HVM 13.8 | 3 | Fronius Australia Pty Ltd | Primo GEN24 Plus 5.0 | BYD | 2026-10-05
2023-10-24 | HBS8819 | Shenzhen BYD Electronics Co Ltd HVM 16.6 (x3) w/ Fronius Australia Pty Ltd Primo GEN24 Plus 5.0 Fronius Australia Pty Ltd Fronius Smart Meter 63A-1 / 63A-3 | 49.68 |  |  | Shenzhen BYD Electronics Co Ltd | HVM 16.6 | 3 | Fronius Australia Pty Ltd | Primo GEN24 Plus 5.0 | BYD | 2026-10-05
2023-10-24 | HBS8820 | Shenzhen BYD Electronics Co Ltd HVM 19.3 (x3) w/ Fronius Australia Pty Ltd Primo GEN24 Plus 5.0 Fronius Australia Pty Ltd Fronius Smart Meter 63A-1 / 63A-3 | 57.96 |  |  | Shenzhen BYD Electronics Co Ltd | HVM 19.3 | 3 | Fronius Australia Pty Ltd | Primo GEN24 Plus 5.0 | BYD | 2026-10-05
2023-10-24 | HBS8821 | Shenzhen BYD Electronics Co Ltd HVS 7.7 (x1) w/ Fronius Australia Pty Ltd Primo GEN24 Plus 5.0 Fronius Australia Pty Ltd Fronius Smart Meter WR 100-600V-3 | 7.68 |  |  | Shenzhen BYD Electronics Co Ltd | HVS 7.7 | 1 | Fronius Australia Pty Ltd | Primo GEN24 Plus 5.0 | BYD | 2026-10-05
2023-10-24 | HBS8822 | Shenzhen BYD Electronics Co Ltd HVM 11.0 (x1) w/ Fronius Australia Pty Ltd Primo GEN24 Plus 5.0 Fronius Australia Pty Ltd Fronius Smart Meter WR 100-600V-3 | 11.04 |  |  | Shenzhen BYD Electronics Co Ltd | HVM 11.0 | 1 | Fronius Australia Pty Ltd | Primo GEN24 Plus 5.0 | BYD | 2026-10-05
2023-10-24 | HBS8823 | Shenzhen BYD Electronics Co Ltd HVM 13.8 (x1) w/ Fronius Australia Pty Ltd Primo GEN24 Plus 5.0 Fronius Australia Pty Ltd Fronius Smart Meter WR 100-600V-3 | 13.8 |  |  | Shenzhen BYD Electronics Co Ltd | HVM 13.8 | 1 | Fronius Australia Pty Ltd | Primo GEN24 Plus 5.0 | BYD | 2026-10-05
2023-10-24 | HBS8824 | Shenzhen BYD Electronics Co Ltd HVM 16.6 (x1) w/ Fronius Australia Pty Ltd Primo GEN24 Plus 5.0 Fronius Australia Pty Ltd Fronius Smart Meter WR 100-600V-3 | 16.56 |  |  | Shenzhen BYD Electronics Co Ltd | HVM 16.6 | 1 | Fronius Australia Pty Ltd | Primo GEN24 Plus 5.0 | BYD | 2026-10-05
2023-10-24 | HBS8825 | Shenzhen BYD Electronics Co Ltd HVM 19.3 (x1) w/ Fronius Australia Pty Ltd Primo GEN24 Plus 5.0 Fronius Australia Pty Ltd Fronius Smart Meter WR 100-600V-3 | 19.32 |  |  | Shenzhen BYD Electronics Co Ltd | HVM 19.3 | 1 | Fronius Australia Pty Ltd | Primo GEN24 Plus 5.0 | BYD | 2026-10-05
2023-10-24 | HBS8826 | Shenzhen BYD Electronics Co Ltd HVS 7.7 (x2) w/ Fronius Australia Pty Ltd Primo GEN24 Plus 5.0 Fronius Australia Pty Ltd Fronius Smart Meter WR 100-600V-3 | 15.36 |  |  | Shenzhen BYD Electronics Co Ltd | HVS 7.7 | 2 | Fronius Australia Pty Ltd | Primo GEN24 Plus 5.0 | BYD | 2026-10-05
2023-10-24 | HBS8827 | Shenzhen BYD Electronics Co Ltd HVM 11.0 (x2) w/ Fronius Australia Pty Ltd Primo GEN24 Plus 5.0 Fronius Australia Pty Ltd Fronius Smart Meter WR 100-600V-3 | 22.08 |  |  | Shenzhen BYD Electronics Co Ltd | HVM 11.0 | 2 | Fronius Australia Pty Ltd | Primo GEN24 Plus 5.0 | BYD | 2026-10-05
2023-10-24 | HBS8828 | Shenzhen BYD Electronics Co Ltd HVM 13.8 (x2) w/ Fronius Australia Pty Ltd Primo GEN24 Plus 5.0 Fronius Australia Pty Ltd Fronius Smart Meter WR 100-600V-3 | 27.6 |  |  | Shenzhen BYD Electronics Co Ltd | HVM 13.8 | 2 | Fronius Australia Pty Ltd | Primo GEN24 Plus 5.0 | BYD | 2026-10-05
2023-10-24 | HBS8829 | Shenzhen BYD Electronics Co Ltd HVM 16.6 (x2) w/ Fronius Australia Pty Ltd Primo GEN24 Plus 5.0 Fronius Australia Pty Ltd Fronius Smart Meter WR 100-600V-3 | 33.12 |  |  | Shenzhen BYD Electronics Co Ltd | HVM 16.6 | 2 | Fronius Australia Pty Ltd | Primo GEN24 Plus 5.0 | BYD | 2026-10-05
2023-10-24 | HBS8830 | Shenzhen BYD Electronics Co Ltd HVM 19.3 (x2) w/ Fronius Australia Pty Ltd Primo GEN24 Plus 5.0 Fronius Australia Pty Ltd Fronius Smart Meter WR 100-600V-3 | 38.64 |  |  | Shenzhen BYD Electronics Co Ltd | HVM 19.3 | 2 | Fronius Australia Pty Ltd | Primo GEN24 Plus 5.0 | BYD | 2026-10-05
2023-10-24 | HBS8831 | Shenzhen BYD Electronics Co Ltd HVS 7.7 (x3) w/ Fronius Australia Pty Ltd Primo GEN24 Plus 5.0 Fronius Australia Pty Ltd Fronius Smart Meter WR 100-600V-3 | 23.04 |  |  | Shenzhen BYD Electronics Co Ltd | HVS 7.7 | 3 | Fronius Australia Pty Ltd | Primo GEN24 Plus 5.0 | BYD | 2026-10-05
2023-10-24 | HBS8832 | Shenzhen BYD Electronics Co Ltd HVM 11.0 (x3) w/ Fronius Australia Pty Ltd Primo GEN24 Plus 5.0 Fronius Australia Pty Ltd Fronius Smart Meter WR 100-600V-3 | 33.12 |  |  | Shenzhen BYD Electronics Co Ltd | HVM 11.0 | 3 | Fronius Australia Pty Ltd | Primo GEN24 Plus 5.0 | BYD | 2026-10-05
2023-10-24 | HBS8833 | Shenzhen BYD Electronics Co Ltd HVM 13.8 (x3) w/ Fronius Australia Pty Ltd Primo GEN24 Plus 5.0 Fronius Australia Pty Ltd Fronius Smart Meter WR 100-600V-3 | 41.4 |  |  | Shenzhen BYD Electronics Co Ltd | HVM 13.8 | 3 | Fronius Australia Pty Ltd | Primo GEN24 Plus 5.0 | BYD | 2026-10-05
2023-10-24 | HBS8834 | Shenzhen BYD Electronics Co Ltd HVM 16.6 (x3) w/ Fronius Australia Pty Ltd Primo GEN24 Plus 5.0 Fronius Australia Pty Ltd Fronius Smart Meter WR 100-600V-3 | 49.68 |  |  | Shenzhen BYD Electronics Co Ltd | HVM 16.6 | 3 | Fronius Australia Pty Ltd | Primo GEN24 Plus 5.0 | BYD | 2026-10-05
2023-10-24 | HBS8835 | Shenzhen BYD Electronics Co Ltd HVM 19.3 (x3) w/ Fronius Australia Pty Ltd Primo GEN24 Plus 5.0 Fronius Australia Pty Ltd Fronius Smart Meter WR 100-600V-3 | 57.96 |  |  | Shenzhen BYD Electronics Co Ltd | HVM 19.3 | 3 | Fronius Australia Pty Ltd | Primo GEN24 Plus 5.0 | BYD | 2026-10-05
2023-10-24 | HBS8836 | Shenzhen BYD Electronics Co Ltd HVS 7.7 (x1) w/ Fronius Australia Pty Ltd Primo GEN24 Plus 6.0 Fronius Australia Pty Ltd Fronius Smart Meter 63A-1 / 63A-3 | 7.68 |  |  | Shenzhen BYD Electronics Co Ltd | HVS 7.7 | 1 | Fronius Australia Pty Ltd | Primo GEN24 Plus 6.0 | BYD | 2026-10-05
2023-10-24 | HBS8837 | Shenzhen BYD Electronics Co Ltd HVM 11.0 (x1) w/ Fronius Australia Pty Ltd Primo GEN24 Plus 6.0 Fronius Australia Pty Ltd Fronius Smart Meter 63A-1 / 63A-3 | 11.04 |  |  | Shenzhen BYD Electronics Co Ltd | HVM 11.0 | 1 | Fronius Australia Pty Ltd | Primo GEN24 Plus 6.0 | BYD | 2026-10-05
2023-10-24 | HBS8838 | Shenzhen BYD Electronics Co Ltd HVM 13.8 (x1) w/ Fronius Australia Pty Ltd Primo GEN24 Plus 6.0 Fronius Australia Pty Ltd Fronius Smart Meter 63A-1 / 63A-3 | 13.8 |  |  | Shenzhen BYD Electronics Co Ltd | HVM 13.8 | 1 | Fronius Australia Pty Ltd | Primo GEN24 Plus 6.0 | BYD | 2026-10-05
2023-10-24 | HBS8839 | Shenzhen BYD Electronics Co Ltd HVM 16.6 (x1) w/ Fronius Australia Pty Ltd Primo GEN24 Plus 6.0 Fronius Australia Pty Ltd Fronius Smart Meter 63A-1 / 63A-3 | 16.56 |  |  | Shenzhen BYD Electronics Co Ltd | HVM 16.6 | 1 | Fronius Australia Pty Ltd | Primo GEN24 Plus 6.0 | BYD | 2026-10-05
2023-10-24 | HBS8840 | Shenzhen BYD Electronics Co Ltd HVM 19.3 (x1) w/ Fronius Australia Pty Ltd Primo GEN24 Plus 6.0 Fronius Australia Pty Ltd Fronius Smart Meter 63A-1 / 63A-3 | 19.32 |  |  | Shenzhen BYD Electronics Co Ltd | HVM 19.3 | 1 | Fronius Australia Pty Ltd | Primo GEN24 Plus 6.0 | BYD | 2026-10-05
2023-10-24 | HBS8841 | Shenzhen BYD Electronics Co Ltd HVS 7.7 (x2) w/ Fronius Australia Pty Ltd Primo GEN24 Plus 6.0 Fronius Australia Pty Ltd Fronius Smart Meter 63A-1 / 63A-3 | 7.68 |  |  | Shenzhen BYD Electronics Co Ltd | HVS 7.7 | 2 | Fronius Australia Pty Ltd | Primo GEN24 Plus 6.0 | BYD | 2026-10-05
2023-10-24 | HBS8842 | Shenzhen BYD Electronics Co Ltd HVM 11.0 (x2) w/ Fronius Australia Pty Ltd Primo GEN24 Plus 6.0 Fronius Australia Pty Ltd Fronius Smart Meter 63A-1 / 63A-3 | 11.04 |  |  | Shenzhen BYD Electronics Co Ltd | HVM 11.0 | 2 | Fronius Australia Pty Ltd | Primo GEN24 Plus 6.0 | BYD | 2026-10-05
2023-10-24 | HBS8843 | Shenzhen BYD Electronics Co Ltd HVM 13.8 (x2) w/ Fronius Australia Pty Ltd Primo GEN24 Plus 6.0 Fronius Australia Pty Ltd Fronius Smart Meter 63A-1 / 63A-3 | 13.8 |  |  | Shenzhen BYD Electronics Co Ltd | HVM 13.8 | 2 | Fronius Australia Pty Ltd | Primo GEN24 Plus 6.0 | BYD | 2026-10-05
2023-10-24 | HBS8844 | Shenzhen BYD Electronics Co Ltd HVM 16.6 (x2) w/ Fronius Australia Pty Ltd Primo GEN24 Plus 6.0 Fronius Australia Pty Ltd Fronius Smart Meter 63A-1 / 63A-3 | 16.56 |  |  | Shenzhen BYD Electronics Co Ltd | HVM 16.6 | 2 | Fronius Australia Pty Ltd | Primo GEN24 Plus 6.0 | BYD | 2026-10-05
2023-10-24 | HBS8845 | Shenzhen BYD Electronics Co Ltd HVM 19.3 (x2) w/ Fronius Australia Pty Ltd Primo GEN24 Plus 6.0 Fronius Australia Pty Ltd Fronius Smart Meter 63A-1 / 63A-3 | 19.32 |  |  | Shenzhen BYD Electronics Co Ltd | HVM 19.3 | 2 | Fronius Australia Pty Ltd | Primo GEN24 Plus 6.0 | BYD | 2026-10-05
2023-10-24 | HBS8846 | Shenzhen BYD Electronics Co Ltd HVS 7.7 (x3) w/ Fronius Australia Pty Ltd Primo GEN24 Plus 6.0 Fronius Australia Pty Ltd Fronius Smart Meter 63A-1 / 63A-3 | 23.04 |  |  | Shenzhen BYD Electronics Co Ltd | HVS 7.7 | 3 | Fronius Australia Pty Ltd | Primo GEN24 Plus 6.0 | BYD | 2026-10-05
2023-10-24 | HBS8847 | Shenzhen BYD Electronics Co Ltd HVM 11.0 (x3) w/ Fronius Australia Pty Ltd Primo GEN24 Plus 6.0 Fronius Australia Pty Ltd Fronius Smart Meter 63A-1 / 63A-3 | 33.12 |  |  | Shenzhen BYD Electronics Co Ltd | HVM 11.0 | 3 | Fronius Australia Pty Ltd | Primo GEN24 Plus 6.0 | BYD | 2026-10-05
2023-10-24 | HBS8848 | Shenzhen BYD Electronics Co Ltd HVM 13.8 (x3) w/ Fronius Australia Pty Ltd Primo GEN24 Plus 6.0 Fronius Australia Pty Ltd Fronius Smart Meter 63A-1 / 63A-3 | 41.4 |  |  | Shenzhen BYD Electronics Co Ltd | HVM 13.8 | 3 | Fronius Australia Pty Ltd | Primo GEN24 Plus 6.0 | BYD | 2026-10-05
2023-10-24 | HBS8849 | Shenzhen BYD Electronics Co Ltd HVM 16.6 (x3) w/ Fronius Australia Pty Ltd Primo GEN24 Plus 6.0 Fronius Australia Pty Ltd Fronius Smart Meter 63A-1 / 63A-3 | 49.68 |  |  | Shenzhen BYD Electronics Co Ltd | HVM 16.6 | 3 | Fronius Australia Pty Ltd | Primo GEN24 Plus 6.0 | BYD | 2026-10-05
2023-10-24 | HBS8850 | Shenzhen BYD Electronics Co Ltd HVM 19.3 (x3) w/ Fronius Australia Pty Ltd Primo GEN24 Plus 6.0 Fronius Australia Pty Ltd Fronius Smart Meter 63A-1 / 63A-3 | 57.96 |  |  | Shenzhen BYD Electronics Co Ltd | HVM 19.3 | 3 | Fronius Australia Pty Ltd | Primo GEN24 Plus 6.0 | BYD | 2026-10-05
2023-10-24 | HBS8851 | Shenzhen BYD Electronics Co Ltd HVS 7.7 (x1) w/ Fronius Australia Pty Ltd Primo GEN24 Plus 6.0 Fronius Australia Pty Ltd Fronius Smart Meter WR 100-600V-3 | 7.68 |  |  | Shenzhen BYD Electronics Co Ltd | HVS 7.7 | 1 | Fronius Australia Pty Ltd | Primo GEN24 Plus 6.0 | BYD | 2026-10-05
2023-10-24 | HBS8852 | Shenzhen BYD Electronics Co Ltd HVM 11.0 (x1) w/ Fronius Australia Pty Ltd Primo GEN24 Plus 6.0 Fronius Australia Pty Ltd Fronius Smart Meter WR 100-600V-3 | 11.04 |  |  | Shenzhen BYD Electronics Co Ltd | HVM 11.0 | 1 | Fronius Australia Pty Ltd | Primo GEN24 Plus 6.0 | BYD | 2026-10-05
2023-10-24 | HBS8853 | Shenzhen BYD Electronics Co Ltd HVM 13.8 (x1) w/ Fronius Australia Pty Ltd Primo GEN24 Plus 6.0 Fronius Australia Pty Ltd Fronius Smart Meter WR 100-600V-3 | 13.8 |  |  | Shenzhen BYD Electronics Co Ltd | HVM 13.8 | 1 | Fronius Australia Pty Ltd | Primo GEN24 Plus 6.0 | BYD | 2026-10-05
2023-10-24 | HBS8854 | Shenzhen BYD Electronics Co Ltd HVM 16.6 (x1) w/ Fronius Australia Pty Ltd Primo GEN24 Plus 6.0 Fronius Australia Pty Ltd Fronius Smart Meter WR 100-600V-3 | 16.56 |  |  | Shenzhen BYD Electronics Co Ltd | HVM 16.6 | 1 | Fronius Australia Pty Ltd | Primo GEN24 Plus 6.0 | BYD | 2026-10-05
2023-10-24 | HBS8855 | Shenzhen BYD Electronics Co Ltd HVM 19.3 (x1) w/ Fronius Australia Pty Ltd Primo GEN24 Plus 6.0 Fronius Australia Pty Ltd Fronius Smart Meter WR 100-600V-3 | 19.32 |  |  | Shenzhen BYD Electronics Co Ltd | HVM 19.3 | 1 | Fronius Australia Pty Ltd | Primo GEN24 Plus 6.0 | BYD | 2026-10-05
2023-10-24 | HBS8856 | Shenzhen BYD Electronics Co Ltd HVS 7.7 (x2) w/ Fronius Australia Pty Ltd Primo GEN24 Plus 6.0 Fronius Australia Pty Ltd Fronius Smart Meter WR 100-600V-3 | 15.36 |  |  | Shenzhen BYD Electronics Co Ltd | HVS 7.7 | 2 | Fronius Australia Pty Ltd | Primo GEN24 Plus 6.0 | BYD | 2026-10-05
2023-10-24 | HBS8857 | Shenzhen BYD Electronics Co Ltd HVM 11.0 (x2) w/ Fronius Australia Pty Ltd Primo GEN24 Plus 6.0 Fronius Australia Pty Ltd Fronius Smart Meter WR 100-600V-3 | 22.08 |  |  | Shenzhen BYD Electronics Co Ltd | HVM 11.0 | 2 | Fronius Australia Pty Ltd | Primo GEN24 Plus 6.0 | BYD | 2026-10-05
2023-10-24 | HBS8858 | Shenzhen BYD Electronics Co Ltd HVM 13.8 (x2) w/ Fronius Australia Pty Ltd Primo GEN24 Plus 6.0 Fronius Australia Pty Ltd Fronius Smart Meter WR 100-600V-3 | 27.6 |  |  | Shenzhen BYD Electronics Co Ltd | HVM 13.8 | 2 | Fronius Australia Pty Ltd | Primo GEN24 Plus 6.0 | BYD | 2026-10-05
2023-10-24 | HBS8859 | Shenzhen BYD Electronics Co Ltd HVM 16.6 (x2) w/ Fronius Australia Pty Ltd Primo GEN24 Plus 6.0 Fronius Australia Pty Ltd Fronius Smart Meter WR 100-600V-3 | 33.12 |  |  | Shenzhen BYD Electronics Co Ltd | HVM 16.6 | 2 | Fronius Australia Pty Ltd | Primo GEN24 Plus 6.0 | BYD | 2026-10-05
2023-10-24 | HBS8860 | Shenzhen BYD Electronics Co Ltd HVM 19.3 (x2) w/ Fronius Australia Pty Ltd Primo GEN24 Plus 6.0 Fronius Australia Pty Ltd Fronius Smart Meter WR 100-600V-3 | 38.64 |  |  | Shenzhen BYD Electronics Co Ltd | HVM 19.3 | 2 | Fronius Australia Pty Ltd | Primo GEN24 Plus 6.0 | BYD | 2026-10-05
2023-10-24 | HBS8861 | Shenzhen BYD Electronics Co Ltd HVS 7.7 (x3) w/ Fronius Australia Pty Ltd Primo GEN24 Plus 6.0 Fronius Australia Pty Ltd Fronius Smart Meter WR 100-600V-3 | 23.04 |  |  | Shenzhen BYD Electronics Co Ltd | HVS 7.7 | 3 | Fronius Australia Pty Ltd | Primo GEN24 Plus 6.0 | BYD | 2026-10-05
2023-10-24 | HBS8862 | Shenzhen BYD Electronics Co Ltd HVM 11.0 (x3) w/ Fronius Australia Pty Ltd Primo GEN24 Plus 6.0 Fronius Australia Pty Ltd Fronius Smart Meter WR 100-600V-3 | 33.12 |  |  | Shenzhen BYD Electronics Co Ltd | HVM 11.0 | 3 | Fronius Australia Pty Ltd | Primo GEN24 Plus 6.0 | BYD | 2026-10-05
2023-10-24 | HBS8863 | Shenzhen BYD Electronics Co Ltd HVM 13.8 (x3) w/ Fronius Australia Pty Ltd Primo GEN24 Plus 6.0 Fronius Australia Pty Ltd Fronius Smart Meter WR 100-600V-3 | 41.4 |  |  | Shenzhen BYD Electronics Co Ltd | HVM 13.8 | 3 | Fronius Australia Pty Ltd | Primo GEN24 Plus 6.0 | BYD | 2026-10-05
2023-10-24 | HBS8864 | Shenzhen BYD Electronics Co Ltd HVM 16.6 (x3) w/ Fronius Australia Pty Ltd Primo GEN24 Plus 6.0 Fronius Australia Pty Ltd Fronius Smart Meter WR 100-600V-3 | 49.68 |  |  | Shenzhen BYD Electronics Co Ltd | HVM 16.6 | 3 | Fronius Australia Pty Ltd | Primo GEN24 Plus 6.0 | BYD | 2026-10-05
2023-10-24 | HBS8865 | Shenzhen BYD Electronics Co Ltd HVM 19.3 (x3) w/ Fronius Australia Pty Ltd Primo GEN24 Plus 6.0 Fronius Australia Pty Ltd Fronius Smart Meter WR 100-600V-3 | 57.96 |  |  | Shenzhen BYD Electronics Co Ltd | HVM 19.3 | 3 | Fronius Australia Pty Ltd | Primo GEN24 Plus 6.0 | BYD | 2026-10-05
2023-10-24 | HBS8866 | Shenzhen BYD Electronics Co Ltd HVS 7.7 (x1) w/ Fronius Australia Pty Ltd Symo GEN24 Plus 3.0 Fronius Australia Pty Ltd Fronius Smart Meter 63A-1 / 63A-3 | 7.68 |  |  | Shenzhen BYD Electronics Co Ltd | HVS 7.7 | 1 | Fronius Australia Pty Ltd | Symo GEN24 Plus 3.0 | BYD | 2026-09-29
2023-10-24 | HBS8867 | Shenzhen BYD Electronics Co Ltd HVS 10.2 (x1) w/ Fronius Australia Pty Ltd Symo GEN24 Plus 3.0 Fronius Australia Pty Ltd Fronius Smart Meter 63A-1 / 63A-3 | 10.24 |  |  | Shenzhen BYD Electronics Co Ltd | HVS 10.2 | 1 | Fronius Australia Pty Ltd | Symo GEN24 Plus 3.0 | BYD | 2026-09-29
2023-10-24 | HBS8868 | Shenzhen BYD Electronics Co Ltd HVM 11.0 (x1) w/ Fronius Australia Pty Ltd Symo GEN24 Plus 3.0 Fronius Australia Pty Ltd Fronius Smart Meter 63A-1 / 63A-3 | 11.04 |  |  | Shenzhen BYD Electronics Co Ltd | HVM 11.0 | 1 | Fronius Australia Pty Ltd | Symo GEN24 Plus 3.0 | BYD | 2026-09-29
2023-10-24 | HBS8869 | Shenzhen BYD Electronics Co Ltd HVM 13.8 (x1) w/ Fronius Australia Pty Ltd Symo GEN24 Plus 3.0 Fronius Australia Pty Ltd Fronius Smart Meter 63A-1 / 63A-3 | 13.8 |  |  | Shenzhen BYD Electronics Co Ltd | HVM 13.8 | 1 | Fronius Australia Pty Ltd | Symo GEN24 Plus 3.0 | BYD | 2026-09-29
2023-10-24 | HBS8870 | Shenzhen BYD Electronics Co Ltd HVM 16.6 (x1) w/ Fronius Australia Pty Ltd Symo GEN24 Plus 3.0 Fronius Australia Pty Ltd Fronius Smart Meter 63A-1 / 63A-3 | 16.56 |  |  | Shenzhen BYD Electronics Co Ltd | HVM 16.6 | 1 | Fronius Australia Pty Ltd | Symo GEN24 Plus 3.0 | BYD | 2026-09-29
2023-10-24 | HBS8871 | Shenzhen BYD Electronics Co Ltd HVM 19.3 (x1) w/ Fronius Australia Pty Ltd Symo GEN24 Plus 3.0 Fronius Australia Pty Ltd Fronius Smart Meter 63A-1 / 63A-3 | 19.32 |  |  | Shenzhen BYD Electronics Co Ltd | HVM 19.3 | 1 | Fronius Australia Pty Ltd | Symo GEN24 Plus 3.0 | BYD | 2026-09-29
2023-10-24 | HBS8872 | Shenzhen BYD Electronics Co Ltd HVM 22.1 (x1) w/ Fronius Australia Pty Ltd Symo GEN24 Plus 3.0 Fronius Australia Pty Ltd Fronius Smart Meter 63A-1 / 63A-3 | 22.08 |  |  | Shenzhen BYD Electronics Co Ltd | HVM 22.1 | 1 | Fronius Australia Pty Ltd | Symo GEN24 Plus 3.0 | BYD | 2026-09-29
2023-10-24 | HBS8873 | Shenzhen BYD Electronics Co Ltd HVS 7.7 (x2) w/ Fronius Australia Pty Ltd Symo GEN24 Plus 3.0 Fronius Australia Pty Ltd Fronius Smart Meter 63A-1 / 63A-3 | 15.36 |  |  | Shenzhen BYD Electronics Co Ltd | HVS 7.7 | 2 | Fronius Australia Pty Ltd | Symo GEN24 Plus 3.0 | BYD | 2026-09-29
2023-10-24 | HBS8874 | Shenzhen BYD Electronics Co Ltd HVS 10.2 (x2) w/ Fronius Australia Pty Ltd Symo GEN24 Plus 3.0 Fronius Australia Pty Ltd Fronius Smart Meter 63A-1 / 63A-3 | 20.48 |  |  | Shenzhen BYD Electronics Co Ltd | HVS 10.2 | 2 | Fronius Australia Pty Ltd | Symo GEN24 Plus 3.0 | BYD | 2026-09-29
2023-10-24 | HBS8875 | Shenzhen BYD Electronics Co Ltd HVM 11.0 (x2) w/ Fronius Australia Pty Ltd Symo GEN24 Plus 3.0 Fronius Australia Pty Ltd Fronius Smart Meter 63A-1 / 63A-3 | 22.08 |  |  | Shenzhen BYD Electronics Co Ltd | HVM 11.0 | 2 | Fronius Australia Pty Ltd | Symo GEN24 Plus 3.0 | BYD | 2026-09-29
2023-10-24 | HBS8876 | Shenzhen BYD Electronics Co Ltd HVM 13.8 (x2) w/ Fronius Australia Pty Ltd Symo GEN24 Plus 3.0 Fronius Australia Pty Ltd Fronius Smart Meter 63A-1 / 63A-3 | 27.6 |  |  | Shenzhen BYD Electronics Co Ltd | HVM 13.8 | 2 | Fronius Australia Pty Ltd | Symo GEN24 Plus 3.0 | BYD | 2026-09-29
2023-10-24 | HBS8877 | Shenzhen BYD Electronics Co Ltd HVM 16.6 (x2) w/ Fronius Australia Pty Ltd Symo GEN24 Plus 3.0 Fronius Australia Pty Ltd Fronius Smart Meter 63A-1 / 63A-3 | 33.12 |  |  | Shenzhen BYD Electronics Co Ltd | HVM 16.6 | 2 | Fronius Australia Pty Ltd | Symo GEN24 Plus 3.0 | BYD | 2026-09-29
2023-10-24 | HBS8878 | Shenzhen BYD Electronics Co Ltd HVM 19.3 (x2) w/ Fronius Australia Pty Ltd Symo GEN24 Plus 3.0 Fronius Australia Pty Ltd Fronius Smart Meter 63A-1 / 63A-3 | 38.64 |  |  | Shenzhen BYD Electronics Co Ltd | HVM 19.3 | 2 | Fronius Australia Pty Ltd | Symo GEN24 Plus 3.0 | BYD | 2026-09-29
2023-10-24 | HBS8879 | Shenzhen BYD Electronics Co Ltd HVM 22.1 (x2) w/ Fronius Australia Pty Ltd Symo GEN24 Plus 3.0 Fronius Australia Pty Ltd Fronius Smart Meter 63A-1 / 63A-3 | 44.16 |  |  | Shenzhen BYD Electronics Co Ltd | HVM 22.1 | 2 | Fronius Australia Pty Ltd | Symo GEN24 Plus 3.0 | BYD | 2026-09-29
2023-10-24 | HBS8880 | Shenzhen BYD Electronics Co Ltd HVS 7.7 (x3) w/ Fronius Australia Pty Ltd Symo GEN24 Plus 3.0 Fronius Australia Pty Ltd Fronius Smart Meter 63A-1 / 63A-3 | 23.04 |  |  | Shenzhen BYD Electronics Co Ltd | HVS 7.7 | 3 | Fronius Australia Pty Ltd | Symo GEN24 Plus 3.0 | BYD | 2026-09-29
2023-10-24 | HBS8881 | Shenzhen BYD Electronics Co Ltd HVS 10.2 (x3) w/ Fronius Australia Pty Ltd Symo GEN24 Plus 3.0 Fronius Australia Pty Ltd Fronius Smart Meter 63A-1 / 63A-3 | 30.72 |  |  | Shenzhen BYD Electronics Co Ltd | HVS 10.2 | 3 | Fronius Australia Pty Ltd | Symo GEN24 Plus 3.0 | BYD | 2026-09-29
2023-10-24 | HBS8882 | Shenzhen BYD Electronics Co Ltd HVM 11.0 (x3) w/ Fronius Australia Pty Ltd Symo GEN24 Plus 3.0 Fronius Australia Pty Ltd Fronius Smart Meter 63A-1 / 63A-3 | 33.12 |  |  | Shenzhen BYD Electronics Co Ltd | HVM 11.0 | 3 | Fronius Australia Pty Ltd | Symo GEN24 Plus 3.0 | BYD | 2026-09-29
2023-10-24 | HBS8883 | Shenzhen BYD Electronics Co Ltd HVM 13.8 (x3) w/ Fronius Australia Pty Ltd Symo GEN24 Plus 3.0 Fronius Australia Pty Ltd Fronius Smart Meter 63A-1 / 63A-3 | 41.4 |  |  | Shenzhen BYD Electronics Co Ltd | HVM 13.8 | 3 | Fronius Australia Pty Ltd | Symo GEN24 Plus 3.0 | BYD | 2026-09-29
2023-10-24 | HBS8884 | Shenzhen BYD Electronics Co Ltd HVM 16.6 (x3) w/ Fronius Australia Pty Ltd Symo GEN24 Plus 3.0 Fronius Australia Pty Ltd Fronius Smart Meter 63A-1 / 63A-3 | 49.68 |  |  | Shenzhen BYD Electronics Co Ltd | HVM 16.6 | 3 | Fronius Australia Pty Ltd | Symo GEN24 Plus 3.0 | BYD | 2026-09-29
2023-10-24 | HBS8885 | Shenzhen BYD Electronics Co Ltd HVM 19.3 (x3) w/ Fronius Australia Pty Ltd Symo GEN24 Plus 3.0 Fronius Australia Pty Ltd Fronius Smart Meter 63A-1 / 63A-3 | 57.96 |  |  | Shenzhen BYD Electronics Co Ltd | HVM 19.3 | 3 | Fronius Australia Pty Ltd | Symo GEN24 Plus 3.0 | BYD | 2026-09-29
2023-10-24 | HBS8886 | Shenzhen BYD Electronics Co Ltd HVS 7.7 (x1) w/ Fronius Australia Pty Ltd Symo GEN24 Plus 3.0 Fronius Australia Pty Ltd Fronius Smart Meter WR 100-600V-4 | 7.68 |  |  | Shenzhen BYD Electronics Co Ltd | HVS 7.7 | 1 | Fronius Australia Pty Ltd | Symo GEN24 Plus 3.0 | BYD | 2026-09-29
2023-10-24 | HBS8887 | Shenzhen BYD Electronics Co Ltd HVS 10.2 (x1) w/ Fronius Australia Pty Ltd Symo GEN24 Plus 3.0 Fronius Australia Pty Ltd Fronius Smart Meter WR 100-600V-5 | 10.24 |  |  | Shenzhen BYD Electronics Co Ltd | HVS 10.2 | 1 | Fronius Australia Pty Ltd | Symo GEN24 Plus 3.0 | BYD | 2026-09-29
2023-10-24 | HBS8888 | Shenzhen BYD Electronics Co Ltd HVM 11.0 (x1) w/ Fronius Australia Pty Ltd Symo GEN24 Plus 3.0 Fronius Australia Pty Ltd Fronius Smart Meter WR 100-600V-6 | 11.04 |  |  | Shenzhen BYD Electronics Co Ltd | HVM 11.0 | 1 | Fronius Australia Pty Ltd | Symo GEN24 Plus 3.0 | BYD | 2026-09-29
2023-10-24 | HBS8889 | Shenzhen BYD Electronics Co Ltd HVM 13.8 (x1) w/ Fronius Australia Pty Ltd Symo GEN24 Plus 3.0 Fronius Australia Pty Ltd Fronius Smart Meter WR 100-600V-7 | 13.8 |  |  | Shenzhen BYD Electronics Co Ltd | HVM 13.8 | 1 | Fronius Australia Pty Ltd | Symo GEN24 Plus 3.0 | BYD | 2026-09-29
2023-10-24 | HBS8890 | Shenzhen BYD Electronics Co Ltd HVM 16.6 (x1) w/ Fronius Australia Pty Ltd Symo GEN24 Plus 3.0 Fronius Australia Pty Ltd Fronius Smart Meter WR 100-600V-8 | 16.56 |  |  | Shenzhen BYD Electronics Co Ltd | HVM 16.6 | 1 | Fronius Australia Pty Ltd | Symo GEN24 Plus 3.0 | BYD | 2026-09-29
2023-10-24 | HBS8891 | Shenzhen BYD Electronics Co Ltd HVM 19.3 (x1) w/ Fronius Australia Pty Ltd Symo GEN24 Plus 3.0 Fronius Australia Pty Ltd Fronius Smart Meter WR 100-600V-9 | 19.32 |  |  | Shenzhen BYD Electronics Co Ltd | HVM 19.3 | 1 | Fronius Australia Pty Ltd | Symo GEN24 Plus 3.0 | BYD | 2026-09-29
2023-10-24 | HBS8892 | Shenzhen BYD Electronics Co Ltd HVM 22.1 (x1) w/ Fronius Australia Pty Ltd Symo GEN24 Plus 3.0 Fronius Australia Pty Ltd Fronius Smart Meter WR 100-600V-10 | 22.08 |  |  | Shenzhen BYD Electronics Co Ltd | HVM 22.1 | 1 | Fronius Australia Pty Ltd | Symo GEN24 Plus 3.0 | BYD | 2026-09-29
2023-10-24 | HBS8893 | Shenzhen BYD Electronics Co Ltd HVS 7.7 (x2) w/ Fronius Australia Pty Ltd Symo GEN24 Plus 3.0 Fronius Australia Pty Ltd Fronius Smart Meter WR 100-600V-12 | 15.36 |  |  | Shenzhen BYD Electronics Co Ltd | HVS 7.7 | 2 | Fronius Australia Pty Ltd | Symo GEN24 Plus 3.0 | BYD | 2026-09-29
2023-10-24 | HBS8894 | Shenzhen BYD Electronics Co Ltd HVS 10.2 (x2) w/ Fronius Australia Pty Ltd Symo GEN24 Plus 3.0 Fronius Australia Pty Ltd Fronius Smart Meter WR 100-600V-13 | 20.48 |  |  | Shenzhen BYD Electronics Co Ltd | HVS 10.2 | 2 | Fronius Australia Pty Ltd | Symo GEN24 Plus 3.0 | BYD | 2026-09-29
2023-10-24 | HBS8895 | Shenzhen BYD Electronics Co Ltd HVM 11.0 (x2) w/ Fronius Australia Pty Ltd Symo GEN24 Plus 3.0 Fronius Australia Pty Ltd Fronius Smart Meter WR 100-600V-14 | 22.08 |  |  | Shenzhen BYD Electronics Co Ltd | HVM 11.0 | 2 | Fronius Australia Pty Ltd | Symo GEN24 Plus 3.0 | BYD | 2026-09-29
2023-10-24 | HBS8896 | Shenzhen BYD Electronics Co Ltd HVM 13.8 (x2) w/ Fronius Australia Pty Ltd Symo GEN24 Plus 3.0 Fronius Australia Pty Ltd Fronius Smart Meter WR 100-600V-15 | 27.6 |  |  | Shenzhen BYD Electronics Co Ltd | HVM 13.8 | 2 | Fronius Australia Pty Ltd | Symo GEN24 Plus 3.0 | BYD | 2026-09-29
2023-10-24 | HBS8897 | Shenzhen BYD Electronics Co Ltd HVM 16.6 (x2) w/ Fronius Australia Pty Ltd Symo GEN24 Plus 3.0 Fronius Australia Pty Ltd Fronius Smart Meter WR 100-600V-16 | 33.12 |  |  | Shenzhen BYD Electronics Co Ltd | HVM 16.6 | 2 | Fronius Australia Pty Ltd | Symo GEN24 Plus 3.0 | BYD | 2026-09-29
2023-10-24 | HBS8898 | Shenzhen BYD Electronics Co Ltd HVM 19.3 (x2) w/ Fronius Australia Pty Ltd Symo GEN24 Plus 3.0 Fronius Australia Pty Ltd Fronius Smart Meter WR 100-600V-17 | 38.64 |  |  | Shenzhen BYD Electronics Co Ltd | HVM 19.3 | 2 | Fronius Australia Pty Ltd | Symo GEN24 Plus 3.0 | BYD | 2026-09-29
2023-10-24 | HBS8899 | Shenzhen BYD Electronics Co Ltd HVM 22.1 (x2) w/ Fronius Australia Pty Ltd Symo GEN24 Plus 3.0 Fronius Australia Pty Ltd Fronius Smart Meter WR 100-600V-18 | 44.16 |  |  | Shenzhen BYD Electronics Co Ltd | HVM 22.1 | 2 | Fronius Australia Pty Ltd | Symo GEN24 Plus 3.0 | BYD | 2026-09-29
2023-10-24 | HBS8900 | Shenzhen BYD Electronics Co Ltd HVS 7.7 (x3) w/ Fronius Australia Pty Ltd Symo GEN24 Plus 3.0 Fronius Australia Pty Ltd Fronius Smart Meter WR 100-600V-20 | 23.04 |  |  | Shenzhen BYD Electronics Co Ltd | HVS 7.7 | 3 | Fronius Australia Pty Ltd | Symo GEN24 Plus 3.0 | BYD | 2026-09-29
2023-10-24 | HBS8901 | Shenzhen BYD Electronics Co Ltd HVS 10.2 (x3) w/ Fronius Australia Pty Ltd Symo GEN24 Plus 3.0 Fronius Australia Pty Ltd Fronius Smart Meter WR 100-600V-21 | 30.72 |  |  | Shenzhen BYD Electronics Co Ltd | HVS 10.2 | 3 | Fronius Australia Pty Ltd | Symo GEN24 Plus 3.0 | BYD | 2026-09-29
2023-10-24 | HBS8902 | Shenzhen BYD Electronics Co Ltd HVM 11.0 (x3) w/ Fronius Australia Pty Ltd Symo GEN24 Plus 3.0 Fronius Australia Pty Ltd Fronius Smart Meter WR 100-600V-22 | 33.12 |  |  | Shenzhen BYD Electronics Co Ltd | HVM 11.0 | 3 | Fronius Australia Pty Ltd | Symo GEN24 Plus 3.0 | BYD | 2026-09-29
2023-10-24 | HBS8903 | Shenzhen BYD Electronics Co Ltd HVM 13.8 (x3) w/ Fronius Australia Pty Ltd Symo GEN24 Plus 3.0 Fronius Australia Pty Ltd Fronius Smart Meter WR 100-600V-23 | 41.4 |  |  | Shenzhen BYD Electronics Co Ltd | HVM 13.8 | 3 | Fronius Australia Pty Ltd | Symo GEN24 Plus 3.0 | BYD | 2026-09-29
2023-10-24 | HBS8904 | Shenzhen BYD Electronics Co Ltd HVM 16.6 (x3) w/ Fronius Australia Pty Ltd Symo GEN24 Plus 3.0 Fronius Australia Pty Ltd Fronius Smart Meter WR 100-600V-24 | 49.68 |  |  | Shenzhen BYD Electronics Co Ltd | HVM 16.6 | 3 | Fronius Australia Pty Ltd | Symo GEN24 Plus 3.0 | BYD | 2026-09-29
2023-10-24 | HBS8905 | Shenzhen BYD Electronics Co Ltd HVM 19.3 (x3) w/ Fronius Australia Pty Ltd Symo GEN24 Plus 3.0 Fronius Australia Pty Ltd Fronius Smart Meter WR 100-600V-25 | 57.96 |  |  | Shenzhen BYD Electronics Co Ltd | HVM 19.3 | 3 | Fronius Australia Pty Ltd | Symo GEN24 Plus 3.0 | BYD | 2026-09-29
2023-10-24 | HBS8906 | Shenzhen BYD Electronics Co Ltd HVS 7.7 (x1) w/ Fronius Australia Pty Ltd Symo GEN24 Plus 4.0 Fronius Australia Pty Ltd Fronius Smart Meter 63A-1 / 63A-3 | 7.68 |  |  | Shenzhen BYD Electronics Co Ltd | HVS 7.7 | 1 | Fronius Australia Pty Ltd | Symo GEN24 Plus 4.0 | BYD | 2026-09-29
2023-10-24 | HBS8907 | Shenzhen BYD Electronics Co Ltd HVS 10.2 (x1) w/ Fronius Australia Pty Ltd Symo GEN24 Plus 4.0 Fronius Australia Pty Ltd Fronius Smart Meter 63A-1 / 63A-3 | 10.24 |  |  | Shenzhen BYD Electronics Co Ltd | HVS 10.2 | 1 | Fronius Australia Pty Ltd | Symo GEN24 Plus 4.0 | BYD | 2026-09-29
2023-10-24 | HBS8908 | Shenzhen BYD Electronics Co Ltd HVM 11.0 (x1) w/ Fronius Australia Pty Ltd Symo GEN24 Plus 4.0 Fronius Australia Pty Ltd Fronius Smart Meter 63A-1 / 63A-3 | 11.04 |  |  | Shenzhen BYD Electronics Co Ltd | HVM 11.0 | 1 | Fronius Australia Pty Ltd | Symo GEN24 Plus 4.0 | BYD | 2026-09-29
2023-10-24 | HBS8909 | Shenzhen BYD Electronics Co Ltd HVM 13.8 (x1) w/ Fronius Australia Pty Ltd Symo GEN24 Plus 4.0 Fronius Australia Pty Ltd Fronius Smart Meter 63A-1 / 63A-3 | 13.8 |  |  | Shenzhen BYD Electronics Co Ltd | HVM 13.8 | 1 | Fronius Australia Pty Ltd | Symo GEN24 Plus 4.0 | BYD | 2026-09-29
2023-10-24 | HBS8910 | Shenzhen BYD Electronics Co Ltd HVM 16.6 (x1) w/ Fronius Australia Pty Ltd Symo GEN24 Plus 4.0 Fronius Australia Pty Ltd Fronius Smart Meter 63A-1 / 63A-3 | 16.56 |  |  | Shenzhen BYD Electronics Co Ltd | HVM 16.6 | 1 | Fronius Australia Pty Ltd | Symo GEN24 Plus 4.0 | BYD | 2026-09-29
2023-10-24 | HBS8911 | Shenzhen BYD Electronics Co Ltd HVM 19.3 (x1) w/ Fronius Australia Pty Ltd Symo GEN24 Plus 4.0 Fronius Australia Pty Ltd Fronius Smart Meter 63A-1 / 63A-3 | 19.32 |  |  | Shenzhen BYD Electronics Co Ltd | HVM 19.3 | 1 | Fronius Australia Pty Ltd | Symo GEN24 Plus 4.0 | BYD | 2026-09-29
2023-10-24 | HBS8912 | Shenzhen BYD Electronics Co Ltd HVM 22.1 (x1) w/ Fronius Australia Pty Ltd Symo GEN24 Plus 4.0 Fronius Australia Pty Ltd Fronius Smart Meter 63A-1 / 63A-3 | 22.08 |  |  | Shenzhen BYD Electronics Co Ltd | HVM 22.1 | 1 | Fronius Australia Pty Ltd | Symo GEN24 Plus 4.0 | BYD | 2026-09-29
2023-10-24 | HBS8913 | Shenzhen BYD Electronics Co Ltd HVS 7.7 (x2) w/ Fronius Australia Pty Ltd Symo GEN24 Plus 4.0 Fronius Australia Pty Ltd Fronius Smart Meter 63A-1 / 63A-3 | 15.36 |  |  | Shenzhen BYD Electronics Co Ltd | HVS 7.7 | 2 | Fronius Australia Pty Ltd | Symo GEN24 Plus 4.0 | BYD | 2026-09-29
2023-10-24 | HBS8914 | Shenzhen BYD Electronics Co Ltd HVS 10.2 (x2) w/ Fronius Australia Pty Ltd Symo GEN24 Plus 4.0 Fronius Australia Pty Ltd Fronius Smart Meter 63A-1 / 63A-3 | 20.48 |  |  | Shenzhen BYD Electronics Co Ltd | HVS 10.2 | 2 | Fronius Australia Pty Ltd | Symo GEN24 Plus 4.0 | BYD | 2026-09-29
2023-10-24 | HBS8915 | Shenzhen BYD Electronics Co Ltd HVM 11.0 (x2) w/ Fronius Australia Pty Ltd Symo GEN24 Plus 4.0 Fronius Australia Pty Ltd Fronius Smart Meter 63A-1 / 63A-3 | 22.08 |  |  | Shenzhen BYD Electronics Co Ltd | HVM 11.0 | 2 | Fronius Australia Pty Ltd | Symo GEN24 Plus 4.0 | BYD | 2026-09-29
2023-10-24 | HBS8916 | Shenzhen BYD Electronics Co Ltd HVM 13.8 (x2) w/ Fronius Australia Pty Ltd Symo GEN24 Plus 4.0 Fronius Australia Pty Ltd Fronius Smart Meter 63A-1 / 63A-3 | 27.6 |  |  | Shenzhen BYD Electronics Co Ltd | HVM 13.8 | 2 | Fronius Australia Pty Ltd | Symo GEN24 Plus 4.0 | BYD | 2026-09-29
2023-10-24 | HBS8917 | Shenzhen BYD Electronics Co Ltd HVM 16.6 (x2) w/ Fronius Australia Pty Ltd Symo GEN24 Plus 4.0 Fronius Australia Pty Ltd Fronius Smart Meter 63A-1 / 63A-3 | 33.12 |  |  | Shenzhen BYD Electronics Co Ltd | HVM 16.6 | 2 | Fronius Australia Pty Ltd | Symo GEN24 Plus 4.0 | BYD | 2026-09-29
2023-10-24 | HBS8918 | Shenzhen BYD Electronics Co Ltd HVM 19.3 (x2) w/ Fronius Australia Pty Ltd Symo GEN24 Plus 4.0 Fronius Australia Pty Ltd Fronius Smart Meter 63A-1 / 63A-3 | 38.64 |  |  | Shenzhen BYD Electronics Co Ltd | HVM 19.3 | 2 | Fronius Australia Pty Ltd | Symo GEN24 Plus 4.0 | BYD | 2026-09-29
2023-10-24 | HBS8919 | Shenzhen BYD Electronics Co Ltd HVM 22.1 (x2) w/ Fronius Australia Pty Ltd Symo GEN24 Plus 4.0 Fronius Australia Pty Ltd Fronius Smart Meter 63A-1 / 63A-3 | 44.16 |  |  | Shenzhen BYD Electronics Co Ltd | HVM 22.1 | 2 | Fronius Australia Pty Ltd | Symo GEN24 Plus 4.0 | BYD | 2026-09-29
2023-10-24 | HBS8920 | Shenzhen BYD Electronics Co Ltd HVS 7.7 (x3) w/ Fronius Australia Pty Ltd Symo GEN24 Plus 4.0 Fronius Australia Pty Ltd Fronius Smart Meter 63A-1 / 63A-3 | 23.04 |  |  | Shenzhen BYD Electronics Co Ltd | HVS 7.7 | 3 | Fronius Australia Pty Ltd | Symo GEN24 Plus 4.0 | BYD | 2026-09-29
2023-10-24 | HBS8921 | Shenzhen BYD Electronics Co Ltd HVS 10.2 (x3) w/ Fronius Australia Pty Ltd Symo GEN24 Plus 4.0 Fronius Australia Pty Ltd Fronius Smart Meter 63A-1 / 63A-3 | 30.72 |  |  | Shenzhen BYD Electronics Co Ltd | HVS 10.2 | 3 | Fronius Australia Pty Ltd | Symo GEN24 Plus 4.0 | BYD | 2026-09-29
2023-10-24 | HBS8922 | Shenzhen BYD Electronics Co Ltd HVM 11.0 (x3) w/ Fronius Australia Pty Ltd Symo GEN24 Plus 4.0 Fronius Australia Pty Ltd Fronius Smart Meter 63A-1 / 63A-3 | 33.12 |  |  | Shenzhen BYD Electronics Co Ltd | HVM 11.0 | 3 | Fronius Australia Pty Ltd | Symo GEN24 Plus 4.0 | BYD | 2026-09-29
2023-10-24 | HBS8923 | Shenzhen BYD Electronics Co Ltd HVM 13.8 (x3) w/ Fronius Australia Pty Ltd Symo GEN24 Plus 4.0 Fronius Australia Pty Ltd Fronius Smart Meter 63A-1 / 63A-3 | 41.4 |  |  | Shenzhen BYD Electronics Co Ltd | HVM 13.8 | 3 | Fronius Australia Pty Ltd | Symo GEN24 Plus 4.0 | BYD | 2026-09-29
2023-10-24 | HBS8924 | Shenzhen BYD Electronics Co Ltd HVM 16.6 (x3) w/ Fronius Australia Pty Ltd Symo GEN24 Plus 4.0 Fronius Australia Pty Ltd Fronius Smart Meter 63A-1 / 63A-3 | 49.68 |  |  | Shenzhen BYD Electronics Co Ltd | HVM 16.6 | 3 | Fronius Australia Pty Ltd | Symo GEN24 Plus 4.0 | BYD | 2026-09-29
2023-10-24 | HBS8925 | Shenzhen BYD Electronics Co Ltd HVM 19.3 (x3) w/ Fronius Australia Pty Ltd Symo GEN24 Plus 4.0 Fronius Australia Pty Ltd Fronius Smart Meter 63A-1 / 63A-3 | 57.96 |  |  | Shenzhen BYD Electronics Co Ltd | HVM 19.3 | 3 | Fronius Australia Pty Ltd | Symo GEN24 Plus 4.0 | BYD | 2026-09-29
2023-10-24 | HBS8926 | Shenzhen BYD Electronics Co Ltd HVS 7.7 (x1) w/ Fronius Australia Pty Ltd Symo GEN24 Plus 4.0 Fronius Australia Pty Ltd Fronius Smart Meter WR 100-600V-4 | 7.68 |  |  | Shenzhen BYD Electronics Co Ltd | HVS 7.7 | 1 | Fronius Australia Pty Ltd | Symo GEN24 Plus 4.0 | BYD | 2026-09-29
2023-10-24 | HBS8927 | Shenzhen BYD Electronics Co Ltd HVS 10.2 (x1) w/ Fronius Australia Pty Ltd Symo GEN24 Plus 4.0 Fronius Australia Pty Ltd Fronius Smart Meter WR 100-600V-5 | 10.24 |  |  | Shenzhen BYD Electronics Co Ltd | HVS 10.2 | 1 | Fronius Australia Pty Ltd | Symo GEN24 Plus 4.0 | BYD | 2026-09-29
2023-10-24 | HBS8928 | Shenzhen BYD Electronics Co Ltd HVM 11.0 (x1) w/ Fronius Australia Pty Ltd Symo GEN24 Plus 4.0 Fronius Australia Pty Ltd Fronius Smart Meter WR 100-600V-6 | 11.04 |  |  | Shenzhen BYD Electronics Co Ltd | HVM 11.0 | 1 | Fronius Australia Pty Ltd | Symo GEN24 Plus 4.0 | BYD | 2026-09-29
2023-10-24 | HBS8929 | Shenzhen BYD Electronics Co Ltd HVM 13.8 (x1) w/ Fronius Australia Pty Ltd Symo GEN24 Plus 4.0 Fronius Australia Pty Ltd Fronius Smart Meter WR 100-600V-7 | 13.8 |  |  | Shenzhen BYD Electronics Co Ltd | HVM 13.8 | 1 | Fronius Australia Pty Ltd | Symo GEN24 Plus 4.0 | BYD | 2026-09-29
2023-10-24 | HBS8930 | Shenzhen BYD Electronics Co Ltd HVM 16.6 (x1) w/ Fronius Australia Pty Ltd Symo GEN24 Plus 4.0 Fronius Australia Pty Ltd Fronius Smart Meter WR 100-600V-8 | 16.56 |  |  | Shenzhen BYD Electronics Co Ltd | HVM 16.6 | 1 | Fronius Australia Pty Ltd | Symo GEN24 Plus 4.0 | BYD | 2026-09-29
2023-10-24 | HBS8931 | Shenzhen BYD Electronics Co Ltd HVM 19.3 (x1) w/ Fronius Australia Pty Ltd Symo GEN24 Plus 4.0 Fronius Australia Pty Ltd Fronius Smart Meter WR 100-600V-9 | 19.32 |  |  | Shenzhen BYD Electronics Co Ltd | HVM 19.3 | 1 | Fronius Australia Pty Ltd | Symo GEN24 Plus 4.0 | BYD | 2026-09-29
2023-10-24 | HBS8932 | Shenzhen BYD Electronics Co Ltd HVM 22.1 (x1) w/ Fronius Australia Pty Ltd Symo GEN24 Plus 4.0 Fronius Australia Pty Ltd Fronius Smart Meter WR 100-600V-10 | 22.08 |  |  | Shenzhen BYD Electronics Co Ltd | HVM 22.1 | 1 | Fronius Australia Pty Ltd | Symo GEN24 Plus 4.0 | BYD | 2026-09-29
2023-10-24 | HBS8933 | Shenzhen BYD Electronics Co Ltd HVS 7.7 (x2) w/ Fronius Australia Pty Ltd Symo GEN24 Plus 4.0 Fronius Australia Pty Ltd Fronius Smart Meter WR 100-600V-12 | 15.36 |  |  | Shenzhen BYD Electronics Co Ltd | HVS 7.7 | 2 | Fronius Australia Pty Ltd | Symo GEN24 Plus 4.0 | BYD | 2026-09-29
2023-10-24 | HBS8934 | Shenzhen BYD Electronics Co Ltd HVS 10.2 (x2) w/ Fronius Australia Pty Ltd Symo GEN24 Plus 4.0 Fronius Australia Pty Ltd Fronius Smart Meter WR 100-600V-13 | 20.48 |  |  | Shenzhen BYD Electronics Co Ltd | HVS 10.2 | 2 | Fronius Australia Pty Ltd | Symo GEN24 Plus 4.0 | BYD | 2026-09-29
2023-10-24 | HBS8935 | Shenzhen BYD Electronics Co Ltd HVM 11.0 (x2) w/ Fronius Australia Pty Ltd Symo GEN24 Plus 4.0 Fronius Australia Pty Ltd Fronius Smart Meter WR 100-600V-14 | 22.08 |  |  | Shenzhen BYD Electronics Co Ltd | HVM 11.0 | 2 | Fronius Australia Pty Ltd | Symo GEN24 Plus 4.0 | BYD | 2026-09-29
2023-10-24 | HBS8936 | Shenzhen BYD Electronics Co Ltd HVM 13.8 (x2) w/ Fronius Australia Pty Ltd Symo GEN24 Plus 4.0 Fronius Australia Pty Ltd Fronius Smart Meter WR 100-600V-15 | 27.6 |  |  | Shenzhen BYD Electronics Co Ltd | HVM 13.8 | 2 | Fronius Australia Pty Ltd | Symo GEN24 Plus 4.0 | BYD | 2026-09-29
2023-10-24 | HBS8937 | Shenzhen BYD Electronics Co Ltd HVM 16.6 (x2) w/ Fronius Australia Pty Ltd Symo GEN24 Plus 4.0 Fronius Australia Pty Ltd Fronius Smart Meter WR 100-600V-16 | 33.12 |  |  | Shenzhen BYD Electronics Co Ltd | HVM 16.6 | 2 | Fronius Australia Pty Ltd | Symo GEN24 Plus 4.0 | BYD | 2026-09-29
2023-10-24 | HBS8938 | Shenzhen BYD Electronics Co Ltd HVM 19.3 (x2) w/ Fronius Australia Pty Ltd Symo GEN24 Plus 4.0 Fronius Australia Pty Ltd Fronius Smart Meter WR 100-600V-17 | 38.64 |  |  | Shenzhen BYD Electronics Co Ltd | HVM 19.3 | 2 | Fronius Australia Pty Ltd | Symo GEN24 Plus 4.0 | BYD | 2026-09-29
2023-10-24 | HBS8939 | Shenzhen BYD Electronics Co Ltd HVM 22.1 (x2) w/ Fronius Australia Pty Ltd Symo GEN24 Plus 4.0 Fronius Australia Pty Ltd Fronius Smart Meter WR 100-600V-18 | 44.16 |  |  | Shenzhen BYD Electronics Co Ltd | HVM 22.1 | 2 | Fronius Australia Pty Ltd | Symo GEN24 Plus 4.0 | BYD | 2026-09-29
2023-10-24 | HBS8940 | Shenzhen BYD Electronics Co Ltd HVS 7.7 (x3) w/ Fronius Australia Pty Ltd Symo GEN24 Plus 4.0 Fronius Australia Pty Ltd Fronius Smart Meter WR 100-600V-20 | 23.04 |  |  | Shenzhen BYD Electronics Co Ltd | HVS 7.7 | 3 | Fronius Australia Pty Ltd | Symo GEN24 Plus 4.0 | BYD | 2026-09-29
2023-10-24 | HBS8941 | Shenzhen BYD Electronics Co Ltd HVS 10.2 (x3) w/ Fronius Australia Pty Ltd Symo GEN24 Plus 4.0 Fronius Australia Pty Ltd Fronius Smart Meter WR 100-600V-21 | 30.72 |  |  | Shenzhen BYD Electronics Co Ltd | HVS 10.2 | 3 | Fronius Australia Pty Ltd | Symo GEN24 Plus 4.0 | BYD | 2026-09-29
2023-10-24 | HBS8942 | Shenzhen BYD Electronics Co Ltd HVM 11.0 (x3) w/ Fronius Australia Pty Ltd Symo GEN24 Plus 4.0 Fronius Australia Pty Ltd Fronius Smart Meter WR 100-600V-22 | 33.12 |  |  | Shenzhen BYD Electronics Co Ltd | HVM 11.0 | 3 | Fronius Australia Pty Ltd | Symo GEN24 Plus 4.0 | BYD | 2026-09-29
2023-10-24 | HBS8943 | Shenzhen BYD Electronics Co Ltd HVM 13.8 (x3) w/ Fronius Australia Pty Ltd Symo GEN24 Plus 4.0 Fronius Australia Pty Ltd Fronius Smart Meter WR 100-600V-23 | 41.4 |  |  | Shenzhen BYD Electronics Co Ltd | HVM 13.8 | 3 | Fronius Australia Pty Ltd | Symo GEN24 Plus 4.0 | BYD | 2026-09-29
2023-10-24 | HBS8944 | Shenzhen BYD Electronics Co Ltd HVM 16.6 (x3) w/ Fronius Australia Pty Ltd Symo GEN24 Plus 4.0 Fronius Australia Pty Ltd Fronius Smart Meter WR 100-600V-24 | 49.68 |  |  | Shenzhen BYD Electronics Co Ltd | HVM 16.6 | 3 | Fronius Australia Pty Ltd | Symo GEN24 Plus 4.0 | BYD | 2026-09-29
2023-10-24 | HBS8945 | Shenzhen BYD Electronics Co Ltd HVM 19.3 (x3) w/ Fronius Australia Pty Ltd Symo GEN24 Plus 4.0 Fronius Australia Pty Ltd Fronius Smart Meter WR 100-600V-25 | 57.96 |  |  | Shenzhen BYD Electronics Co Ltd | HVM 19.3 | 3 | Fronius Australia Pty Ltd | Symo GEN24 Plus 4.0 | BYD | 2026-09-29
2023-10-24 | HBS8986 | Shenzhen BYD Electronics Co Ltd HVS 7.7 (x1) w/ Fronius Australia Pty Ltd Symo GEN24 Plus 5.0 Fronius Australia Pty Ltd Fronius Smart Meter 63A-1 / 63A-3 | 7.68 |  |  | Shenzhen BYD Electronics Co Ltd | HVS 7.7 | 1 | Fronius Australia Pty Ltd | Symo GEN24 Plus 5.0 | BYD | 2026-09-29
2023-10-24 | HBS8987 | Shenzhen BYD Electronics Co Ltd HVS 10.2 (x1) w/ Fronius Australia Pty Ltd Symo GEN24 Plus 5.0 Fronius Australia Pty Ltd Fronius Smart Meter 63A-1 / 63A-3 | 10.24 |  |  | Shenzhen BYD Electronics Co Ltd | HVS 10.2 | 1 | Fronius Australia Pty Ltd | Symo GEN24 Plus 5.0 | BYD | 2026-09-29
2023-10-24 | HBS8988 | Shenzhen BYD Electronics Co Ltd HVM 11.0 (x1) w/ Fronius Australia Pty Ltd Symo GEN24 Plus 5.0 Fronius Australia Pty Ltd Fronius Smart Meter 63A-1 / 63A-3 | 11.04 |  |  | Shenzhen BYD Electronics Co Ltd | HVM 11.0 | 1 | Fronius Australia Pty Ltd | Symo GEN24 Plus 5.0 | BYD | 2026-09-29
2023-10-24 | HBS8989 | Shenzhen BYD Electronics Co Ltd HVM 13.8 (x1) w/ Fronius Australia Pty Ltd Symo GEN24 Plus 5.0 Fronius Australia Pty Ltd Fronius Smart Meter 63A-1 / 63A-3 | 13.8 |  |  | Shenzhen BYD Electronics Co Ltd | HVM 13.8 | 1 | Fronius Australia Pty Ltd | Symo GEN24 Plus 5.0 | BYD | 2026-09-29
2023-10-24 | HBS8990 | Shenzhen BYD Electronics Co Ltd HVM 16.6 (x1) w/ Fronius Australia Pty Ltd Symo GEN24 Plus 5.0 Fronius Australia Pty Ltd Fronius Smart Meter 63A-1 / 63A-3 | 16.56 |  |  | Shenzhen BYD Electronics Co Ltd | HVM 16.6 | 1 | Fronius Australia Pty Ltd | Symo GEN24 Plus 5.0 | BYD | 2026-09-29
2023-10-24 | HBS8991 | Shenzhen BYD Electronics Co Ltd HVM 19.3 (x1) w/ Fronius Australia Pty Ltd Symo GEN24 Plus 5.0 Fronius Australia Pty Ltd Fronius Smart Meter 63A-1 / 63A-3 | 19.32 |  |  | Shenzhen BYD Electronics Co Ltd | HVM 19.3 | 1 | Fronius Australia Pty Ltd | Symo GEN24 Plus 5.0 | BYD | 2026-09-29
2023-10-24 | HBS8992 | Shenzhen BYD Electronics Co Ltd HVM 22.1 (x1) w/ Fronius Australia Pty Ltd Symo GEN24 Plus 5.0 Fronius Australia Pty Ltd Fronius Smart Meter 63A-1 / 63A-3 | 22.08 |  |  | Shenzhen BYD Electronics Co Ltd | HVM 22.1 | 1 | Fronius Australia Pty Ltd | Symo GEN24 Plus 5.0 | BYD | 2026-09-29
2023-10-24 | HBS8993 | Shenzhen BYD Electronics Co Ltd HVS 7.7 (x2) w/ Fronius Australia Pty Ltd Symo GEN24 Plus 5.0 Fronius Australia Pty Ltd Fronius Smart Meter 63A-1 / 63A-3 | 15.36 |  |  | Shenzhen BYD Electronics Co Ltd | HVS 7.7 | 2 | Fronius Australia Pty Ltd | Symo GEN24 Plus 5.0 | BYD | 2026-09-29
2023-10-24 | HBS8994 | Shenzhen BYD Electronics Co Ltd HVS 10.2 (x2) w/ Fronius Australia Pty Ltd Symo GEN24 Plus 5.0 Fronius Australia Pty Ltd Fronius Smart Meter 63A-1 / 63A-3 | 20.48 |  |  | Shenzhen BYD Electronics Co Ltd | HVS 10.2 | 2 | Fronius Australia Pty Ltd | Symo GEN24 Plus 5.0 | BYD | 2026-09-29
2023-10-24 | HBS8995 | Shenzhen BYD Electronics Co Ltd HVM 11.0 (x2) w/ Fronius Australia Pty Ltd Symo GEN24 Plus 5.0 Fronius Australia Pty Ltd Fronius Smart Meter 63A-1 / 63A-3 | 22.08 |  |  | Shenzhen BYD Electronics Co Ltd | HVM 11.0 | 2 | Fronius Australia Pty Ltd | Symo GEN24 Plus 5.0 | BYD | 2026-09-29
2023-10-24 | HBS8996 | Shenzhen BYD Electronics Co Ltd HVM 13.8 (x2) w/ Fronius Australia Pty Ltd Symo GEN24 Plus 5.0 Fronius Australia Pty Ltd Fronius Smart Meter 63A-1 / 63A-3 | 27.6 |  |  | Shenzhen BYD Electronics Co Ltd | HVM 13.8 | 2 | Fronius Australia Pty Ltd | Symo GEN24 Plus 5.0 | BYD | 2026-09-29
2023-10-24 | HBS8997 | Shenzhen BYD Electronics Co Ltd HVM 16.6 (x2) w/ Fronius Australia Pty Ltd Symo GEN24 Plus 5.0 Fronius Australia Pty Ltd Fronius Smart Meter 63A-1 / 63A-3 | 33.12 |  |  | Shenzhen BYD Electronics Co Ltd | HVM 16.6 | 2 | Fronius Australia Pty Ltd | Symo GEN24 Plus 5.0 | BYD | 2026-09-29
2023-10-24 | HBS8998 | Shenzhen BYD Electronics Co Ltd HVM 19.3 (x2) w/ Fronius Australia Pty Ltd Symo GEN24 Plus 5.0 Fronius Australia Pty Ltd Fronius Smart Meter 63A-1 / 63A-3 | 38.64 |  |  | Shenzhen BYD Electronics Co Ltd | HVM 19.3 | 2 | Fronius Australia Pty Ltd | Symo GEN24 Plus 5.0 | BYD | 2026-09-29
2023-10-24 | HBS8999 | Shenzhen BYD Electronics Co Ltd HVM 22.1 (x2) w/ Fronius Australia Pty Ltd Symo GEN24 Plus 5.0 Fronius Australia Pty Ltd Fronius Smart Meter 63A-1 / 63A-3 | 44.16 |  |  | Shenzhen BYD Electronics Co Ltd | HVM 22.1 | 2 | Fronius Australia Pty Ltd | Symo GEN24 Plus 5.0 | BYD | 2026-09-29
2023-10-24 | HBS9000 | Shenzhen BYD Electronics Co Ltd HVS 7.7 (x3) w/ Fronius Australia Pty Ltd Symo GEN24 Plus 5.0 Fronius Australia Pty Ltd Fronius Smart Meter 63A-1 / 63A-3 | 23.04 |  |  | Shenzhen BYD Electronics Co Ltd | HVS 7.7 | 3 | Fronius Australia Pty Ltd | Symo GEN24 Plus 5.0 | BYD | 2026-09-29
2023-10-24 | HBS9001 | Shenzhen BYD Electronics Co Ltd HVS 10.2 (x3) w/ Fronius Australia Pty Ltd Symo GEN24 Plus 5.0 Fronius Australia Pty Ltd Fronius Smart Meter 63A-1 / 63A-3 | 30.72 |  |  | Shenzhen BYD Electronics Co Ltd | HVS 10.2 | 3 | Fronius Australia Pty Ltd | Symo GEN24 Plus 5.0 | BYD | 2026-09-29
2023-10-24 | HBS9002 | Shenzhen BYD Electronics Co Ltd HVM 11.0 (x3) w/ Fronius Australia Pty Ltd Symo GEN24 Plus 5.0 Fronius Australia Pty Ltd Fronius Smart Meter 63A-1 / 63A-3 | 33.12 |  |  | Shenzhen BYD Electronics Co Ltd | HVM 11.0 | 3 | Fronius Australia Pty Ltd | Symo GEN24 Plus 5.0 | BYD | 2026-09-29
2023-10-24 | HBS9003 | Shenzhen BYD Electronics Co Ltd HVM 13.8 (x3) w/ Fronius Australia Pty Ltd Symo GEN24 Plus 5.0 Fronius Australia Pty Ltd Fronius Smart Meter 63A-1 / 63A-3 | 41.4 |  |  | Shenzhen BYD Electronics Co Ltd | HVM 13.8 | 3 | Fronius Australia Pty Ltd | Symo GEN24 Plus 5.0 | BYD | 2026-09-29
2023-10-24 | HBS9004 | Shenzhen BYD Electronics Co Ltd HVM 16.6 (x3) w/ Fronius Australia Pty Ltd Symo GEN24 Plus 5.0 Fronius Australia Pty Ltd Fronius Smart Meter 63A-1 / 63A-3 | 49.68 |  |  | Shenzhen BYD Electronics Co Ltd | HVM 16.6 | 3 | Fronius Australia Pty Ltd | Symo GEN24 Plus 5.0 | BYD | 2026-09-29
2023-10-24 | HBS9005 | Shenzhen BYD Electronics Co Ltd HVM 19.3 (x3) w/ Fronius Australia Pty Ltd Symo GEN24 Plus 5.0 Fronius Australia Pty Ltd Fronius Smart Meter 63A-1 / 63A-3 | 57.96 |  |  | Shenzhen BYD Electronics Co Ltd | HVM 19.3 | 3 | Fronius Australia Pty Ltd | Symo GEN24 Plus 5.0 | BYD | 2026-09-29
2023-10-24 | HBS9006 | Shenzhen BYD Electronics Co Ltd HVS 7.7 (x1) w/ Fronius Australia Pty Ltd Symo GEN24 Plus 5.0 Fronius Australia Pty Ltd Fronius Smart Meter WR 100-600V-4 | 7.68 |  |  | Shenzhen BYD Electronics Co Ltd | HVS 7.7 | 1 | Fronius Australia Pty Ltd | Symo GEN24 Plus 5.0 | BYD | 2026-09-29
2023-10-24 | HBS9007 | Shenzhen BYD Electronics Co Ltd HVS 10.2 (x1) w/ Fronius Australia Pty Ltd Symo GEN24 Plus 5.0 Fronius Australia Pty Ltd Fronius Smart Meter WR 100-600V-5 | 10.24 |  |  | Shenzhen BYD Electronics Co Ltd | HVS 10.2 | 1 | Fronius Australia Pty Ltd | Symo GEN24 Plus 5.0 | BYD | 2026-09-29
2023-10-24 | HBS9008 | Shenzhen BYD Electronics Co Ltd HVM 11.0 (x1) w/ Fronius Australia Pty Ltd Symo GEN24 Plus 5.0 Fronius Australia Pty Ltd Fronius Smart Meter WR 100-600V-6 | 11.04 |  |  | Shenzhen BYD Electronics Co Ltd | HVM 11.0 | 1 | Fronius Australia Pty Ltd | Symo GEN24 Plus 5.0 | BYD | 2026-09-29
2023-10-24 | HBS9009 | Shenzhen BYD Electronics Co Ltd HVM 13.8 (x1) w/ Fronius Australia Pty Ltd Symo GEN24 Plus 5.0 Fronius Australia Pty Ltd Fronius Smart Meter WR 100-600V-7 | 13.8 |  |  | Shenzhen BYD Electronics Co Ltd | HVM 13.8 | 1 | Fronius Australia Pty Ltd | Symo GEN24 Plus 5.0 | BYD | 2026-09-29
2023-10-24 | HBS9010 | Shenzhen BYD Electronics Co Ltd HVM 16.6 (x1) w/ Fronius Australia Pty Ltd Symo GEN24 Plus 5.0 Fronius Australia Pty Ltd Fronius Smart Meter WR 100-600V-8 | 16.56 |  |  | Shenzhen BYD Electronics Co Ltd | HVM 16.6 | 1 | Fronius Australia Pty Ltd | Symo GEN24 Plus 5.0 | BYD | 2026-09-29
2023-10-24 | HBS9011 | Shenzhen BYD Electronics Co Ltd HVM 19.3 (x1) w/ Fronius Australia Pty Ltd Symo GEN24 Plus 5.0 Fronius Australia Pty Ltd Fronius Smart Meter WR 100-600V-9 | 19.32 |  |  | Shenzhen BYD Electronics Co Ltd | HVM 19.3 | 1 | Fronius Australia Pty Ltd | Symo GEN24 Plus 5.0 | BYD | 2026-09-29
2023-10-24 | HBS9012 | Shenzhen BYD Electronics Co Ltd HVM 22.1 (x1) w/ Fronius Australia Pty Ltd Symo GEN24 Plus 5.0 Fronius Australia Pty Ltd Fronius Smart Meter WR 100-600V-10 | 22.08 |  |  | Shenzhen BYD Electronics Co Ltd | HVM 22.1 | 1 | Fronius Australia Pty Ltd | Symo GEN24 Plus 5.0 | BYD | 2026-09-29
2023-10-24 | HBS9013 | Shenzhen BYD Electronics Co Ltd HVS 7.7 (x2) w/ Fronius Australia Pty Ltd Symo GEN24 Plus 5.0 Fronius Australia Pty Ltd Fronius Smart Meter WR 100-600V-12 | 15.36 |  |  | Shenzhen BYD Electronics Co Ltd | HVS 7.7 | 2 | Fronius Australia Pty Ltd | Symo GEN24 Plus 5.0 | BYD | 2026-09-29
2023-10-24 | HBS9014 | Shenzhen BYD Electronics Co Ltd HVS 10.2 (x2) w/ Fronius Australia Pty Ltd Symo GEN24 Plus 5.0 Fronius Australia Pty Ltd Fronius Smart Meter WR 100-600V-13 | 20.48 |  |  | Shenzhen BYD Electronics Co Ltd | HVS 10.2 | 2 | Fronius Australia Pty Ltd | Symo GEN24 Plus 5.0 | BYD | 2026-09-29
2023-10-24 | HBS9015 | Shenzhen BYD Electronics Co Ltd HVM 11.0 (x2) w/ Fronius Australia Pty Ltd Symo GEN24 Plus 5.0 Fronius Australia Pty Ltd Fronius Smart Meter WR 100-600V-14 | 22.08 |  |  | Shenzhen BYD Electronics Co Ltd | HVM 11.0 | 2 | Fronius Australia Pty Ltd | Symo GEN24 Plus 5.0 | BYD | 2026-09-29
2023-10-24 | HBS9016 | Shenzhen BYD Electronics Co Ltd HVM 13.8 (x2) w/ Fronius Australia Pty Ltd Symo GEN24 Plus 5.0 Fronius Australia Pty Ltd Fronius Smart Meter WR 100-600V-15 | 27.6 |  |  | Shenzhen BYD Electronics Co Ltd | HVM 13.8 | 2 | Fronius Australia Pty Ltd | Symo GEN24 Plus 5.0 | BYD | 2026-09-29
2023-10-24 | HBS9017 | Shenzhen BYD Electronics Co Ltd HVM 16.6 (x2) w/ Fronius Australia Pty Ltd Symo GEN24 Plus 5.0 Fronius Australia Pty Ltd Fronius Smart Meter WR 100-600V-16 | 33.12 |  |  | Shenzhen BYD Electronics Co Ltd | HVM 16.6 | 2 | Fronius Australia Pty Ltd | Symo GEN24 Plus 5.0 | BYD | 2026-09-29
2023-10-24 | HBS9018 | Shenzhen BYD Electronics Co Ltd HVM 19.3 (x2) w/ Fronius Australia Pty Ltd Symo GEN24 Plus 5.0 Fronius Australia Pty Ltd Fronius Smart Meter WR 100-600V-17 | 38.64 |  |  | Shenzhen BYD Electronics Co Ltd | HVM 19.3 | 2 | Fronius Australia Pty Ltd | Symo GEN24 Plus 5.0 | BYD | 2026-09-29
2023-10-24 | HBS9019 | Shenzhen BYD Electronics Co Ltd HVM 22.1 (x2) w/ Fronius Australia Pty Ltd Symo GEN24 Plus 5.0 Fronius Australia Pty Ltd Fronius Smart Meter WR 100-600V-18 | 44.16 |  |  | Shenzhen BYD Electronics Co Ltd | HVM 22.1 | 2 | Fronius Australia Pty Ltd | Symo GEN24 Plus 5.0 | BYD | 2026-09-29
2023-10-24 | HBS9020 | Shenzhen BYD Electronics Co Ltd HVS 7.7 (x3) w/ Fronius Australia Pty Ltd Symo GEN24 Plus 5.0 Fronius Australia Pty Ltd Fronius Smart Meter WR 100-600V-20 | 23.04 |  |  | Shenzhen BYD Electronics Co Ltd | HVS 7.7 | 3 | Fronius Australia Pty Ltd | Symo GEN24 Plus 5.0 | BYD | 2026-09-29
2023-10-24 | HBS9021 | Shenzhen BYD Electronics Co Ltd HVS 10.2 (x3) w/ Fronius Australia Pty Ltd Symo GEN24 Plus 5.0 Fronius Australia Pty Ltd Fronius Smart Meter WR 100-600V-21 | 30.72 |  |  | Shenzhen BYD Electronics Co Ltd | HVS 10.2 | 3 | Fronius Australia Pty Ltd | Symo GEN24 Plus 5.0 | BYD | 2026-09-29
2023-10-24 | HBS9022 | Shenzhen BYD Electronics Co Ltd HVM 11.0 (x3) w/ Fronius Australia Pty Ltd Symo GEN24 Plus 5.0 Fronius Australia Pty Ltd Fronius Smart Meter WR 100-600V-22 | 33.12 |  |  | Shenzhen BYD Electronics Co Ltd | HVM 11.0 | 3 | Fronius Australia Pty Ltd | Symo GEN24 Plus 5.0 | BYD | 2026-09-29
2023-10-24 | HBS9023 | Shenzhen BYD Electronics Co Ltd HVM 13.8 (x3) w/ Fronius Australia Pty Ltd Symo GEN24 Plus 5.0 Fronius Australia Pty Ltd Fronius Smart Meter WR 100-600V-23 | 41.4 |  |  | Shenzhen BYD Electronics Co Ltd | HVM 13.8 | 3 | Fronius Australia Pty Ltd | Symo GEN24 Plus 5.0 | BYD | 2026-09-29
2023-10-24 | HBS9024 | Shenzhen BYD Electronics Co Ltd HVM 16.6 (x3) w/ Fronius Australia Pty Ltd Symo GEN24 Plus 5.0 Fronius Australia Pty Ltd Fronius Smart Meter WR 100-600V-24 | 49.68 |  |  | Shenzhen BYD Electronics Co Ltd | HVM 16.6 | 3 | Fronius Australia Pty Ltd | Symo GEN24 Plus 5.0 | BYD | 2026-09-29
2023-10-24 | HBS9025 | Shenzhen BYD Electronics Co Ltd HVM 19.3 (x3) w/ Fronius Australia Pty Ltd Symo GEN24 Plus 5.0 Fronius Australia Pty Ltd Fronius Smart Meter WR 100-600V-25 | 57.96 |  |  | Shenzhen BYD Electronics Co Ltd | HVM 19.3 | 3 | Fronius Australia Pty Ltd | Symo GEN24 Plus 5.0 | BYD | 2026-09-29
2023-10-24 | HBS9026 | Shenzhen BYD Electronics Co Ltd HVS 7.7 (x1) w/ Fronius Australia Pty Ltd Symo GEN24 Plus 6.0 Fronius Australia Pty Ltd Fronius Smart Meter 63A-1 / 63A-3 | 7.68 |  |  | Shenzhen BYD Electronics Co Ltd | HVS 7.7 | 1 | Fronius Australia Pty Ltd | Symo GEN24 Plus 6.0 | BYD | 2026-10-05
2023-10-24 | HBS9027 | Shenzhen BYD Electronics Co Ltd HVS 10.2 (x1) w/ Fronius Australia Pty Ltd Symo GEN24 Plus 6.0 Fronius Australia Pty Ltd Fronius Smart Meter 63A-1 / 63A-3 | 10.24 |  |  | Shenzhen BYD Electronics Co Ltd | HVS 10.2 | 1 | Fronius Australia Pty Ltd | Symo GEN24 Plus 6.0 | BYD | 2026-10-05
2023-10-24 | HBS9028 | Shenzhen BYD Electronics Co Ltd HVM 11.0 (x1) w/ Fronius Australia Pty Ltd Symo GEN24 Plus 6.0 Fronius Australia Pty Ltd Fronius Smart Meter 63A-1 / 63A-3 | 11.04 |  |  | Shenzhen BYD Electronics Co Ltd | HVM 11.0 | 1 | Fronius Australia Pty Ltd | Symo GEN24 Plus 6.0 | BYD | 2026-10-05
2023-10-24 | HBS9029 | Shenzhen BYD Electronics Co Ltd HVM 13.8 (x1) w/ Fronius Australia Pty Ltd Symo GEN24 Plus 6.0 Fronius Australia Pty Ltd Fronius Smart Meter 63A-1 / 63A-3 | 13.8 |  |  | Shenzhen BYD Electronics Co Ltd | HVM 13.8 | 1 | Fronius Australia Pty Ltd | Symo GEN24 Plus 6.0 | BYD | 2026-10-05
2023-10-24 | HBS9030 | Shenzhen BYD Electronics Co Ltd HVM 16.6 (x1) w/ Fronius Australia Pty Ltd Symo GEN24 Plus 6.0 Fronius Australia Pty Ltd Fronius Smart Meter 63A-1 / 63A-3 | 16.56 |  |  | Shenzhen BYD Electronics Co Ltd | HVM 16.6 | 1 | Fronius Australia Pty Ltd | Symo GEN24 Plus 6.0 | BYD | 2026-10-05
2023-10-24 | HBS9031 | Shenzhen BYD Electronics Co Ltd HVM 19.3 (x1) w/ Fronius Australia Pty Ltd Symo GEN24 Plus 6.0 Fronius Australia Pty Ltd Fronius Smart Meter 63A-1 / 63A-3 | 19.32 |  |  | Shenzhen BYD Electronics Co Ltd | HVM 19.3 | 1 | Fronius Australia Pty Ltd | Symo GEN24 Plus 6.0 | BYD | 2026-10-05
2023-10-24 | HBS9032 | Shenzhen BYD Electronics Co Ltd HVM 22.1 (x1) w/ Fronius Australia Pty Ltd Symo GEN24 Plus 6.0 Fronius Australia Pty Ltd Fronius Smart Meter 63A-1 / 63A-3 | 22.08 |  |  | Shenzhen BYD Electronics Co Ltd | HVM 22.1 | 1 | Fronius Australia Pty Ltd | Symo GEN24 Plus 6.0 | BYD | 2026-10-05
2023-10-24 | HBS9033 | Shenzhen BYD Electronics Co Ltd HVS 7.7 (x2) w/ Fronius Australia Pty Ltd Symo GEN24 Plus 6.0 Fronius Australia Pty Ltd Fronius Smart Meter 63A-1 / 63A-3 | 15.36 |  |  | Shenzhen BYD Electronics Co Ltd | HVS 7.7 | 2 | Fronius Australia Pty Ltd | Symo GEN24 Plus 6.0 | BYD | 2026-10-05
2023-10-24 | HBS9034 | Shenzhen BYD Electronics Co Ltd HVS 10.2 (x2) w/ Fronius Australia Pty Ltd Symo GEN24 Plus 6.0 Fronius Australia Pty Ltd Fronius Smart Meter 63A-1 / 63A-3 | 20.48 |  |  | Shenzhen BYD Electronics Co Ltd | HVS 10.2 | 2 | Fronius Australia Pty Ltd | Symo GEN24 Plus 6.0 | BYD | 2026-10-05
2023-10-24 | HBS9035 | Shenzhen BYD Electronics Co Ltd HVM 11.0 (x2) w/ Fronius Australia Pty Ltd Symo GEN24 Plus 6.0 Fronius Australia Pty Ltd Fronius Smart Meter 63A-1 / 63A-3 | 22.08 |  |  | Shenzhen BYD Electronics Co Ltd | HVM 11.0 | 2 | Fronius Australia Pty Ltd | Symo GEN24 Plus 6.0 | BYD | 2026-10-05
2023-10-24 | HBS9036 | Shenzhen BYD Electronics Co Ltd HVM 13.8 (x2) w/ Fronius Australia Pty Ltd Symo GEN24 Plus 6.0 Fronius Australia Pty Ltd Fronius Smart Meter 63A-1 / 63A-3 | 27.6 |  |  | Shenzhen BYD Electronics Co Ltd | HVM 13.8 | 2 | Fronius Australia Pty Ltd | Symo GEN24 Plus 6.0 | BYD | 2026-10-05
2023-10-24 | HBS9037 | Shenzhen BYD Electronics Co Ltd HVM 16.6 (x2) w/ Fronius Australia Pty Ltd Symo GEN24 Plus 6.0 Fronius Australia Pty Ltd Fronius Smart Meter 63A-1 / 63A-3 | 33.12 |  |  | Shenzhen BYD Electronics Co Ltd | HVM 16.6 | 2 | Fronius Australia Pty Ltd | Symo GEN24 Plus 6.0 | BYD | 2026-10-05
2023-10-24 | HBS9038 | Shenzhen BYD Electronics Co Ltd HVM 19.3 (x2) w/ Fronius Australia Pty Ltd Symo GEN24 Plus 6.0 Fronius Australia Pty Ltd Fronius Smart Meter 63A-1 / 63A-3 | 38.64 |  |  | Shenzhen BYD Electronics Co Ltd | HVM 19.3 | 2 | Fronius Australia Pty Ltd | Symo GEN24 Plus 6.0 | BYD | 2026-10-05
2023-10-24 | HBS9039 | Shenzhen BYD Electronics Co Ltd HVM 22.1 (x2) w/ Fronius Australia Pty Ltd Symo GEN24 Plus 6.0 Fronius Australia Pty Ltd Fronius Smart Meter 63A-1 / 63A-3 | 44.16 |  |  | Shenzhen BYD Electronics Co Ltd | HVM 22.1 | 2 | Fronius Australia Pty Ltd | Symo GEN24 Plus 6.0 | BYD | 2026-10-05
2023-10-24 | HBS9040 | Shenzhen BYD Electronics Co Ltd HVS 7.7 (x3) w/ Fronius Australia Pty Ltd Symo GEN24 Plus 6.0 Fronius Australia Pty Ltd Fronius Smart Meter 63A-1 / 63A-3 | 23.04 |  |  | Shenzhen BYD Electronics Co Ltd | HVS 7.7 | 3 | Fronius Australia Pty Ltd | Symo GEN24 Plus 6.0 | BYD | 2026-10-05
2023-10-24 | HBS9041 | Shenzhen BYD Electronics Co Ltd HVS 10.2 (x3) w/ Fronius Australia Pty Ltd Symo GEN24 Plus 6.0 Fronius Australia Pty Ltd Fronius Smart Meter 63A-1 / 63A-3 | 30.72 |  |  | Shenzhen BYD Electronics Co Ltd | HVS 10.2 | 3 | Fronius Australia Pty Ltd | Symo GEN24 Plus 6.0 | BYD | 2026-10-05
2023-10-24 | HBS9042 | Shenzhen BYD Electronics Co Ltd HVM 11.0 (x3) w/ Fronius Australia Pty Ltd Symo GEN24 Plus 6.0 Fronius Australia Pty Ltd Fronius Smart Meter 63A-1 / 63A-3 | 33.12 |  |  | Shenzhen BYD Electronics Co Ltd | HVM 11.0 | 3 | Fronius Australia Pty Ltd | Symo GEN24 Plus 6.0 | BYD | 2026-10-05
2023-10-24 | HBS9043 | Shenzhen BYD Electronics Co Ltd HVM 13.8 (x3) w/ Fronius Australia Pty Ltd Symo GEN24 Plus 6.0 Fronius Australia Pty Ltd Fronius Smart Meter 63A-1 / 63A-3 | 41.4 |  |  | Shenzhen BYD Electronics Co Ltd | HVM 13.8 | 3 | Fronius Australia Pty Ltd | Symo GEN24 Plus 6.0 | BYD | 2026-10-05
2023-10-24 | HBS9044 | Shenzhen BYD Electronics Co Ltd HVM 16.6 (x3) w/ Fronius Australia Pty Ltd Symo GEN24 Plus 6.0 Fronius Australia Pty Ltd Fronius Smart Meter 63A-1 / 63A-3 | 49.68 |  |  | Shenzhen BYD Electronics Co Ltd | HVM 16.6 | 3 | Fronius Australia Pty Ltd | Symo GEN24 Plus 6.0 | BYD | 2026-10-05
2023-10-24 | HBS9045 | Shenzhen BYD Electronics Co Ltd HVM 19.3 (x3) w/ Fronius Australia Pty Ltd Symo GEN24 Plus 6.0 Fronius Australia Pty Ltd Fronius Smart Meter 63A-1 / 63A-3 | 57.96 |  |  | Shenzhen BYD Electronics Co Ltd | HVM 19.3 | 3 | Fronius Australia Pty Ltd | Symo GEN24 Plus 6.0 | BYD | 2026-10-05
2023-10-24 | HBS9046 | Shenzhen BYD Electronics Co Ltd HVS 7.7 (x1) w/ Fronius Australia Pty Ltd Symo GEN24 Plus 6.0 Fronius Australia Pty Ltd Fronius Smart Meter WR 100-600V-4 | 7.68 |  |  | Shenzhen BYD Electronics Co Ltd | HVS 7.7 | 1 | Fronius Australia Pty Ltd | Symo GEN24 Plus 6.0 | BYD | 2026-10-05
2023-10-24 | HBS9047 | Shenzhen BYD Electronics Co Ltd HVS 10.2 (x1) w/ Fronius Australia Pty Ltd Symo GEN24 Plus 6.0 Fronius Australia Pty Ltd Fronius Smart Meter WR 100-600V-5 | 10.24 |  |  | Shenzhen BYD Electronics Co Ltd | HVS 10.2 | 1 | Fronius Australia Pty Ltd | Symo GEN24 Plus 6.0 | BYD | 2026-10-05
2023-10-24 | HBS9048 | Shenzhen BYD Electronics Co Ltd HVM 11.0 (x1) w/ Fronius Australia Pty Ltd Symo GEN24 Plus 6.0 Fronius Australia Pty Ltd Fronius Smart Meter WR 100-600V-6 | 11.04 |  |  | Shenzhen BYD Electronics Co Ltd | HVM 11.0 | 1 | Fronius Australia Pty Ltd | Symo GEN24 Plus 6.0 | BYD | 2026-10-05
2023-10-24 | HBS9049 | Shenzhen BYD Electronics Co Ltd HVM 13.8 (x1) w/ Fronius Australia Pty Ltd Symo GEN24 Plus 6.0 Fronius Australia Pty Ltd Fronius Smart Meter WR 100-600V-7 | 13.8 |  |  | Shenzhen BYD Electronics Co Ltd | HVM 13.8 | 1 | Fronius Australia Pty Ltd | Symo GEN24 Plus 6.0 | BYD | 2026-10-05
2023-10-24 | HBS9050 | Shenzhen BYD Electronics Co Ltd HVM 16.6 (x1) w/ Fronius Australia Pty Ltd Symo GEN24 Plus 6.0 Fronius Australia Pty Ltd Fronius Smart Meter WR 100-600V-8 | 16.56 |  |  | Shenzhen BYD Electronics Co Ltd | HVM 16.6 | 1 | Fronius Australia Pty Ltd | Symo GEN24 Plus 6.0 | BYD | 2026-10-05
2023-10-24 | HBS9051 | Shenzhen BYD Electronics Co Ltd HVM 19.3 (x1) w/ Fronius Australia Pty Ltd Symo GEN24 Plus 6.0 Fronius Australia Pty Ltd Fronius Smart Meter WR 100-600V-9 | 19.32 |  |  | Shenzhen BYD Electronics Co Ltd | HVM 19.3 | 1 | Fronius Australia Pty Ltd | Symo GEN24 Plus 6.0 | BYD | 2026-10-05
2023-10-24 | HBS9052 | Shenzhen BYD Electronics Co Ltd HVM 22.1 (x1) w/ Fronius Australia Pty Ltd Symo GEN24 Plus 6.0 Fronius Australia Pty Ltd Fronius Smart Meter WR 100-600V-10 | 22.08 |  |  | Shenzhen BYD Electronics Co Ltd | HVM 22.1 | 1 | Fronius Australia Pty Ltd | Symo GEN24 Plus 6.0 | BYD | 2026-10-05
2023-10-24 | HBS9053 | Shenzhen BYD Electronics Co Ltd HVS 7.7 (x2) w/ Fronius Australia Pty Ltd Symo GEN24 Plus 6.0 Fronius Australia Pty Ltd Fronius Smart Meter WR 100-600V-12 | 15.36 |  |  | Shenzhen BYD Electronics Co Ltd | HVS 7.7 | 2 | Fronius Australia Pty Ltd | Symo GEN24 Plus 6.0 | BYD | 2026-10-05
2023-10-24 | HBS9054 | Shenzhen BYD Electronics Co Ltd HVS 10.2 (x2) w/ Fronius Australia Pty Ltd Symo GEN24 Plus 6.0 Fronius Australia Pty Ltd Fronius Smart Meter WR 100-600V-13 | 20.48 |  |  | Shenzhen BYD Electronics Co Ltd | HVS 10.2 | 2 | Fronius Australia Pty Ltd | Symo GEN24 Plus 6.0 | BYD | 2026-10-05
2023-10-24 | HBS9055 | Shenzhen BYD Electronics Co Ltd HVM 11.0 (x2) w/ Fronius Australia Pty Ltd Symo GEN24 Plus 6.0 Fronius Australia Pty Ltd Fronius Smart Meter WR 100-600V-14 | 22.08 |  |  | Shenzhen BYD Electronics Co Ltd | HVM 11.0 | 2 | Fronius Australia Pty Ltd | Symo GEN24 Plus 6.0 | BYD | 2026-10-05
2023-10-24 | HBS9056 | Shenzhen BYD Electronics Co Ltd HVM 13.8 (x2) w/ Fronius Australia Pty Ltd Symo GEN24 Plus 6.0 Fronius Australia Pty Ltd Fronius Smart Meter WR 100-600V-15 | 27.6 |  |  | Shenzhen BYD Electronics Co Ltd | HVM 13.8 | 2 | Fronius Australia Pty Ltd | Symo GEN24 Plus 6.0 | BYD | 2026-10-05
2023-10-24 | HBS9057 | Shenzhen BYD Electronics Co Ltd HVM 16.6 (x2) w/ Fronius Australia Pty Ltd Symo GEN24 Plus 6.0 Fronius Australia Pty Ltd Fronius Smart Meter WR 100-600V-16 | 33.12 |  |  | Shenzhen BYD Electronics Co Ltd | HVM 16.6 | 2 | Fronius Australia Pty Ltd | Symo GEN24 Plus 6.0 | BYD | 2026-10-05
2023-10-24 | HBS9058 | Shenzhen BYD Electronics Co Ltd HVM 19.3 (x2) w/ Fronius Australia Pty Ltd Symo GEN24 Plus 6.0 Fronius Australia Pty Ltd Fronius Smart Meter WR 100-600V-17 | 38.64 |  |  | Shenzhen BYD Electronics Co Ltd | HVM 19.3 | 2 | Fronius Australia Pty Ltd | Symo GEN24 Plus 6.0 | BYD | 2026-10-05
2023-10-24 | HBS9059 | Shenzhen BYD Electronics Co Ltd HVM 22.1 (x2) w/ Fronius Australia Pty Ltd Symo GEN24 Plus 6.0 Fronius Australia Pty Ltd Fronius Smart Meter WR 100-600V-18 | 44.16 |  |  | Shenzhen BYD Electronics Co Ltd | HVM 22.1 | 2 | Fronius Australia Pty Ltd | Symo GEN24 Plus 6.0 | BYD | 2026-10-05
2023-10-24 | HBS9060 | Shenzhen BYD Electronics Co Ltd HVS 7.7 (x3) w/ Fronius Australia Pty Ltd Symo GEN24 Plus 6.0 Fronius Australia Pty Ltd Fronius Smart Meter WR 100-600V-20 | 23.04 |  |  | Shenzhen BYD Electronics Co Ltd | HVS 7.7 | 3 | Fronius Australia Pty Ltd | Symo GEN24 Plus 6.0 | BYD | 2026-10-05
2023-10-24 | HBS9061 | Shenzhen BYD Electronics Co Ltd HVS 10.2 (x3) w/ Fronius Australia Pty Ltd Symo GEN24 Plus 6.0 Fronius Australia Pty Ltd Fronius Smart Meter WR 100-600V-21 | 30.72 |  |  | Shenzhen BYD Electronics Co Ltd | HVS 10.2 | 3 | Fronius Australia Pty Ltd | Symo GEN24 Plus 6.0 | BYD | 2026-10-05
2023-10-24 | HBS9062 | Shenzhen BYD Electronics Co Ltd HVM 11.0 (x3) w/ Fronius Australia Pty Ltd Symo GEN24 Plus 6.0 Fronius Australia Pty Ltd Fronius Smart Meter WR 100-600V-22 | 33.12 |  |  | Shenzhen BYD Electronics Co Ltd | HVM 11.0 | 3 | Fronius Australia Pty Ltd | Symo GEN24 Plus 6.0 | BYD | 2026-10-05
2023-10-24 | HBS9063 | Shenzhen BYD Electronics Co Ltd HVM 13.8 (x3) w/ Fronius Australia Pty Ltd Symo GEN24 Plus 6.0 Fronius Australia Pty Ltd Fronius Smart Meter WR 100-600V-23 | 41.4 |  |  | Shenzhen BYD Electronics Co Ltd | HVM 13.8 | 3 | Fronius Australia Pty Ltd | Symo GEN24 Plus 6.0 | BYD | 2026-10-05
2023-10-24 | HBS9064 | Shenzhen BYD Electronics Co Ltd HVM 16.6 (x3) w/ Fronius Australia Pty Ltd Symo GEN24 Plus 6.0 Fronius Australia Pty Ltd Fronius Smart Meter WR 100-600V-24 | 49.68 |  |  | Shenzhen BYD Electronics Co Ltd | HVM 16.6 | 3 | Fronius Australia Pty Ltd | Symo GEN24 Plus 6.0 | BYD | 2026-10-05
2023-10-24 | HBS9065 | Shenzhen BYD Electronics Co Ltd HVM 19.3 (x3) w/ Fronius Australia Pty Ltd Symo GEN24 Plus 6.0 Fronius Australia Pty Ltd Fronius Smart Meter WR 100-600V-25 | 57.96 |  |  | Shenzhen BYD Electronics Co Ltd | HVM 19.3 | 3 | Fronius Australia Pty Ltd | Symo GEN24 Plus 6.0 | BYD | 2026-10-05
2023-10-24 | HBS9066 | Shenzhen BYD Electronics Co Ltd HVS 7.7 (x1) w/ Fronius Australia Pty Ltd Symo GEN24 Plus 8.0 Fronius Australia Pty Ltd Fronius Smart Meter 63A-1 / 63A-3 | 7.68 |  |  | Shenzhen BYD Electronics Co Ltd | HVS 7.7 | 1 | Fronius Australia Pty Ltd | Symo GEN24 Plus 8.0 | BYD | 2026-10-05
2023-10-24 | HBS9067 | Shenzhen BYD Electronics Co Ltd HVS 10.2 (x1) w/ Fronius Australia Pty Ltd Symo GEN24 Plus 8.0 Fronius Australia Pty Ltd Fronius Smart Meter 63A-1 / 63A-3 | 10.24 |  |  | Shenzhen BYD Electronics Co Ltd | HVS 10.2 | 1 | Fronius Australia Pty Ltd | Symo GEN24 Plus 8.0 | BYD | 2026-10-05
2023-10-24 | HBS9068 | Shenzhen BYD Electronics Co Ltd HVM 11.0 (x1) w/ Fronius Australia Pty Ltd Symo GEN24 Plus 8.0 Fronius Australia Pty Ltd Fronius Smart Meter 63A-1 / 63A-3 | 11.04 |  |  | Shenzhen BYD Electronics Co Ltd | HVM 11.0 | 1 | Fronius Australia Pty Ltd | Symo GEN24 Plus 8.0 | BYD | 2026-10-05
2023-10-24 | HBS9069 | Shenzhen BYD Electronics Co Ltd HVM 13.8 (x1) w/ Fronius Australia Pty Ltd Symo GEN24 Plus 8.0 Fronius Australia Pty Ltd Fronius Smart Meter 63A-1 / 63A-3 | 13.8 |  |  | Shenzhen BYD Electronics Co Ltd | HVM 13.8 | 1 | Fronius Australia Pty Ltd | Symo GEN24 Plus 8.0 | BYD | 2026-10-05
2023-10-24 | HBS9070 | Shenzhen BYD Electronics Co Ltd HVM 16.6 (x1) w/ Fronius Australia Pty Ltd Symo GEN24 Plus 8.0 Fronius Australia Pty Ltd Fronius Smart Meter 63A-1 / 63A-3 | 16.56 |  |  | Shenzhen BYD Electronics Co Ltd | HVM 16.6 | 1 | Fronius Australia Pty Ltd | Symo GEN24 Plus 8.0 | BYD | 2026-10-05
2023-10-24 | HBS9071 | Shenzhen BYD Electronics Co Ltd HVM 19.3 (x1) w/ Fronius Australia Pty Ltd Symo GEN24 Plus 8.0 Fronius Australia Pty Ltd Fronius Smart Meter 63A-1 / 63A-3 | 19.32 |  |  | Shenzhen BYD Electronics Co Ltd | HVM 19.3 | 1 | Fronius Australia Pty Ltd | Symo GEN24 Plus 8.0 | BYD | 2026-10-05
2023-10-24 | HBS9072 | Shenzhen BYD Electronics Co Ltd HVM 22.1 (x1) w/ Fronius Australia Pty Ltd Symo GEN24 Plus 8.0 Fronius Australia Pty Ltd Fronius Smart Meter 63A-1 / 63A-3 | 22.08 |  |  | Shenzhen BYD Electronics Co Ltd | HVM 22.1 | 1 | Fronius Australia Pty Ltd | Symo GEN24 Plus 8.0 | BYD | 2026-10-05
2023-10-24 | HBS9073 | Shenzhen BYD Electronics Co Ltd HVS 7.7 (x2) w/ Fronius Australia Pty Ltd Symo GEN24 Plus 8.0 Fronius Australia Pty Ltd Fronius Smart Meter 63A-1 / 63A-3 | 15.36 |  |  | Shenzhen BYD Electronics Co Ltd | HVS 7.7 | 2 | Fronius Australia Pty Ltd | Symo GEN24 Plus 8.0 | BYD | 2026-10-05
2023-10-24 | HBS9074 | Shenzhen BYD Electronics Co Ltd HVS 10.2 (x2) w/ Fronius Australia Pty Ltd Symo GEN24 Plus 8.0 Fronius Australia Pty Ltd Fronius Smart Meter 63A-1 / 63A-3 | 20.48 |  |  | Shenzhen BYD Electronics Co Ltd | HVS 10.2 | 2 | Fronius Australia Pty Ltd | Symo GEN24 Plus 8.0 | BYD | 2026-10-05
2023-10-24 | HBS9075 | Shenzhen BYD Electronics Co Ltd HVM 11.0 (x2) w/ Fronius Australia Pty Ltd Symo GEN24 Plus 8.0 Fronius Australia Pty Ltd Fronius Smart Meter 63A-1 / 63A-3 | 22.08 |  |  | Shenzhen BYD Electronics Co Ltd | HVM 11.0 | 2 | Fronius Australia Pty Ltd | Symo GEN24 Plus 8.0 | BYD | 2026-10-05
2023-10-24 | HBS9076 | Shenzhen BYD Electronics Co Ltd HVM 13.8 (x2) w/ Fronius Australia Pty Ltd Symo GEN24 Plus 8.0 Fronius Australia Pty Ltd Fronius Smart Meter 63A-1 / 63A-3 | 27.6 |  |  | Shenzhen BYD Electronics Co Ltd | HVM 13.8 | 2 | Fronius Australia Pty Ltd | Symo GEN24 Plus 8.0 | BYD | 2026-10-05
2023-10-24 | HBS9077 | Shenzhen BYD Electronics Co Ltd HVM 16.6 (x2) w/ Fronius Australia Pty Ltd Symo GEN24 Plus 8.0 Fronius Australia Pty Ltd Fronius Smart Meter 63A-1 / 63A-3 | 33.12 |  |  | Shenzhen BYD Electronics Co Ltd | HVM 16.6 | 2 | Fronius Australia Pty Ltd | Symo GEN24 Plus 8.0 | BYD | 2026-10-05
2023-10-24 | HBS9078 | Shenzhen BYD Electronics Co Ltd HVM 19.3 (x2) w/ Fronius Australia Pty Ltd Symo GEN24 Plus 8.0 Fronius Australia Pty Ltd Fronius Smart Meter 63A-1 / 63A-3 | 38.64 |  |  | Shenzhen BYD Electronics Co Ltd | HVM 19.3 | 2 | Fronius Australia Pty Ltd | Symo GEN24 Plus 8.0 | BYD | 2026-10-05
2023-10-24 | HBS9079 | Shenzhen BYD Electronics Co Ltd HVM 22.1 (x2) w/ Fronius Australia Pty Ltd Symo GEN24 Plus 8.0 Fronius Australia Pty Ltd Fronius Smart Meter 63A-1 / 63A-3 | 44.16 |  |  | Shenzhen BYD Electronics Co Ltd | HVM 22.1 | 2 | Fronius Australia Pty Ltd | Symo GEN24 Plus 8.0 | BYD | 2026-10-05
2023-10-24 | HBS9080 | Shenzhen BYD Electronics Co Ltd HVS 7.7 (x3) w/ Fronius Australia Pty Ltd Symo GEN24 Plus 8.0 Fronius Australia Pty Ltd Fronius Smart Meter 63A-1 / 63A-3 | 23.04 |  |  | Shenzhen BYD Electronics Co Ltd | HVS 7.7 | 3 | Fronius Australia Pty Ltd | Symo GEN24 Plus 8.0 | BYD | 2026-10-05
2023-10-24 | HBS9081 | Shenzhen BYD Electronics Co Ltd HVS 10.2 (x3) w/ Fronius Australia Pty Ltd Symo GEN24 Plus 8.0 Fronius Australia Pty Ltd Fronius Smart Meter 63A-1 / 63A-3 | 30.72 |  |  | Shenzhen BYD Electronics Co Ltd | HVS 10.2 | 3 | Fronius Australia Pty Ltd | Symo GEN24 Plus 8.0 | BYD | 2026-10-05
2023-10-24 | HBS9082 | Shenzhen BYD Electronics Co Ltd HVM 11.0 (x3) w/ Fronius Australia Pty Ltd Symo GEN24 Plus 8.0 Fronius Australia Pty Ltd Fronius Smart Meter 63A-1 / 63A-3 | 33.12 |  |  | Shenzhen BYD Electronics Co Ltd | HVM 11.0 | 3 | Fronius Australia Pty Ltd | Symo GEN24 Plus 8.0 | BYD | 2026-10-05
2023-10-24 | HBS9083 | Shenzhen BYD Electronics Co Ltd HVM 13.8 (x3) w/ Fronius Australia Pty Ltd Symo GEN24 Plus 8.0 Fronius Australia Pty Ltd Fronius Smart Meter 63A-1 / 63A-3 | 41.4 |  |  | Shenzhen BYD Electronics Co Ltd | HVM 13.8 | 3 | Fronius Australia Pty Ltd | Symo GEN24 Plus 8.0 | BYD | 2026-10-05
2023-10-24 | HBS9084 | Shenzhen BYD Electronics Co Ltd HVM 16.6 (x3) w/ Fronius Australia Pty Ltd Symo GEN24 Plus 8.0 Fronius Australia Pty Ltd Fronius Smart Meter 63A-1 / 63A-3 | 49.68 |  |  | Shenzhen BYD Electronics Co Ltd | HVM 16.6 | 3 | Fronius Australia Pty Ltd | Symo GEN24 Plus 8.0 | BYD | 2026-10-05
2023-10-24 | HBS9085 | Shenzhen BYD Electronics Co Ltd HVM 19.3 (x3) w/ Fronius Australia Pty Ltd Symo GEN24 Plus 8.0 Fronius Australia Pty Ltd Fronius Smart Meter 63A-1 / 63A-3 | 57.96 |  |  | Shenzhen BYD Electronics Co Ltd | HVM 19.3 | 3 | Fronius Australia Pty Ltd | Symo GEN24 Plus 8.0 | BYD | 2026-10-05
2023-10-24 | HBS9086 | Shenzhen BYD Electronics Co Ltd HVS 7.7 (x1) w/ Fronius Australia Pty Ltd Symo GEN24 Plus 8.0 Fronius Australia Pty Ltd Fronius Smart Meter WR 100-600V-4 | 7.68 |  |  | Shenzhen BYD Electronics Co Ltd | HVS 7.7 | 1 | Fronius Australia Pty Ltd | Symo GEN24 Plus 8.0 | BYD | 2026-10-05
2023-10-24 | HBS9087 | Shenzhen BYD Electronics Co Ltd HVS 10.2 (x1) w/ Fronius Australia Pty Ltd Symo GEN24 Plus 8.0 Fronius Australia Pty Ltd Fronius Smart Meter WR 100-600V-5 | 10.24 |  |  | Shenzhen BYD Electronics Co Ltd | HVS 10.2 | 1 | Fronius Australia Pty Ltd | Symo GEN24 Plus 8.0 | BYD | 2026-10-05
2023-10-24 | HBS9088 | Shenzhen BYD Electronics Co Ltd HVM 11.0 (x1) w/ Fronius Australia Pty Ltd Symo GEN24 Plus 8.0 Fronius Australia Pty Ltd Fronius Smart Meter WR 100-600V-6 | 11.04 |  |  | Shenzhen BYD Electronics Co Ltd | HVM 11.0 | 1 | Fronius Australia Pty Ltd | Symo GEN24 Plus 8.0 | BYD | 2026-10-05
2023-10-24 | HBS9089 | Shenzhen BYD Electronics Co Ltd HVM 13.8 (x1) w/ Fronius Australia Pty Ltd Symo GEN24 Plus 8.0 Fronius Australia Pty Ltd Fronius Smart Meter WR 100-600V-7 | 13.8 |  |  | Shenzhen BYD Electronics Co Ltd | HVM 13.8 | 1 | Fronius Australia Pty Ltd | Symo GEN24 Plus 8.0 | BYD | 2026-10-05
2023-10-24 | HBS9090 | Shenzhen BYD Electronics Co Ltd HVM 16.6 (x1) w/ Fronius Australia Pty Ltd Symo GEN24 Plus 8.0 Fronius Australia Pty Ltd Fronius Smart Meter WR 100-600V-8 | 16.56 |  |  | Shenzhen BYD Electronics Co Ltd | HVM 16.6 | 1 | Fronius Australia Pty Ltd | Symo GEN24 Plus 8.0 | BYD | 2026-10-05
2023-10-24 | HBS9091 | Shenzhen BYD Electronics Co Ltd HVM 19.3 (x1) w/ Fronius Australia Pty Ltd Symo GEN24 Plus 8.0 Fronius Australia Pty Ltd Fronius Smart Meter WR 100-600V-9 | 19.32 |  |  | Shenzhen BYD Electronics Co Ltd | HVM 19.3 | 1 | Fronius Australia Pty Ltd | Symo GEN24 Plus 8.0 | BYD | 2026-10-05
2023-10-24 | HBS9092 | Shenzhen BYD Electronics Co Ltd HVM 22.1 (x1) w/ Fronius Australia Pty Ltd Symo GEN24 Plus 8.0 Fronius Australia Pty Ltd Fronius Smart Meter WR 100-600V-10 | 22.08 |  |  | Shenzhen BYD Electronics Co Ltd | HVM 22.1 | 1 | Fronius Australia Pty Ltd | Symo GEN24 Plus 8.0 | BYD | 2026-10-05
2023-10-24 | HBS9093 | Shenzhen BYD Electronics Co Ltd HVS 7.7 (x2) w/ Fronius Australia Pty Ltd Symo GEN24 Plus 8.0 Fronius Australia Pty Ltd Fronius Smart Meter WR 100-600V-12 | 15.36 |  |  | Shenzhen BYD Electronics Co Ltd | HVS 7.7 | 2 | Fronius Australia Pty Ltd | Symo GEN24 Plus 8.0 | BYD | 2026-10-05
2023-10-24 | HBS9094 | Shenzhen BYD Electronics Co Ltd HVS 10.2 (x2) w/ Fronius Australia Pty Ltd Symo GEN24 Plus 8.0 Fronius Australia Pty Ltd Fronius Smart Meter WR 100-600V-13 | 20.48 |  |  | Shenzhen BYD Electronics Co Ltd | HVS 10.2 | 2 | Fronius Australia Pty Ltd | Symo GEN24 Plus 8.0 | BYD | 2026-10-05
2023-10-24 | HBS9095 | Shenzhen BYD Electronics Co Ltd HVM 11.0 (x2) w/ Fronius Australia Pty Ltd Symo GEN24 Plus 8.0 Fronius Australia Pty Ltd Fronius Smart Meter WR 100-600V-14 | 22.08 |  |  | Shenzhen BYD Electronics Co Ltd | HVM 11.0 | 2 | Fronius Australia Pty Ltd | Symo GEN24 Plus 8.0 | BYD | 2026-10-05
2023-10-24 | HBS9096 | Shenzhen BYD Electronics Co Ltd HVM 13.8 (x2) w/ Fronius Australia Pty Ltd Symo GEN24 Plus 8.0 Fronius Australia Pty Ltd Fronius Smart Meter WR 100-600V-15 | 27.6 |  |  | Shenzhen BYD Electronics Co Ltd | HVM 13.8 | 2 | Fronius Australia Pty Ltd | Symo GEN24 Plus 8.0 | BYD | 2026-10-05
2023-10-24 | HBS9097 | Shenzhen BYD Electronics Co Ltd HVM 16.6 (x2) w/ Fronius Australia Pty Ltd Symo GEN24 Plus 8.0 Fronius Australia Pty Ltd Fronius Smart Meter WR 100-600V-16 | 33.12 |  |  | Shenzhen BYD Electronics Co Ltd | HVM 16.6 | 2 | Fronius Australia Pty Ltd | Symo GEN24 Plus 8.0 | BYD | 2026-10-05
2023-10-24 | HBS9098 | Shenzhen BYD Electronics Co Ltd HVM 19.3 (x2) w/ Fronius Australia Pty Ltd Symo GEN24 Plus 8.0 Fronius Australia Pty Ltd Fronius Smart Meter WR 100-600V-17 | 38.64 |  |  | Shenzhen BYD Electronics Co Ltd | HVM 19.3 | 2 | Fronius Australia Pty Ltd | Symo GEN24 Plus 8.0 | BYD | 2026-10-05
2023-10-24 | HBS9099 | Shenzhen BYD Electronics Co Ltd HVM 22.1 (x2) w/ Fronius Australia Pty Ltd Symo GEN24 Plus 8.0 Fronius Australia Pty Ltd Fronius Smart Meter WR 100-600V-18 | 44.16 |  |  | Shenzhen BYD Electronics Co Ltd | HVM 22.1 | 2 | Fronius Australia Pty Ltd | Symo GEN24 Plus 8.0 | BYD | 2026-10-05
2023-10-24 | HBS9100 | Shenzhen BYD Electronics Co Ltd HVS 7.7 (x3) w/ Fronius Australia Pty Ltd Symo GEN24 Plus 8.0 Fronius Australia Pty Ltd Fronius Smart Meter WR 100-600V-20 | 23.04 |  |  | Shenzhen BYD Electronics Co Ltd | HVS 7.7 | 3 | Fronius Australia Pty Ltd | Symo GEN24 Plus 8.0 | BYD | 2026-10-05
2023-10-24 | HBS9101 | Shenzhen BYD Electronics Co Ltd HVS 10.2 (x3) w/ Fronius Australia Pty Ltd Symo GEN24 Plus 8.0 Fronius Australia Pty Ltd Fronius Smart Meter WR 100-600V-21 | 30.72 |  |  | Shenzhen BYD Electronics Co Ltd | HVS 10.2 | 3 | Fronius Australia Pty Ltd | Symo GEN24 Plus 8.0 | BYD | 2026-10-05
2023-10-24 | HBS9102 | Shenzhen BYD Electronics Co Ltd HVM 11.0 (x3) w/ Fronius Australia Pty Ltd Symo GEN24 Plus 8.0 Fronius Australia Pty Ltd Fronius Smart Meter WR 100-600V-22 | 33.12 |  |  | Shenzhen BYD Electronics Co Ltd | HVM 11.0 | 3 | Fronius Australia Pty Ltd | Symo GEN24 Plus 8.0 | BYD | 2026-10-05
2023-10-24 | HBS9103 | Shenzhen BYD Electronics Co Ltd HVM 13.8 (x3) w/ Fronius Australia Pty Ltd Symo GEN24 Plus 8.0 Fronius Australia Pty Ltd Fronius Smart Meter WR 100-600V-23 | 41.4 |  |  | Shenzhen BYD Electronics Co Ltd | HVM 13.8 | 3 | Fronius Australia Pty Ltd | Symo GEN24 Plus 8.0 | BYD | 2026-10-05
2023-10-24 | HBS9104 | Shenzhen BYD Electronics Co Ltd HVM 16.6 (x3) w/ Fronius Australia Pty Ltd Symo GEN24 Plus 8.0 Fronius Australia Pty Ltd Fronius Smart Meter WR 100-600V-24 | 49.68 |  |  | Shenzhen BYD Electronics Co Ltd | HVM 16.6 | 3 | Fronius Australia Pty Ltd | Symo GEN24 Plus 8.0 | BYD | 2026-10-05
2023-10-24 | HBS9105 | Shenzhen BYD Electronics Co Ltd HVM 19.3 (x3) w/ Fronius Australia Pty Ltd Symo GEN24 Plus 8.0 Fronius Australia Pty Ltd Fronius Smart Meter WR 100-600V-25 | 57.96 |  |  | Shenzhen BYD Electronics Co Ltd | HVM 19.3 | 3 | Fronius Australia Pty Ltd | Symo GEN24 Plus 8.0 | BYD | 2026-10-05
2023-10-24 | HBS9106 | Shenzhen BYD Electronics Co Ltd HVS 7.7 (x1) w/ Fronius Australia Pty Ltd Symo GEN24 Plus 10.0 Fronius Australia Pty Ltd Fronius Smart Meter 63A-1 / 63A-3 | 7.68 |  |  | Shenzhen BYD Electronics Co Ltd | HVS 7.7 | 1 | Fronius Australia Pty Ltd | Symo GEN24 Plus 10.0 | BYD | 2026-10-05
2023-10-24 | HBS9107 | Shenzhen BYD Electronics Co Ltd HVS 10.2 (x1) w/ Fronius Australia Pty Ltd Symo GEN24 Plus 10.0 Fronius Australia Pty Ltd Fronius Smart Meter 63A-1 / 63A-3 | 10.24 |  |  | Shenzhen BYD Electronics Co Ltd | HVS 10.2 | 1 | Fronius Australia Pty Ltd | Symo GEN24 Plus 10.0 | BYD | 2026-10-05
2023-10-24 | HBS9108 | Shenzhen BYD Electronics Co Ltd HVM 11.0 (x1) w/ Fronius Australia Pty Ltd Symo GEN24 Plus 10.0 Fronius Australia Pty Ltd Fronius Smart Meter 63A-1 / 63A-3 | 11.04 |  |  | Shenzhen BYD Electronics Co Ltd | HVM 11.0 | 1 | Fronius Australia Pty Ltd | Symo GEN24 Plus 10.0 | BYD | 2026-10-05
2023-10-24 | HBS9109 | Shenzhen BYD Electronics Co Ltd HVM 13.8 (x1) w/ Fronius Australia Pty Ltd Symo GEN24 Plus 10.0 Fronius Australia Pty Ltd Fronius Smart Meter 63A-1 / 63A-3 | 13.8 |  |  | Shenzhen BYD Electronics Co Ltd | HVM 13.8 | 1 | Fronius Australia Pty Ltd | Symo GEN24 Plus 10.0 | BYD | 2026-10-05
2023-10-24 | HBS9110 | Shenzhen BYD Electronics Co Ltd HVM 16.6 (x1) w/ Fronius Australia Pty Ltd Symo GEN24 Plus 10.0 Fronius Australia Pty Ltd Fronius Smart Meter 63A-1 / 63A-3 | 16.56 |  |  | Shenzhen BYD Electronics Co Ltd | HVM 16.6 | 1 | Fronius Australia Pty Ltd | Symo GEN24 Plus 10.0 | BYD | 2026-10-05
2023-10-24 | HBS9111 | Shenzhen BYD Electronics Co Ltd HVM 19.3 (x1) w/ Fronius Australia Pty Ltd Symo GEN24 Plus 10.0 Fronius Australia Pty Ltd Fronius Smart Meter 63A-1 / 63A-3 | 19.32 |  |  | Shenzhen BYD Electronics Co Ltd | HVM 19.3 | 1 | Fronius Australia Pty Ltd | Symo GEN24 Plus 10.0 | BYD | 2026-10-05
2023-10-24 | HBS9112 | Shenzhen BYD Electronics Co Ltd HVM 22.1 (x1) w/ Fronius Australia Pty Ltd Symo GEN24 Plus 10.0 Fronius Australia Pty Ltd Fronius Smart Meter 63A-1 / 63A-3 | 22.08 |  |  | Shenzhen BYD Electronics Co Ltd | HVM 22.1 | 1 | Fronius Australia Pty Ltd | Symo GEN24 Plus 10.0 | BYD | 2026-10-05
2023-10-24 | HBS9113 | Shenzhen BYD Electronics Co Ltd HVS 7.7 (x2) w/ Fronius Australia Pty Ltd Symo GEN24 Plus 10.0 Fronius Australia Pty Ltd Fronius Smart Meter 63A-1 / 63A-3 | 15.36 |  |  | Shenzhen BYD Electronics Co Ltd | HVS 7.7 | 2 | Fronius Australia Pty Ltd | Symo GEN24 Plus 10.0 | BYD | 2026-10-05
2023-10-24 | HBS9114 | Shenzhen BYD Electronics Co Ltd HVS 10.2 (x2) w/ Fronius Australia Pty Ltd Symo GEN24 Plus 10.0 Fronius Australia Pty Ltd Fronius Smart Meter 63A-1 / 63A-3 | 20.48 |  |  | Shenzhen BYD Electronics Co Ltd | HVS 10.2 | 2 | Fronius Australia Pty Ltd | Symo GEN24 Plus 10.0 | BYD | 2026-10-05
2023-10-24 | HBS9115 | Shenzhen BYD Electronics Co Ltd HVM 11.0 (x2) w/ Fronius Australia Pty Ltd Symo GEN24 Plus 10.0 Fronius Australia Pty Ltd Fronius Smart Meter 63A-1 / 63A-3 | 22.08 |  |  | Shenzhen BYD Electronics Co Ltd | HVM 11.0 | 2 | Fronius Australia Pty Ltd | Symo GEN24 Plus 10.0 | BYD | 2026-10-05
2023-10-24 | HBS9116 | Shenzhen BYD Electronics Co Ltd HVM 13.8 (x2) w/ Fronius Australia Pty Ltd Symo GEN24 Plus 10.0 Fronius Australia Pty Ltd Fronius Smart Meter 63A-1 / 63A-3 | 27.6 |  |  | Shenzhen BYD Electronics Co Ltd | HVM 13.8 | 2 | Fronius Australia Pty Ltd | Symo GEN24 Plus 10.0 | BYD | 2026-10-05
2023-10-24 | HBS9117 | Shenzhen BYD Electronics Co Ltd HVM 16.6 (x2) w/ Fronius Australia Pty Ltd Symo GEN24 Plus 10.0 Fronius Australia Pty Ltd Fronius Smart Meter 63A-1 / 63A-3 | 33.12 |  |  | Shenzhen BYD Electronics Co Ltd | HVM 16.6 | 2 | Fronius Australia Pty Ltd | Symo GEN24 Plus 10.0 | BYD | 2026-10-05
2023-10-24 | HBS9118 | Shenzhen BYD Electronics Co Ltd HVM 19.3 (x2) w/ Fronius Australia Pty Ltd Symo GEN24 Plus 10.0 Fronius Australia Pty Ltd Fronius Smart Meter 63A-1 / 63A-3 | 38.64 |  |  | Shenzhen BYD Electronics Co Ltd | HVM 19.3 | 2 | Fronius Australia Pty Ltd | Symo GEN24 Plus 10.0 | BYD | 2026-10-05
2023-10-24 | HBS9119 | Shenzhen BYD Electronics Co Ltd HVM 22.1 (x2) w/ Fronius Australia Pty Ltd Symo GEN24 Plus 10.0 Fronius Australia Pty Ltd Fronius Smart Meter 63A-1 / 63A-3 | 44.16 |  |  | Shenzhen BYD Electronics Co Ltd | HVM 22.1 | 2 | Fronius Australia Pty Ltd | Symo GEN24 Plus 10.0 | BYD | 2026-10-05
2023-10-24 | HBS9120 | Shenzhen BYD Electronics Co Ltd HVS 7.7 (x3) w/ Fronius Australia Pty Ltd Symo GEN24 Plus 10.0 Fronius Australia Pty Ltd Fronius Smart Meter 63A-1 / 63A-3 | 23.04 |  |  | Shenzhen BYD Electronics Co Ltd | HVS 7.7 | 3 | Fronius Australia Pty Ltd | Symo GEN24 Plus 10.0 | BYD | 2026-10-05
2023-10-24 | HBS9121 | Shenzhen BYD Electronics Co Ltd HVS 10.2 (x3) w/ Fronius Australia Pty Ltd Symo GEN24 Plus 10.0 Fronius Australia Pty Ltd Fronius Smart Meter 63A-1 / 63A-3 | 30.72 |  |  | Shenzhen BYD Electronics Co Ltd | HVS 10.2 | 3 | Fronius Australia Pty Ltd | Symo GEN24 Plus 10.0 | BYD | 2026-10-05
2023-10-24 | HBS9122 | Shenzhen BYD Electronics Co Ltd HVM 11.0 (x3) w/ Fronius Australia Pty Ltd Symo GEN24 Plus 10.0 Fronius Australia Pty Ltd Fronius Smart Meter 63A-1 / 63A-3 | 33.12 |  |  | Shenzhen BYD Electronics Co Ltd | HVM 11.0 | 3 | Fronius Australia Pty Ltd | Symo GEN24 Plus 10.0 | BYD | 2026-10-05
2023-10-24 | HBS9123 | Shenzhen BYD Electronics Co Ltd HVM 13.8 (x3) w/ Fronius Australia Pty Ltd Symo GEN24 Plus 10.0 Fronius Australia Pty Ltd Fronius Smart Meter 63A-1 / 63A-3 | 41.4 |  |  | Shenzhen BYD Electronics Co Ltd | HVM 13.8 | 3 | Fronius Australia Pty Ltd | Symo GEN24 Plus 10.0 | BYD | 2026-10-05
2023-10-24 | HBS9124 | Shenzhen BYD Electronics Co Ltd HVM 16.6 (x3) w/ Fronius Australia Pty Ltd Symo GEN24 Plus 10.0 Fronius Australia Pty Ltd Fronius Smart Meter 63A-1 / 63A-3 | 49.68 |  |  | Shenzhen BYD Electronics Co Ltd | HVM 16.6 | 3 | Fronius Australia Pty Ltd | Symo GEN24 Plus 10.0 | BYD | 2026-10-05
2023-10-24 | HBS9125 | Shenzhen BYD Electronics Co Ltd HVM 19.3 (x3) w/ Fronius Australia Pty Ltd Symo GEN24 Plus 10.0 Fronius Australia Pty Ltd Fronius Smart Meter 63A-1 / 63A-3 | 57.96 |  |  | Shenzhen BYD Electronics Co Ltd | HVM 19.3 | 3 | Fronius Australia Pty Ltd | Symo GEN24 Plus 10.0 | BYD | 2026-10-05
2023-10-24 | HBS9126 | Shenzhen BYD Electronics Co Ltd HVS 7.7 (x1) w/ Fronius Australia Pty Ltd Symo GEN24 Plus 10.0 Fronius Australia Pty Ltd Fronius Smart Meter WR 100-600V-4 | 7.68 |  |  | Shenzhen BYD Electronics Co Ltd | HVS 7.7 | 1 | Fronius Australia Pty Ltd | Symo GEN24 Plus 10.0 | BYD | 2026-10-05
2023-10-24 | HBS9127 | Shenzhen BYD Electronics Co Ltd HVS 10.2 (x1) w/ Fronius Australia Pty Ltd Symo GEN24 Plus 10.0 Fronius Australia Pty Ltd Fronius Smart Meter WR 100-600V-5 | 10.24 |  |  | Shenzhen BYD Electronics Co Ltd | HVS 10.2 | 1 | Fronius Australia Pty Ltd | Symo GEN24 Plus 10.0 | BYD | 2026-10-05
2023-10-24 | HBS9128 | Shenzhen BYD Electronics Co Ltd HVM 11.0 (x1) w/ Fronius Australia Pty Ltd Symo GEN24 Plus 10.0 Fronius Australia Pty Ltd Fronius Smart Meter WR 100-600V-6 | 11.04 |  |  | Shenzhen BYD Electronics Co Ltd | HVM 11.0 | 1 | Fronius Australia Pty Ltd | Symo GEN24 Plus 10.0 | BYD | 2026-10-05
2023-10-24 | HBS9129 | Shenzhen BYD Electronics Co Ltd HVM 13.8 (x1) w/ Fronius Australia Pty Ltd Symo GEN24 Plus 10.0 Fronius Australia Pty Ltd Fronius Smart Meter WR 100-600V-7 | 13.8 |  |  | Shenzhen BYD Electronics Co Ltd | HVM 13.8 | 1 | Fronius Australia Pty Ltd | Symo GEN24 Plus 10.0 | BYD | 2026-10-05
2023-10-24 | HBS9130 | Shenzhen BYD Electronics Co Ltd HVM 16.6 (x1) w/ Fronius Australia Pty Ltd Symo GEN24 Plus 10.0 Fronius Australia Pty Ltd Fronius Smart Meter WR 100-600V-8 | 16.56 |  |  | Shenzhen BYD Electronics Co Ltd | HVM 16.6 | 1 | Fronius Australia Pty Ltd | Symo GEN24 Plus 10.0 | BYD | 2026-10-05
2023-10-24 | HBS9131 | Shenzhen BYD Electronics Co Ltd HVM 19.3 (x1) w/ Fronius Australia Pty Ltd Symo GEN24 Plus 10.0 Fronius Australia Pty Ltd Fronius Smart Meter WR 100-600V-9 | 19.32 |  |  | Shenzhen BYD Electronics Co Ltd | HVM 19.3 | 1 | Fronius Australia Pty Ltd | Symo GEN24 Plus 10.0 | BYD | 2026-10-05
2023-10-24 | HBS9132 | Shenzhen BYD Electronics Co Ltd HVM 22.1 (x1) w/ Fronius Australia Pty Ltd Symo GEN24 Plus 10.0 Fronius Australia Pty Ltd Fronius Smart Meter WR 100-600V-10 | 22.08 |  |  | Shenzhen BYD Electronics Co Ltd | HVM 22.1 | 1 | Fronius Australia Pty Ltd | Symo GEN24 Plus 10.0 | BYD | 2026-10-05
2023-10-24 | HBS9133 | Shenzhen BYD Electronics Co Ltd HVS 7.7 (x2) w/ Fronius Australia Pty Ltd Symo GEN24 Plus 10.0 Fronius Australia Pty Ltd Fronius Smart Meter WR 100-600V-12 | 15.36 |  |  | Shenzhen BYD Electronics Co Ltd | HVS 7.7 | 2 | Fronius Australia Pty Ltd | Symo GEN24 Plus 10.0 | BYD | 2026-10-05
2023-10-24 | HBS9134 | Shenzhen BYD Electronics Co Ltd HVS 10.2 (x2) w/ Fronius Australia Pty Ltd Symo GEN24 Plus 10.0 Fronius Australia Pty Ltd Fronius Smart Meter WR 100-600V-13 | 20.48 |  |  | Shenzhen BYD Electronics Co Ltd | HVS 10.2 | 2 | Fronius Australia Pty Ltd | Symo GEN24 Plus 10.0 | BYD | 2026-10-05
2023-10-24 | HBS9135 | Shenzhen BYD Electronics Co Ltd HVM 11.0 (x2) w/ Fronius Australia Pty Ltd Symo GEN24 Plus 10.0 Fronius Australia Pty Ltd Fronius Smart Meter WR 100-600V-14 | 22.08 |  |  | Shenzhen BYD Electronics Co Ltd | HVM 11.0 | 2 | Fronius Australia Pty Ltd | Symo GEN24 Plus 10.0 | BYD | 2026-10-05
2023-10-24 | HBS9136 | Shenzhen BYD Electronics Co Ltd HVM 13.8 (x2) w/ Fronius Australia Pty Ltd Symo GEN24 Plus 10.0 Fronius Australia Pty Ltd Fronius Smart Meter WR 100-600V-15 | 27.6 |  |  | Shenzhen BYD Electronics Co Ltd | HVM 13.8 | 2 | Fronius Australia Pty Ltd | Symo GEN24 Plus 10.0 | BYD | 2026-10-05
2023-10-24 | HBS9137 | Shenzhen BYD Electronics Co Ltd HVM 16.6 (x2) w/ Fronius Australia Pty Ltd Symo GEN24 Plus 10.0 Fronius Australia Pty Ltd Fronius Smart Meter WR 100-600V-16 | 33.12 |  |  | Shenzhen BYD Electronics Co Ltd | HVM 16.6 | 2 | Fronius Australia Pty Ltd | Symo GEN24 Plus 10.0 | BYD | 2026-10-05
2023-10-24 | HBS9138 | Shenzhen BYD Electronics Co Ltd HVM 19.3 (x2) w/ Fronius Australia Pty Ltd Symo GEN24 Plus 10.0 Fronius Australia Pty Ltd Fronius Smart Meter WR 100-600V-17 | 38.64 |  |  | Shenzhen BYD Electronics Co Ltd | HVM 19.3 | 2 | Fronius Australia Pty Ltd | Symo GEN24 Plus 10.0 | BYD | 2026-10-05
2023-10-24 | HBS9139 | Shenzhen BYD Electronics Co Ltd HVM 22.1 (x2) w/ Fronius Australia Pty Ltd Symo GEN24 Plus 10.0 Fronius Australia Pty Ltd Fronius Smart Meter WR 100-600V-18 | 44.16 |  |  | Shenzhen BYD Electronics Co Ltd | HVM 22.1 | 2 | Fronius Australia Pty Ltd | Symo GEN24 Plus 10.0 | BYD | 2026-10-05
2023-10-24 | HBS9140 | Shenzhen BYD Electronics Co Ltd HVS 7.7 (x3) w/ Fronius Australia Pty Ltd Symo GEN24 Plus 10.0 Fronius Australia Pty Ltd Fronius Smart Meter WR 100-600V-20 | 23.04 |  |  | Shenzhen BYD Electronics Co Ltd | HVS 7.7 | 3 | Fronius Australia Pty Ltd | Symo GEN24 Plus 10.0 | BYD | 2026-10-05
2023-10-24 | HBS9141 | Shenzhen BYD Electronics Co Ltd HVS 10.2 (x3) w/ Fronius Australia Pty Ltd Symo GEN24 Plus 10.0 Fronius Australia Pty Ltd Fronius Smart Meter WR 100-600V-21 | 30.72 |  |  | Shenzhen BYD Electronics Co Ltd | HVS 10.2 | 3 | Fronius Australia Pty Ltd | Symo GEN24 Plus 10.0 | BYD | 2026-10-05
2023-10-24 | HBS9142 | Shenzhen BYD Electronics Co Ltd HVM 11.0 (x3) w/ Fronius Australia Pty Ltd Symo GEN24 Plus 10.0 Fronius Australia Pty Ltd Fronius Smart Meter WR 100-600V-22 | 33.12 |  |  | Shenzhen BYD Electronics Co Ltd | HVM 11.0 | 3 | Fronius Australia Pty Ltd | Symo GEN24 Plus 10.0 | BYD | 2026-10-05
2023-10-24 | HBS9143 | Shenzhen BYD Electronics Co Ltd HVM 13.8 (x3) w/ Fronius Australia Pty Ltd Symo GEN24 Plus 10.0 Fronius Australia Pty Ltd Fronius Smart Meter WR 100-600V-23 | 41.4 |  |  | Shenzhen BYD Electronics Co Ltd | HVM 13.8 | 3 | Fronius Australia Pty Ltd | Symo GEN24 Plus 10.0 | BYD | 2026-10-05
2023-10-24 | HBS9144 | Shenzhen BYD Electronics Co Ltd HVM 16.6 (x3) w/ Fronius Australia Pty Ltd Symo GEN24 Plus 10.0 Fronius Australia Pty Ltd Fronius Smart Meter WR 100-600V-24 | 49.68 |  |  | Shenzhen BYD Electronics Co Ltd | HVM 16.6 | 3 | Fronius Australia Pty Ltd | Symo GEN24 Plus 10.0 | BYD | 2026-10-05
2023-10-24 | HBS9145 | Shenzhen BYD Electronics Co Ltd HVM 19.3 (x3) w/ Fronius Australia Pty Ltd Symo GEN24 Plus 10.0 Fronius Australia Pty Ltd Fronius Smart Meter WR 100-600V-25 | 57.96 |  |  | Shenzhen BYD Electronics Co Ltd | HVM 19.3 | 3 | Fronius Australia Pty Ltd | Symo GEN24 Plus 10.0 | BYD | 2026-10-05
2023-10-24 | HBS9146 | Shenzhen BYD Electronics Co Ltd HVS 7.7 (x1) w/ Fronius Australia Pty Ltd Primo GEN24 Plus 3.0 Fronius Australia Pty Ltd Fronius Smart Meter 63A-1 / 63A-3 | 7.68 |  |  | Shenzhen BYD Electronics Co Ltd | HVS 7.7 | 1 | Fronius Australia Pty Ltd | Primo GEN24 Plus 3.0 | BYD | 2026-10-05
2023-10-24 | HBS9147 | Shenzhen BYD Electronics Co Ltd HVM 11.0 (x1) w/ Fronius Australia Pty Ltd Primo GEN24 Plus 3.0 Fronius Australia Pty Ltd Fronius Smart Meter 63A-1 / 63A-3 | 11.04 |  |  | Shenzhen BYD Electronics Co Ltd | HVM 11.0 | 1 | Fronius Australia Pty Ltd | Primo GEN24 Plus 3.0 | BYD | 2026-10-05
2023-10-24 | HBS9148 | Shenzhen BYD Electronics Co Ltd HVM 13.8 (x1) w/ Fronius Australia Pty Ltd Primo GEN24 Plus 3.0 Fronius Australia Pty Ltd Fronius Smart Meter 63A-1 / 63A-3 | 13.8 |  |  | Shenzhen BYD Electronics Co Ltd | HVM 13.8 | 1 | Fronius Australia Pty Ltd | Primo GEN24 Plus 3.0 | BYD | 2026-10-05
2023-10-24 | HBS9149 | Shenzhen BYD Electronics Co Ltd HVM 16.6 (x1) w/ Fronius Australia Pty Ltd Primo GEN24 Plus 3.0 Fronius Australia Pty Ltd Fronius Smart Meter 63A-1 / 63A-3 | 16.56 |  |  | Shenzhen BYD Electronics Co Ltd | HVM 16.6 | 1 | Fronius Australia Pty Ltd | Primo GEN24 Plus 3.0 | BYD | 2026-10-05
2023-10-24 | HBS9150 | Shenzhen BYD Electronics Co Ltd HVM 19.3 (x1) w/ Fronius Australia Pty Ltd Primo GEN24 Plus 3.0 Fronius Australia Pty Ltd Fronius Smart Meter 63A-1 / 63A-3 | 19.32 |  |  | Shenzhen BYD Electronics Co Ltd | HVM 19.3 | 1 | Fronius Australia Pty Ltd | Primo GEN24 Plus 3.0 | BYD | 2026-10-05
2023-10-24 | HBS9151 | Shenzhen BYD Electronics Co Ltd HVS 7.7 (x2) w/ Fronius Australia Pty Ltd Primo GEN24 Plus 3.0 Fronius Australia Pty Ltd Fronius Smart Meter 63A-1 / 63A-3 | 7.68 |  |  | Shenzhen BYD Electronics Co Ltd | HVS 7.7 | 2 | Fronius Australia Pty Ltd | Primo GEN24 Plus 3.0 | BYD | 2026-10-05
2023-11-10 | HBS9162 | Jiawei Venture Co Ltd Home E10 (x1) w/ Solis S6-EH1P3K-L | 9.7 |  |  | Jiawei Venture Co Ltd | Home E10 | 1 | Solis | S6-EH1P3K-L | Green Solutions Inc. | 2026-09-18
2023-11-10 | HBS9163 | Jiawei Venture Co Ltd Home E10 (x1) w/ Solis S6-EH1P3.6K-L | 9.7 |  |  | Jiawei Venture Co Ltd | Home E10 | 1 | Solis | S6-EH1P3.6K-L | Green Solutions Inc. | 2026-09-18
2023-11-10 | HBS9164 | Jiawei Venture Co Ltd Home E10 (x1) w/ Solis S6-EH1P4.6K-L | 9.7 |  |  | Jiawei Venture Co Ltd | Home E10 | 1 | Solis | S6-EH1P4.6K-L | Green Solutions Inc. | 2026-09-18
2023-11-10 | HBS9165 | Jiawei Venture Co Ltd Home E10 (x1) w/ Solis S6-EH1P5K-L | 9.7 |  |  | Jiawei Venture Co Ltd | Home E10 | 1 | Solis | S6-EH1P5K-L | Green Solutions Inc. | 2026-09-18
2023-11-10 | HBS9166 | Jiawei Venture Co Ltd Home E10 (x1) w/ Solis S6-EH1P6K-L | 9.7 |  |  | Jiawei Venture Co Ltd | Home E10 | 1 | Solis | S6-EH1P6K-L | Green Solutions Inc. | 2026-09-18
2023-11-10 | HBS9177 | Jiawei Venture Co Ltd Home E10 (x2) w/ Solis S6-EH1P3K-L | 19.4 |  |  | Jiawei Venture Co Ltd | Home E10 | 2 | Solis | S6-EH1P3K-L | Green Solutions Inc. | 2026-09-18
2023-11-10 | HBS9178 | Jiawei Venture Co Ltd Home E10 (x2) w/ Solis S6-EH1P3.6K-L | 19.4 |  |  | Jiawei Venture Co Ltd | Home E10 | 2 | Solis | S6-EH1P3.6K-L | Green Solutions Inc. | 2026-09-18
2023-11-10 | HBS9179 | Jiawei Venture Co Ltd Home E10 (x2) w/ Solis S6-EH1P4.6K-L | 19.4 |  |  | Jiawei Venture Co Ltd | Home E10 | 2 | Solis | S6-EH1P4.6K-L | Green Solutions Inc. | 2026-09-18
2023-11-10 | HBS9180 | Jiawei Venture Co Ltd Home E10 (x2) w/ Solis S6-EH1P5K-L | 19.4 |  |  | Jiawei Venture Co Ltd | Home E10 | 2 | Solis | S6-EH1P5K-L | Green Solutions Inc. | 2026-09-18
2023-11-10 | HBS9181 | Jiawei Venture Co Ltd Home E10 (x2) w/ Solis S6-EH1P6K-L | 19.4 |  |  | Jiawei Venture Co Ltd | Home E10 | 2 | Solis | S6-EH1P6K-L | Green Solutions Inc. | 2026-09-18
2023-11-10 | HBS9192 | Jiawei Venture Co Ltd Home E10 (x3) w/ Solis S6-EH1P3K-L | 29.1 |  |  | Jiawei Venture Co Ltd | Home E10 | 3 | Solis | S6-EH1P3K-L | Green Solutions Inc. | 2026-09-18
2023-11-10 | HBS9193 | Jiawei Venture Co Ltd Home E10 (x3) w/ Solis S6-EH1P3.6K-L | 29.1 |  |  | Jiawei Venture Co Ltd | Home E10 | 3 | Solis | S6-EH1P3.6K-L | Green Solutions Inc. | 2026-09-18
2023-11-10 | HBS9194 | Jiawei Venture Co Ltd Home E10 (x3) w/ Solis S6-EH1P4.6K-L | 29.1 |  |  | Jiawei Venture Co Ltd | Home E10 | 3 | Solis | S6-EH1P4.6K-L | Green Solutions Inc. | 2026-09-18
2023-11-10 | HBS9195 | Jiawei Venture Co Ltd Home E10 (x3) w/ Solis S6-EH1P5K-L | 29.1 |  |  | Jiawei Venture Co Ltd | Home E10 | 3 | Solis | S6-EH1P5K-L | Green Solutions Inc. | 2026-09-18
2023-11-10 | HBS9196 | Jiawei Venture Co Ltd Home E10 (x3) w/ Solis S6-EH1P6K-L | 29.1 |  |  | Jiawei Venture Co Ltd | Home E10 | 3 | Solis | S6-EH1P6K-L | Green Solutions Inc. | 2026-09-18
2023-11-10 | HBS9207 | Jiawei Venture Co Ltd Home E10 (x4) w/ Solis S6-EH1P3K-L | 38.8 |  |  | Jiawei Venture Co Ltd | Home E10 | 4 | Solis | S6-EH1P3K-L | Green Solutions Inc. | 2026-09-18
2023-11-10 | HBS9208 | Jiawei Venture Co Ltd Home E10 (x4) w/ Solis S6-EH1P3.6K-L | 38.8 |  |  | Jiawei Venture Co Ltd | Home E10 | 4 | Solis | S6-EH1P3.6K-L | Green Solutions Inc. | 2026-09-18
2023-11-10 | HBS9209 | Jiawei Venture Co Ltd Home E10 (x4) w/ Solis S6-EH1P4.6K-L | 38.8 |  |  | Jiawei Venture Co Ltd | Home E10 | 4 | Solis | S6-EH1P4.6K-L | Green Solutions Inc. | 2026-09-18
2023-11-10 | HBS9210 | Jiawei Venture Co Ltd Home E10 (x4) w/ Solis S6-EH1P5K-L | 38.8 |  |  | Jiawei Venture Co Ltd | Home E10 | 4 | Solis | S6-EH1P5K-L | Green Solutions Inc. | 2026-09-18
2023-11-10 | HBS9211 | Jiawei Venture Co Ltd Home E10 (x4) w/ Solis S6-EH1P6K-L | 38.8 |  |  | Jiawei Venture Co Ltd | Home E10 | 4 | Solis | S6-EH1P6K-L | Green Solutions Inc. | 2026-09-18
2023-12-01 | HBS9212 | Solar Bos Pty Ltd HS2-6K-S2-4 4G (x4) | 18 | Solar Bos Pty Ltd | HS2-6K-S2-4 4G |  |  | 4 |  |  | AMBRION | 2026-10-30
2023-12-01 | HBS9213 | Solar Bos Pty Ltd HS2-6K-S2-3 4G (x3) | 13.5 | Solar Bos Pty Ltd | HS2-6K-S2-3 4G |  |  | 3 |  |  | AMBRION | 2026-10-30
2023-12-01 | HBS9214 | Solar Bos Pty Ltd HS2-6K-S2-2 4G (x2) | 9 | Solar Bos Pty Ltd | HS2-6K-S2-2 4G |  |  | 2 |  |  | AMBRION | 2026-10-30
2023-12-01 | HBS9215 | Solar Bos Pty Ltd HS2-5K-S2-4 4G (x4) | 18 | Solar Bos Pty Ltd | HS2-5K-S2-4 4G |  |  | 4 |  |  | AMBRION | 2026-10-30
2023-12-01 | HBS9216 | Solar Bos Pty Ltd HS2-5K-S2-3 4G (x3) | 13.5 | Solar Bos Pty Ltd | HS2-5K-S2-3 4G |  |  | 3 |  |  | AMBRION | 2026-10-30
2023-12-01 | HBS9217 | Solar Bos Pty Ltd HS2-5K-S2-2 4G (x2) | 9 | Solar Bos Pty Ltd | HS2-5K-S2-2 4G |  |  | 2 |  |  | AMBRION | 2026-10-30
2023-12-01 | HBS9218 | Solar Bos Pty Ltd HS2-3K-S2-2 4G (x2) | 9 | Solar Bos Pty Ltd | HS2-3K-S2-2 4G |  |  | 2 |  |  | AMBRION | 2026-10-30
2023-12-11 | HBS9239 | SolaX T-BAT H 9.0 V2 (x1) w/ SolaX X1-Hybrid-3.0-D | 8.3 |  |  | SolaX | T-BAT H 9.0 V2 | 1 | SolaX | X1-Hybrid-3.0-D | SolaX Triple Power | 2027-05-24
2023-12-11 | HBS9240 | SolaX T-BAT H 12.0 V2 (x1) w/ SolaX X1-Hybrid-3.0-D | 11 |  |  | SolaX | T-BAT H 12.0 V2 | 1 | SolaX | X1-Hybrid-3.0-D | SolaX Triple Power | 2027-05-24
2023-12-11 | HBS9241 | SolaX T-BAT H 9.0 V2 (x1) w/ SolaX X1-Hybrid-3.7-D | 8.3 |  |  | SolaX | T-BAT H 9.0 V2 | 1 | SolaX | X1-Hybrid-3.7-D | SolaX Triple Power | 2027-05-24
2023-12-11 | HBS9242 | SolaX T-BAT H 12.0 V2 (x1) w/ SolaX X1-Hybrid-3.7-D | 11 |  |  | SolaX | T-BAT H 12.0 V2 | 1 | SolaX | X1-Hybrid-3.7-D | SolaX Triple Power | 2027-05-24
2023-12-11 | HBS9243 | SolaX T-BAT H 9.0 V2 (x1) w/ SolaX X1-Hybrid-5.0-D | 8.3 |  |  | SolaX | T-BAT H 9.0 V2 | 1 | SolaX | X1-Hybrid-5.0-D | SolaX Triple Power | 2027-05-24
2023-12-11 | HBS9244 | SolaX T-BAT H 12.0 V2 (x1) w/ SolaX X1-Hybrid-5.0-D | 11 |  |  | SolaX | T-BAT H 12.0 V2 | 1 | SolaX | X1-Hybrid-5.0-D | SolaX Triple Power | 2027-05-24
2023-12-11 | HBS9245 | SolaX T-BAT H 9.0 V2 (x1) w/ SolaX X1-Hybrid-6.0-D | 8.3 |  |  | SolaX | T-BAT H 9.0 V2 | 1 | SolaX | X1-Hybrid-6.0-D | SolaX Triple Power | 2027-05-24
2023-12-11 | HBS9246 | SolaX T-BAT H 12.0 V2 (x1) w/ SolaX X1-Hybrid-6.0-D | 11 |  |  | SolaX | T-BAT H 12.0 V2 | 1 | SolaX | X1-Hybrid-6.0-D | SolaX Triple Power | 2027-05-24
2023-12-11 | HBS9247 | SolaX T-BAT H 9.0 V2 (x1) w/ SolaX X1-Hybrid-7.5-D | 8.3 |  |  | SolaX | T-BAT H 9.0 V2 | 1 | SolaX | X1-Hybrid-7.5-D | SolaX Triple Power | 2027-05-24
2023-12-11 | HBS9248 | SolaX T-BAT H 12.0 V2 (x1) w/ SolaX X1-Hybrid-7.5-D | 11 |  |  | SolaX | T-BAT H 12.0 V2 | 1 | SolaX | X1-Hybrid-7.5-D | SolaX Triple Power | 2027-05-24
2024-01-08 | HBS10003 | FranklinWH Technologies Co Ltd aPower X-01-AU (x1) | 13.6 | FranklinWH Technologies Co Ltd | aPower X-01-AU |  |  | 1 |  |  | FRANKLINWH | 2026-11-15
2024-01-08 | HBS9385 | PowerPlus Energy Pty Ltd LiFe4838P (x2) w/ Ningbo Deye Inverter Technology Co SUN-12K-SG04LP3-AU | 7.6 |  |  | PowerPlus Energy Pty Ltd | LiFe4838P | 2 | Ningbo Deye Inverter Technology Co | SUN-12K-SG04LP3-AU | PowerPlus Energy | 2027-04-28
2024-01-08 | HBS9386 | PowerPlus Energy Pty Ltd LiFe4838P (x3) w/ Ningbo Deye Inverter Technology Co SUN-12K-SG04LP3-AU | 11.4 |  |  | PowerPlus Energy Pty Ltd | LiFe4838P | 3 | Ningbo Deye Inverter Technology Co | SUN-12K-SG04LP3-AU | PowerPlus Energy | 2027-04-28
2024-01-08 | HBS9387 | PowerPlus Energy Pty Ltd LiFe4838P (x4) w/ Ningbo Deye Inverter Technology Co SUN-12K-SG04LP3-AU | 15.2 |  |  | PowerPlus Energy Pty Ltd | LiFe4838P | 4 | Ningbo Deye Inverter Technology Co | SUN-12K-SG04LP3-AU | PowerPlus Energy | 2027-04-28
2024-01-08 | HBS9388 | PowerPlus Energy Pty Ltd LiFe4838P (x5) w/ Ningbo Deye Inverter Technology Co SUN-12K-SG04LP3-AU | 19 |  |  | PowerPlus Energy Pty Ltd | LiFe4838P | 5 | Ningbo Deye Inverter Technology Co | SUN-12K-SG04LP3-AU | PowerPlus Energy | 2027-04-28
2024-01-08 | HBS9389 | PowerPlus Energy Pty Ltd LiFe4838P (x6) w/ Ningbo Deye Inverter Technology Co SUN-12K-SG04LP3-AU | 22.8 |  |  | PowerPlus Energy Pty Ltd | LiFe4838P | 6 | Ningbo Deye Inverter Technology Co | SUN-12K-SG04LP3-AU | PowerPlus Energy | 2027-04-28
2024-01-08 | HBS9390 | PowerPlus Energy Pty Ltd LiFe4838P (x7) w/ Ningbo Deye Inverter Technology Co SUN-12K-SG04LP3-AU | 26.6 |  |  | PowerPlus Energy Pty Ltd | LiFe4838P | 7 | Ningbo Deye Inverter Technology Co | SUN-12K-SG04LP3-AU | PowerPlus Energy | 2027-04-28
2024-01-08 | HBS9391 | PowerPlus Energy Pty Ltd LiFe4838P (x8) w/ Ningbo Deye Inverter Technology Co SUN-12K-SG04LP3-AU | 30.4 |  |  | PowerPlus Energy Pty Ltd | LiFe4838P | 8 | Ningbo Deye Inverter Technology Co | SUN-12K-SG04LP3-AU | PowerPlus Energy | 2027-04-28
2024-01-08 | HBS9392 | PowerPlus Energy Pty Ltd LiFe4838P (x9) w/ Ningbo Deye Inverter Technology Co SUN-12K-SG04LP3-AU | 34.2 |  |  | PowerPlus Energy Pty Ltd | LiFe4838P | 9 | Ningbo Deye Inverter Technology Co | SUN-12K-SG04LP3-AU | PowerPlus Energy | 2027-04-28
2024-01-08 | HBS9393 | PowerPlus Energy Pty Ltd LiFe4838P (x10) w/ Ningbo Deye Inverter Technology Co SUN-12K-SG04LP3-AU | 38 |  |  | PowerPlus Energy Pty Ltd | LiFe4838P | 10 | Ningbo Deye Inverter Technology Co | SUN-12K-SG04LP3-AU | PowerPlus Energy | 2027-04-28
2024-01-08 | HBS9394 | PowerPlus Energy Pty Ltd LiFe4838P (x11) w/ Ningbo Deye Inverter Technology Co SUN-12K-SG04LP3-AU | 41.8 |  |  | PowerPlus Energy Pty Ltd | LiFe4838P | 11 | Ningbo Deye Inverter Technology Co | SUN-12K-SG04LP3-AU | PowerPlus Energy | 2027-04-28
2024-01-08 | HBS9395 | PowerPlus Energy Pty Ltd LiFe4838P (x12) w/ Ningbo Deye Inverter Technology Co SUN-12K-SG04LP3-AU | 45.6 |  |  | PowerPlus Energy Pty Ltd | LiFe4838P | 12 | Ningbo Deye Inverter Technology Co | SUN-12K-SG04LP3-AU | PowerPlus Energy | 2027-04-28
2024-01-08 | HBS9396 | PowerPlus Energy Pty Ltd LiFe4838P (x13) w/ Ningbo Deye Inverter Technology Co SUN-12K-SG04LP3-AU | 49.4 |  |  | PowerPlus Energy Pty Ltd | LiFe4838P | 13 | Ningbo Deye Inverter Technology Co | SUN-12K-SG04LP3-AU | PowerPlus Energy | 2027-04-28
2024-01-08 | HBS9397 | PowerPlus Energy Pty Ltd LiFe4838P (x14) w/ Ningbo Deye Inverter Technology Co SUN-12K-SG04LP3-AU | 53.2 |  |  | PowerPlus Energy Pty Ltd | LiFe4838P | 14 | Ningbo Deye Inverter Technology Co | SUN-12K-SG04LP3-AU | PowerPlus Energy | 2027-04-28
2024-01-08 | HBS9398 | PowerPlus Energy Pty Ltd LiFe4838P (x15) w/ Ningbo Deye Inverter Technology Co SUN-12K-SG04LP3-AU | 57 |  |  | PowerPlus Energy Pty Ltd | LiFe4838P | 15 | Ningbo Deye Inverter Technology Co | SUN-12K-SG04LP3-AU | PowerPlus Energy | 2027-04-28
2024-01-08 | HBS9399 | PowerPlus Energy Pty Ltd LiFe4838P (x16) w/ Ningbo Deye Inverter Technology Co SUN-12K-SG04LP3-AU | 60.8 |  |  | PowerPlus Energy Pty Ltd | LiFe4838P | 16 | Ningbo Deye Inverter Technology Co | SUN-12K-SG04LP3-AU | PowerPlus Energy | 2027-04-28
2024-01-08 | HBS9400 | PowerPlus Energy Pty Ltd LiFe4838P (x17) w/ Ningbo Deye Inverter Technology Co SUN-12K-SG04LP3-AU | 64.6 |  |  | PowerPlus Energy Pty Ltd | LiFe4838P | 17 | Ningbo Deye Inverter Technology Co | SUN-12K-SG04LP3-AU | PowerPlus Energy | 2027-04-28
2024-01-08 | HBS9401 | PowerPlus Energy Pty Ltd LiFe4838P (x18) w/ Ningbo Deye Inverter Technology Co SUN-12K-SG04LP3-AU | 68.4 |  |  | PowerPlus Energy Pty Ltd | LiFe4838P | 18 | Ningbo Deye Inverter Technology Co | SUN-12K-SG04LP3-AU | PowerPlus Energy | 2027-04-28
2024-01-08 | HBS9402 | PowerPlus Energy Pty Ltd LiFe4838P (x19) w/ Ningbo Deye Inverter Technology Co SUN-12K-SG04LP3-AU | 72.2 |  |  | PowerPlus Energy Pty Ltd | LiFe4838P | 19 | Ningbo Deye Inverter Technology Co | SUN-12K-SG04LP3-AU | PowerPlus Energy | 2027-04-28
2024-01-08 | HBS9403 | PowerPlus Energy Pty Ltd LiFe4838P (x20) w/ Ningbo Deye Inverter Technology Co SUN-12K-SG04LP3-AU | 76 |  |  | PowerPlus Energy Pty Ltd | LiFe4838P | 20 | Ningbo Deye Inverter Technology Co | SUN-12K-SG04LP3-AU | PowerPlus Energy | 2027-04-28
2024-01-08 | HBS9404 | PowerPlus Energy Pty Ltd LiFe4838P (x2) w/ Ningbo Deye Inverter Technology Co SUN-10K-SG04LP3-AU | 7.6 |  |  | PowerPlus Energy Pty Ltd | LiFe4838P | 2 | Ningbo Deye Inverter Technology Co | SUN-10K-SG04LP3-AU | PowerPlus Energy | 2027-04-28
2024-01-08 | HBS9405 | PowerPlus Energy Pty Ltd LiFe4838P (x3) w/ Ningbo Deye Inverter Technology Co SUN-10K-SG04LP3-AU | 11.4 |  |  | PowerPlus Energy Pty Ltd | LiFe4838P | 3 | Ningbo Deye Inverter Technology Co | SUN-10K-SG04LP3-AU | PowerPlus Energy | 2027-04-28
2024-01-08 | HBS9406 | PowerPlus Energy Pty Ltd LiFe4838P (x4) w/ Ningbo Deye Inverter Technology Co SUN-10K-SG04LP3-AU | 15.2 |  |  | PowerPlus Energy Pty Ltd | LiFe4838P | 4 | Ningbo Deye Inverter Technology Co | SUN-10K-SG04LP3-AU | PowerPlus Energy | 2027-04-28
2024-01-08 | HBS9407 | PowerPlus Energy Pty Ltd LiFe4838P (x5) w/ Ningbo Deye Inverter Technology Co SUN-10K-SG04LP3-AU | 19 |  |  | PowerPlus Energy Pty Ltd | LiFe4838P | 5 | Ningbo Deye Inverter Technology Co | SUN-10K-SG04LP3-AU | PowerPlus Energy | 2027-04-28
2024-01-08 | HBS9408 | PowerPlus Energy Pty Ltd LiFe4838P (x6) w/ Ningbo Deye Inverter Technology Co SUN-10K-SG04LP3-AU | 22.8 |  |  | PowerPlus Energy Pty Ltd | LiFe4838P | 6 | Ningbo Deye Inverter Technology Co | SUN-10K-SG04LP3-AU | PowerPlus Energy | 2027-04-28
2024-01-08 | HBS9409 | PowerPlus Energy Pty Ltd LiFe4838P (x7) w/ Ningbo Deye Inverter Technology Co SUN-10K-SG04LP3-AU | 26.6 |  |  | PowerPlus Energy Pty Ltd | LiFe4838P | 7 | Ningbo Deye Inverter Technology Co | SUN-10K-SG04LP3-AU | PowerPlus Energy | 2027-04-28
2024-01-08 | HBS9410 | PowerPlus Energy Pty Ltd LiFe4838P (x8) w/ Ningbo Deye Inverter Technology Co SUN-10K-SG04LP3-AU | 30.4 |  |  | PowerPlus Energy Pty Ltd | LiFe4838P | 8 | Ningbo Deye Inverter Technology Co | SUN-10K-SG04LP3-AU | PowerPlus Energy | 2027-04-28
2024-01-08 | HBS9411 | PowerPlus Energy Pty Ltd LiFe4838P (x9) w/ Ningbo Deye Inverter Technology Co SUN-10K-SG04LP3-AU | 34.2 |  |  | PowerPlus Energy Pty Ltd | LiFe4838P | 9 | Ningbo Deye Inverter Technology Co | SUN-10K-SG04LP3-AU | PowerPlus Energy | 2027-04-28
2024-01-08 | HBS9412 | PowerPlus Energy Pty Ltd LiFe4838P (x10) w/ Ningbo Deye Inverter Technology Co SUN-10K-SG04LP3-AU | 38 |  |  | PowerPlus Energy Pty Ltd | LiFe4838P | 10 | Ningbo Deye Inverter Technology Co | SUN-10K-SG04LP3-AU | PowerPlus Energy | 2027-04-28
2024-01-08 | HBS9413 | PowerPlus Energy Pty Ltd LiFe4838P (x11) w/ Ningbo Deye Inverter Technology Co SUN-10K-SG04LP3-AU | 41.8 |  |  | PowerPlus Energy Pty Ltd | LiFe4838P | 11 | Ningbo Deye Inverter Technology Co | SUN-10K-SG04LP3-AU | PowerPlus Energy | 2027-04-28
2024-01-08 | HBS9414 | PowerPlus Energy Pty Ltd LiFe4838P (x12) w/ Ningbo Deye Inverter Technology Co SUN-10K-SG04LP3-AU | 45.6 |  |  | PowerPlus Energy Pty Ltd | LiFe4838P | 12 | Ningbo Deye Inverter Technology Co | SUN-10K-SG04LP3-AU | PowerPlus Energy | 2027-04-28
2024-01-08 | HBS9415 | PowerPlus Energy Pty Ltd LiFe4838P (x13) w/ Ningbo Deye Inverter Technology Co SUN-10K-SG04LP3-AU | 49.4 |  |  | PowerPlus Energy Pty Ltd | LiFe4838P | 13 | Ningbo Deye Inverter Technology Co | SUN-10K-SG04LP3-AU | PowerPlus Energy | 2027-04-28
2024-01-08 | HBS9416 | PowerPlus Energy Pty Ltd LiFe4838P (x14) w/ Ningbo Deye Inverter Technology Co SUN-10K-SG04LP3-AU | 53.2 |  |  | PowerPlus Energy Pty Ltd | LiFe4838P | 14 | Ningbo Deye Inverter Technology Co | SUN-10K-SG04LP3-AU | PowerPlus Energy | 2027-04-28
2024-01-08 | HBS9417 | PowerPlus Energy Pty Ltd LiFe4838P (x15) w/ Ningbo Deye Inverter Technology Co SUN-10K-SG04LP3-AU | 57 |  |  | PowerPlus Energy Pty Ltd | LiFe4838P | 15 | Ningbo Deye Inverter Technology Co | SUN-10K-SG04LP3-AU | PowerPlus Energy | 2027-04-28
2024-01-08 | HBS9418 | PowerPlus Energy Pty Ltd LiFe4838P (x16) w/ Ningbo Deye Inverter Technology Co SUN-10K-SG04LP3-AU | 60.8 |  |  | PowerPlus Energy Pty Ltd | LiFe4838P | 16 | Ningbo Deye Inverter Technology Co | SUN-10K-SG04LP3-AU | PowerPlus Energy | 2027-04-28
2024-01-08 | HBS9419 | PowerPlus Energy Pty Ltd LiFe4838P (x17) w/ Ningbo Deye Inverter Technology Co SUN-10K-SG04LP3-AU | 64.6 |  |  | PowerPlus Energy Pty Ltd | LiFe4838P | 17 | Ningbo Deye Inverter Technology Co | SUN-10K-SG04LP3-AU | PowerPlus Energy | 2027-04-28
2024-01-08 | HBS9420 | PowerPlus Energy Pty Ltd LiFe4838P (x18) w/ Ningbo Deye Inverter Technology Co SUN-10K-SG04LP3-AU | 68.4 |  |  | PowerPlus Energy Pty Ltd | LiFe4838P | 18 | Ningbo Deye Inverter Technology Co | SUN-10K-SG04LP3-AU | PowerPlus Energy | 2027-04-28
2024-01-08 | HBS9421 | PowerPlus Energy Pty Ltd LiFe4838P (x19) w/ Ningbo Deye Inverter Technology Co SUN-10K-SG04LP3-AU | 72.2 |  |  | PowerPlus Energy Pty Ltd | LiFe4838P | 19 | Ningbo Deye Inverter Technology Co | SUN-10K-SG04LP3-AU | PowerPlus Energy | 2027-04-28
2024-01-08 | HBS9422 | PowerPlus Energy Pty Ltd LiFe4838P (x20) w/ Ningbo Deye Inverter Technology Co SUN-10K-SG04LP3-AU | 76 |  |  | PowerPlus Energy Pty Ltd | LiFe4838P | 20 | Ningbo Deye Inverter Technology Co | SUN-10K-SG04LP3-AU | PowerPlus Energy | 2027-04-28
2024-01-08 | HBS9423 | PowerPlus Energy Pty Ltd LiFe4838P (x2) w/ Ningbo Deye Inverter Technology Co SUN-8K-SG04LP3-AU | 7.6 |  |  | PowerPlus Energy Pty Ltd | LiFe4838P | 2 | Ningbo Deye Inverter Technology Co | SUN-8K-SG04LP3-AU | PowerPlus Energy | 2027-04-28
2024-01-08 | HBS9424 | PowerPlus Energy Pty Ltd LiFe4838P (x3) w/ Ningbo Deye Inverter Technology Co SUN-8K-SG04LP3-AU | 11.4 |  |  | PowerPlus Energy Pty Ltd | LiFe4838P | 3 | Ningbo Deye Inverter Technology Co | SUN-8K-SG04LP3-AU | PowerPlus Energy | 2027-04-28
2024-01-08 | HBS9425 | PowerPlus Energy Pty Ltd LiFe4838P (x4) w/ Ningbo Deye Inverter Technology Co SUN-8K-SG04LP3-AU | 15.2 |  |  | PowerPlus Energy Pty Ltd | LiFe4838P | 4 | Ningbo Deye Inverter Technology Co | SUN-8K-SG04LP3-AU | PowerPlus Energy | 2027-04-28
2024-01-08 | HBS9426 | PowerPlus Energy Pty Ltd LiFe4838P (x5) w/ Ningbo Deye Inverter Technology Co SUN-8K-SG04LP3-AU | 19 |  |  | PowerPlus Energy Pty Ltd | LiFe4838P | 5 | Ningbo Deye Inverter Technology Co | SUN-8K-SG04LP3-AU | PowerPlus Energy | 2027-04-28
2024-01-08 | HBS9427 | PowerPlus Energy Pty Ltd LiFe4838P (x6) w/ Ningbo Deye Inverter Technology Co SUN-8K-SG04LP3-AU | 22.8 |  |  | PowerPlus Energy Pty Ltd | LiFe4838P | 6 | Ningbo Deye Inverter Technology Co | SUN-8K-SG04LP3-AU | PowerPlus Energy | 2027-04-28
2024-01-08 | HBS9428 | PowerPlus Energy Pty Ltd LiFe4838P (x7) w/ Ningbo Deye Inverter Technology Co SUN-8K-SG04LP3-AU | 26.6 |  |  | PowerPlus Energy Pty Ltd | LiFe4838P | 7 | Ningbo Deye Inverter Technology Co | SUN-8K-SG04LP3-AU | PowerPlus Energy | 2027-04-28
2024-01-08 | HBS9429 | PowerPlus Energy Pty Ltd LiFe4838P (x8) w/ Ningbo Deye Inverter Technology Co SUN-8K-SG04LP3-AU | 30.4 |  |  | PowerPlus Energy Pty Ltd | LiFe4838P | 8 | Ningbo Deye Inverter Technology Co | SUN-8K-SG04LP3-AU | PowerPlus Energy | 2027-04-28
2024-01-08 | HBS9430 | PowerPlus Energy Pty Ltd LiFe4838P (x9) w/ Ningbo Deye Inverter Technology Co SUN-8K-SG04LP3-AU | 34.2 |  |  | PowerPlus Energy Pty Ltd | LiFe4838P | 9 | Ningbo Deye Inverter Technology Co | SUN-8K-SG04LP3-AU | PowerPlus Energy | 2027-04-28
2024-01-08 | HBS9431 | PowerPlus Energy Pty Ltd LiFe4838P (x10) w/ Ningbo Deye Inverter Technology Co SUN-8K-SG04LP3-AU | 38 |  |  | PowerPlus Energy Pty Ltd | LiFe4838P | 10 | Ningbo Deye Inverter Technology Co | SUN-8K-SG04LP3-AU | PowerPlus Energy | 2027-04-28
2024-01-08 | HBS9432 | PowerPlus Energy Pty Ltd LiFe4838P (x11) w/ Ningbo Deye Inverter Technology Co SUN-8K-SG04LP3-AU | 41.8 |  |  | PowerPlus Energy Pty Ltd | LiFe4838P | 11 | Ningbo Deye Inverter Technology Co | SUN-8K-SG04LP3-AU | PowerPlus Energy | 2027-04-28
2024-01-08 | HBS9433 | PowerPlus Energy Pty Ltd LiFe4838P (x12) w/ Ningbo Deye Inverter Technology Co SUN-8K-SG04LP3-AU | 45.6 |  |  | PowerPlus Energy Pty Ltd | LiFe4838P | 12 | Ningbo Deye Inverter Technology Co | SUN-8K-SG04LP3-AU | PowerPlus Energy | 2027-04-28
2024-01-08 | HBS9434 | PowerPlus Energy Pty Ltd LiFe4838P (x13) w/ Ningbo Deye Inverter Technology Co SUN-8K-SG04LP3-AU | 49.4 |  |  | PowerPlus Energy Pty Ltd | LiFe4838P | 13 | Ningbo Deye Inverter Technology Co | SUN-8K-SG04LP3-AU | PowerPlus Energy | 2027-04-28
2024-01-08 | HBS9435 | PowerPlus Energy Pty Ltd LiFe4838P (x14) w/ Ningbo Deye Inverter Technology Co SUN-8K-SG04LP3-AU | 53.2 |  |  | PowerPlus Energy Pty Ltd | LiFe4838P | 14 | Ningbo Deye Inverter Technology Co | SUN-8K-SG04LP3-AU | PowerPlus Energy | 2027-04-28
2024-01-08 | HBS9436 | PowerPlus Energy Pty Ltd LiFe4838P (x15) w/ Ningbo Deye Inverter Technology Co SUN-8K-SG04LP3-AU | 57 |  |  | PowerPlus Energy Pty Ltd | LiFe4838P | 15 | Ningbo Deye Inverter Technology Co | SUN-8K-SG04LP3-AU | PowerPlus Energy | 2027-04-28
2024-01-08 | HBS9437 | PowerPlus Energy Pty Ltd LiFe4838P (x16) w/ Ningbo Deye Inverter Technology Co SUN-8K-SG04LP3-AU | 60.8 |  |  | PowerPlus Energy Pty Ltd | LiFe4838P | 16 | Ningbo Deye Inverter Technology Co | SUN-8K-SG04LP3-AU | PowerPlus Energy | 2027-04-28
2024-01-08 | HBS9438 | PowerPlus Energy Pty Ltd LiFe4838P (x17) w/ Ningbo Deye Inverter Technology Co SUN-8K-SG04LP3-AU | 64.6 |  |  | PowerPlus Energy Pty Ltd | LiFe4838P | 17 | Ningbo Deye Inverter Technology Co | SUN-8K-SG04LP3-AU | PowerPlus Energy | 2027-04-28
2024-01-08 | HBS9439 | PowerPlus Energy Pty Ltd LiFe4838P (x18) w/ Ningbo Deye Inverter Technology Co SUN-8K-SG04LP3-AU | 68.4 |  |  | PowerPlus Energy Pty Ltd | LiFe4838P | 18 | Ningbo Deye Inverter Technology Co | SUN-8K-SG04LP3-AU | PowerPlus Energy | 2027-04-28
2024-01-08 | HBS9440 | PowerPlus Energy Pty Ltd LiFe4838P (x19) w/ Ningbo Deye Inverter Technology Co SUN-8K-SG04LP3-AU | 72.2 |  |  | PowerPlus Energy Pty Ltd | LiFe4838P | 19 | Ningbo Deye Inverter Technology Co | SUN-8K-SG04LP3-AU | PowerPlus Energy | 2027-04-28
2024-01-08 | HBS9441 | PowerPlus Energy Pty Ltd LiFe4838P (x20) w/ Ningbo Deye Inverter Technology Co SUN-8K-SG04LP3-AU | 76 |  |  | PowerPlus Energy Pty Ltd | LiFe4838P | 20 | Ningbo Deye Inverter Technology Co | SUN-8K-SG04LP3-AU | PowerPlus Energy | 2027-04-28
2024-01-08 | HBS9461 | PowerPlus Energy Pty Ltd LiFe4838P (x2) w/ Ningbo Deye Inverter Technology Co SUN-5K-SG04LP3-AU | 7.6 |  |  | PowerPlus Energy Pty Ltd | LiFe4838P | 2 | Ningbo Deye Inverter Technology Co | SUN-5K-SG04LP3-AU | PowerPlus Energy | 2027-04-28
2024-01-08 | HBS9462 | PowerPlus Energy Pty Ltd LiFe4838P (x3) w/ Ningbo Deye Inverter Technology Co SUN-5K-SG04LP3-AU | 11.4 |  |  | PowerPlus Energy Pty Ltd | LiFe4838P | 3 | Ningbo Deye Inverter Technology Co | SUN-5K-SG04LP3-AU | PowerPlus Energy | 2027-04-28
2024-01-08 | HBS9463 | PowerPlus Energy Pty Ltd LiFe4838P (x4) w/ Ningbo Deye Inverter Technology Co SUN-5K-SG04LP3-AU | 15.2 |  |  | PowerPlus Energy Pty Ltd | LiFe4838P | 4 | Ningbo Deye Inverter Technology Co | SUN-5K-SG04LP3-AU | PowerPlus Energy | 2027-04-28
2024-01-08 | HBS9464 | PowerPlus Energy Pty Ltd LiFe4838P (x5) w/ Ningbo Deye Inverter Technology Co SUN-5K-SG04LP3-AU | 19 |  |  | PowerPlus Energy Pty Ltd | LiFe4838P | 5 | Ningbo Deye Inverter Technology Co | SUN-5K-SG04LP3-AU | PowerPlus Energy | 2027-04-28
2024-01-08 | HBS9465 | PowerPlus Energy Pty Ltd LiFe4838P (x6) w/ Ningbo Deye Inverter Technology Co SUN-5K-SG04LP3-AU | 22.8 |  |  | PowerPlus Energy Pty Ltd | LiFe4838P | 6 | Ningbo Deye Inverter Technology Co | SUN-5K-SG04LP3-AU | PowerPlus Energy | 2027-04-28
2024-01-08 | HBS9466 | PowerPlus Energy Pty Ltd LiFe4838P (x7) w/ Ningbo Deye Inverter Technology Co SUN-5K-SG04LP3-AU | 26.6 |  |  | PowerPlus Energy Pty Ltd | LiFe4838P | 7 | Ningbo Deye Inverter Technology Co | SUN-5K-SG04LP3-AU | PowerPlus Energy | 2027-04-28
2024-01-08 | HBS9467 | PowerPlus Energy Pty Ltd LiFe4838P (x8) w/ Ningbo Deye Inverter Technology Co SUN-5K-SG04LP3-AU | 30.4 |  |  | PowerPlus Energy Pty Ltd | LiFe4838P | 8 | Ningbo Deye Inverter Technology Co | SUN-5K-SG04LP3-AU | PowerPlus Energy | 2027-04-28
2024-01-08 | HBS9468 | PowerPlus Energy Pty Ltd LiFe4838P (x9) w/ Ningbo Deye Inverter Technology Co SUN-5K-SG04LP3-AU | 34.2 |  |  | PowerPlus Energy Pty Ltd | LiFe4838P | 9 | Ningbo Deye Inverter Technology Co | SUN-5K-SG04LP3-AU | PowerPlus Energy | 2027-04-28
2024-01-08 | HBS9469 | PowerPlus Energy Pty Ltd LiFe4838P (x10) w/ Ningbo Deye Inverter Technology Co SUN-5K-SG04LP3-AU | 38 |  |  | PowerPlus Energy Pty Ltd | LiFe4838P | 10 | Ningbo Deye Inverter Technology Co | SUN-5K-SG04LP3-AU | PowerPlus Energy | 2027-04-28
2024-01-08 | HBS9470 | PowerPlus Energy Pty Ltd LiFe4838P (x11) w/ Ningbo Deye Inverter Technology Co SUN-5K-SG04LP3-AU | 41.8 |  |  | PowerPlus Energy Pty Ltd | LiFe4838P | 11 | Ningbo Deye Inverter Technology Co | SUN-5K-SG04LP3-AU | PowerPlus Energy | 2027-04-28
2024-01-08 | HBS9471 | PowerPlus Energy Pty Ltd LiFe4838P (x12) w/ Ningbo Deye Inverter Technology Co SUN-5K-SG04LP3-AU | 45.6 |  |  | PowerPlus Energy Pty Ltd | LiFe4838P | 12 | Ningbo Deye Inverter Technology Co | SUN-5K-SG04LP3-AU | PowerPlus Energy | 2027-04-28
2024-01-08 | HBS9472 | PowerPlus Energy Pty Ltd LiFe4838P (x13) w/ Ningbo Deye Inverter Technology Co SUN-5K-SG04LP3-AU | 49.4 |  |  | PowerPlus Energy Pty Ltd | LiFe4838P | 13 | Ningbo Deye Inverter Technology Co | SUN-5K-SG04LP3-AU | PowerPlus Energy | 2027-04-28
2024-01-08 | HBS9473 | PowerPlus Energy Pty Ltd LiFe4838P (x14) w/ Ningbo Deye Inverter Technology Co SUN-5K-SG04LP3-AU | 53.2 |  |  | PowerPlus Energy Pty Ltd | LiFe4838P | 14 | Ningbo Deye Inverter Technology Co | SUN-5K-SG04LP3-AU | PowerPlus Energy | 2027-04-28
2024-01-08 | HBS9474 | PowerPlus Energy Pty Ltd LiFe4838P (x15) w/ Ningbo Deye Inverter Technology Co SUN-5K-SG04LP3-AU | 57 |  |  | PowerPlus Energy Pty Ltd | LiFe4838P | 15 | Ningbo Deye Inverter Technology Co | SUN-5K-SG04LP3-AU | PowerPlus Energy | 2027-04-28
2024-01-08 | HBS9475 | PowerPlus Energy Pty Ltd LiFe4838P (x16) w/ Ningbo Deye Inverter Technology Co SUN-5K-SG04LP3-AU | 60.8 |  |  | PowerPlus Energy Pty Ltd | LiFe4838P | 16 | Ningbo Deye Inverter Technology Co | SUN-5K-SG04LP3-AU | PowerPlus Energy | 2027-04-28
2024-01-08 | HBS9476 | PowerPlus Energy Pty Ltd LiFe4838P (x17) w/ Ningbo Deye Inverter Technology Co SUN-5K-SG04LP3-AU | 64.6 |  |  | PowerPlus Energy Pty Ltd | LiFe4838P | 17 | Ningbo Deye Inverter Technology Co | SUN-5K-SG04LP3-AU | PowerPlus Energy | 2027-04-28
2024-01-08 | HBS9477 | PowerPlus Energy Pty Ltd LiFe4838P (x18) w/ Ningbo Deye Inverter Technology Co SUN-5K-SG04LP3-AU | 68.4 |  |  | PowerPlus Energy Pty Ltd | LiFe4838P | 18 | Ningbo Deye Inverter Technology Co | SUN-5K-SG04LP3-AU | PowerPlus Energy | 2027-04-28
2024-01-08 | HBS9478 | PowerPlus Energy Pty Ltd LiFe4838P (x19) w/ Ningbo Deye Inverter Technology Co SUN-5K-SG04LP3-AU | 72.2 |  |  | PowerPlus Energy Pty Ltd | LiFe4838P | 19 | Ningbo Deye Inverter Technology Co | SUN-5K-SG04LP3-AU | PowerPlus Energy | 2027-04-28
2024-01-08 | HBS9479 | PowerPlus Energy Pty Ltd LiFe4838P (x20) w/ Ningbo Deye Inverter Technology Co SUN-5K-SG04LP3-AU | 76 |  |  | PowerPlus Energy Pty Ltd | LiFe4838P | 20 | Ningbo Deye Inverter Technology Co | SUN-5K-SG04LP3-AU | PowerPlus Energy | 2027-04-28
2024-01-08 | HBS9480 | PowerPlus Energy Pty Ltd LiFe4838P (x2) w/ Ginlong Technologies Co S6-EH1P6K-L-AU | 7.6 |  |  | PowerPlus Energy Pty Ltd | LiFe4838P | 2 | Ginlong Technologies Co | S6-EH1P6K-L-AU | PowerPlus Energy | 2026-09-18
2024-01-08 | HBS9481 | PowerPlus Energy Pty Ltd LiFe4838P (x3) w/ Ginlong Technologies Co S6-EH1P6K-L-AU | 11.4 |  |  | PowerPlus Energy Pty Ltd | LiFe4838P | 3 | Ginlong Technologies Co | S6-EH1P6K-L-AU | PowerPlus Energy | 2026-09-18
2024-01-08 | HBS9482 | PowerPlus Energy Pty Ltd LiFe4838P (x4) w/ Ginlong Technologies Co S6-EH1P6K-L-AU | 15.2 |  |  | PowerPlus Energy Pty Ltd | LiFe4838P | 4 | Ginlong Technologies Co | S6-EH1P6K-L-AU | PowerPlus Energy | 2026-09-18
2024-01-08 | HBS9483 | PowerPlus Energy Pty Ltd LiFe4838P (x5) w/ Ginlong Technologies Co S6-EH1P6K-L-AU | 19 |  |  | PowerPlus Energy Pty Ltd | LiFe4838P | 5 | Ginlong Technologies Co | S6-EH1P6K-L-AU | PowerPlus Energy | 2026-09-18
2024-01-08 | HBS9484 | PowerPlus Energy Pty Ltd LiFe4838P (x6) w/ Ginlong Technologies Co S6-EH1P6K-L-AU | 22.8 |  |  | PowerPlus Energy Pty Ltd | LiFe4838P | 6 | Ginlong Technologies Co | S6-EH1P6K-L-AU | PowerPlus Energy | 2026-09-18
2024-01-08 | HBS9485 | PowerPlus Energy Pty Ltd LiFe4838P (x7) w/ Ginlong Technologies Co S6-EH1P6K-L-AU | 26.6 |  |  | PowerPlus Energy Pty Ltd | LiFe4838P | 7 | Ginlong Technologies Co | S6-EH1P6K-L-AU | PowerPlus Energy | 2026-09-18
2024-01-08 | HBS9486 | PowerPlus Energy Pty Ltd LiFe4838P (x8) w/ Ginlong Technologies Co S6-EH1P6K-L-AU | 30.4 |  |  | PowerPlus Energy Pty Ltd | LiFe4838P | 8 | Ginlong Technologies Co | S6-EH1P6K-L-AU | PowerPlus Energy | 2026-09-18
2024-01-08 | HBS9487 | PowerPlus Energy Pty Ltd LiFe4838P (x9) w/ Ginlong Technologies Co S6-EH1P6K-L-AU | 34.2 |  |  | PowerPlus Energy Pty Ltd | LiFe4838P | 9 | Ginlong Technologies Co | S6-EH1P6K-L-AU | PowerPlus Energy | 2026-09-18
2024-01-08 | HBS9488 | PowerPlus Energy Pty Ltd LiFe4838P (x10) w/ Ginlong Technologies Co S6-EH1P6K-L-AU | 38 |  |  | PowerPlus Energy Pty Ltd | LiFe4838P | 10 | Ginlong Technologies Co | S6-EH1P6K-L-AU | PowerPlus Energy | 2026-09-18
2024-01-08 | HBS9489 | PowerPlus Energy Pty Ltd LiFe4838P (x11) w/ Ginlong Technologies Co S6-EH1P6K-L-AU | 41.8 |  |  | PowerPlus Energy Pty Ltd | LiFe4838P | 11 | Ginlong Technologies Co | S6-EH1P6K-L-AU | PowerPlus Energy | 2026-09-18
2024-01-08 | HBS9490 | PowerPlus Energy Pty Ltd LiFe4838P (x12) w/ Ginlong Technologies Co S6-EH1P6K-L-AU | 45.6 |  |  | PowerPlus Energy Pty Ltd | LiFe4838P | 12 | Ginlong Technologies Co | S6-EH1P6K-L-AU | PowerPlus Energy | 2026-09-18
2024-01-08 | HBS9491 | PowerPlus Energy Pty Ltd LiFe4838P (x13) w/ Ginlong Technologies Co S6-EH1P6K-L-AU | 49.4 |  |  | PowerPlus Energy Pty Ltd | LiFe4838P | 13 | Ginlong Technologies Co | S6-EH1P6K-L-AU | PowerPlus Energy | 2026-09-18
2024-01-08 | HBS9492 | PowerPlus Energy Pty Ltd LiFe4838P (x14) w/ Ginlong Technologies Co S6-EH1P6K-L-AU | 53.2 |  |  | PowerPlus Energy Pty Ltd | LiFe4838P | 14 | Ginlong Technologies Co | S6-EH1P6K-L-AU | PowerPlus Energy | 2026-09-18
2024-01-08 | HBS9493 | PowerPlus Energy Pty Ltd LiFe4838P (x15) w/ Ginlong Technologies Co S6-EH1P6K-L-AU | 57 |  |  | PowerPlus Energy Pty Ltd | LiFe4838P | 15 | Ginlong Technologies Co | S6-EH1P6K-L-AU | PowerPlus Energy | 2026-09-18
2024-01-08 | HBS9494 | PowerPlus Energy Pty Ltd LiFe4838P (x16) w/ Ginlong Technologies Co S6-EH1P6K-L-AU | 60.8 |  |  | PowerPlus Energy Pty Ltd | LiFe4838P | 16 | Ginlong Technologies Co | S6-EH1P6K-L-AU | PowerPlus Energy | 2026-09-18
2024-01-08 | HBS9495 | PowerPlus Energy Pty Ltd LiFe4838P (x17) w/ Ginlong Technologies Co S6-EH1P6K-L-AU | 64.6 |  |  | PowerPlus Energy Pty Ltd | LiFe4838P | 17 | Ginlong Technologies Co | S6-EH1P6K-L-AU | PowerPlus Energy | 2026-09-18
2024-01-08 | HBS9496 | PowerPlus Energy Pty Ltd LiFe4838P (x18) w/ Ginlong Technologies Co S6-EH1P6K-L-AU | 68.4 |  |  | PowerPlus Energy Pty Ltd | LiFe4838P | 18 | Ginlong Technologies Co | S6-EH1P6K-L-AU | PowerPlus Energy | 2026-09-18
2024-01-08 | HBS9497 | PowerPlus Energy Pty Ltd LiFe4838P (x19) w/ Ginlong Technologies Co S6-EH1P6K-L-AU | 72.2 |  |  | PowerPlus Energy Pty Ltd | LiFe4838P | 19 | Ginlong Technologies Co | S6-EH1P6K-L-AU | PowerPlus Energy | 2026-09-18
2024-01-08 | HBS9498 | PowerPlus Energy Pty Ltd LiFe4838P (x20) w/ Ginlong Technologies Co S6-EH1P6K-L-AU | 76 |  |  | PowerPlus Energy Pty Ltd | LiFe4838P | 20 | Ginlong Technologies Co | S6-EH1P6K-L-AU | PowerPlus Energy | 2026-09-18
2024-01-08 | HBS9499 | PowerPlus Energy Pty Ltd LiFe4838P (x2) w/ Ginlong Technologies Co S6-EH1P5K-L-AU | 7.6 |  |  | PowerPlus Energy Pty Ltd | LiFe4838P | 2 | Ginlong Technologies Co | S6-EH1P5K-L-AU | PowerPlus Energy | 2026-09-18
2024-01-08 | HBS9500 | PowerPlus Energy Pty Ltd LiFe4838P (x3) w/ Ginlong Technologies Co S6-EH1P5K-L-AU | 11.4 |  |  | PowerPlus Energy Pty Ltd | LiFe4838P | 3 | Ginlong Technologies Co | S6-EH1P5K-L-AU | PowerPlus Energy | 2026-09-18
2024-01-08 | HBS9501 | PowerPlus Energy Pty Ltd LiFe4838P (x4) w/ Ginlong Technologies Co S6-EH1P5K-L-AU | 15.2 |  |  | PowerPlus Energy Pty Ltd | LiFe4838P | 4 | Ginlong Technologies Co | S6-EH1P5K-L-AU | PowerPlus Energy | 2026-09-18
2024-01-08 | HBS9502 | PowerPlus Energy Pty Ltd LiFe4838P (x5) w/ Ginlong Technologies Co S6-EH1P5K-L-AU | 19 |  |  | PowerPlus Energy Pty Ltd | LiFe4838P | 5 | Ginlong Technologies Co | S6-EH1P5K-L-AU | PowerPlus Energy | 2026-09-18
2024-01-08 | HBS9503 | PowerPlus Energy Pty Ltd LiFe4838P (x6) w/ Ginlong Technologies Co S6-EH1P5K-L-AU | 22.8 |  |  | PowerPlus Energy Pty Ltd | LiFe4838P | 6 | Ginlong Technologies Co | S6-EH1P5K-L-AU | PowerPlus Energy | 2026-09-18
2024-01-08 | HBS9504 | PowerPlus Energy Pty Ltd LiFe4838P (x7) w/ Ginlong Technologies Co S6-EH1P5K-L-AU | 26.6 |  |  | PowerPlus Energy Pty Ltd | LiFe4838P | 7 | Ginlong Technologies Co | S6-EH1P5K-L-AU | PowerPlus Energy | 2026-09-18
2024-01-08 | HBS9505 | PowerPlus Energy Pty Ltd LiFe4838P (x8) w/ Ginlong Technologies Co S6-EH1P5K-L-AU | 30.4 |  |  | PowerPlus Energy Pty Ltd | LiFe4838P | 8 | Ginlong Technologies Co | S6-EH1P5K-L-AU | PowerPlus Energy | 2026-09-18
2024-01-08 | HBS9506 | PowerPlus Energy Pty Ltd LiFe4838P (x9) w/ Ginlong Technologies Co S6-EH1P5K-L-AU | 34.2 |  |  | PowerPlus Energy Pty Ltd | LiFe4838P | 9 | Ginlong Technologies Co | S6-EH1P5K-L-AU | PowerPlus Energy | 2026-09-18
2024-01-08 | HBS9507 | PowerPlus Energy Pty Ltd LiFe4838P (x10) w/ Ginlong Technologies Co S6-EH1P5K-L-AU | 38 |  |  | PowerPlus Energy Pty Ltd | LiFe4838P | 10 | Ginlong Technologies Co | S6-EH1P5K-L-AU | PowerPlus Energy | 2026-09-18
2024-01-08 | HBS9508 | PowerPlus Energy Pty Ltd LiFe4838P (x11) w/ Ginlong Technologies Co S6-EH1P5K-L-AU | 41.8 |  |  | PowerPlus Energy Pty Ltd | LiFe4838P | 11 | Ginlong Technologies Co | S6-EH1P5K-L-AU | PowerPlus Energy | 2026-09-18
2024-01-08 | HBS9509 | PowerPlus Energy Pty Ltd LiFe4838P (x12) w/ Ginlong Technologies Co S6-EH1P5K-L-AU | 45.6 |  |  | PowerPlus Energy Pty Ltd | LiFe4838P | 12 | Ginlong Technologies Co | S6-EH1P5K-L-AU | PowerPlus Energy | 2026-09-18
2024-01-08 | HBS9510 | PowerPlus Energy Pty Ltd LiFe4838P (x13) w/ Ginlong Technologies Co S6-EH1P5K-L-AU | 49.4 |  |  | PowerPlus Energy Pty Ltd | LiFe4838P | 13 | Ginlong Technologies Co | S6-EH1P5K-L-AU | PowerPlus Energy | 2026-09-18
2024-01-08 | HBS9511 | PowerPlus Energy Pty Ltd LiFe4838P (x14) w/ Ginlong Technologies Co S6-EH1P5K-L-AU | 53.2 |  |  | PowerPlus Energy Pty Ltd | LiFe4838P | 14 | Ginlong Technologies Co | S6-EH1P5K-L-AU | PowerPlus Energy | 2026-09-18
2024-01-08 | HBS9512 | PowerPlus Energy Pty Ltd LiFe4838P (x15) w/ Ginlong Technologies Co S6-EH1P5K-L-AU | 57 |  |  | PowerPlus Energy Pty Ltd | LiFe4838P | 15 | Ginlong Technologies Co | S6-EH1P5K-L-AU | PowerPlus Energy | 2026-09-18
2024-01-08 | HBS9513 | PowerPlus Energy Pty Ltd LiFe4838P (x16) w/ Ginlong Technologies Co S6-EH1P5K-L-AU | 60.8 |  |  | PowerPlus Energy Pty Ltd | LiFe4838P | 16 | Ginlong Technologies Co | S6-EH1P5K-L-AU | PowerPlus Energy | 2026-09-18
2024-01-08 | HBS9514 | PowerPlus Energy Pty Ltd LiFe4838P (x17) w/ Ginlong Technologies Co S6-EH1P5K-L-AU | 64.6 |  |  | PowerPlus Energy Pty Ltd | LiFe4838P | 17 | Ginlong Technologies Co | S6-EH1P5K-L-AU | PowerPlus Energy | 2026-09-18
2024-01-08 | HBS9515 | PowerPlus Energy Pty Ltd LiFe4838P (x18) w/ Ginlong Technologies Co S6-EH1P5K-L-AU | 68.4 |  |  | PowerPlus Energy Pty Ltd | LiFe4838P | 18 | Ginlong Technologies Co | S6-EH1P5K-L-AU | PowerPlus Energy | 2026-09-18
2024-01-08 | HBS9516 | PowerPlus Energy Pty Ltd LiFe4838P (x19) w/ Ginlong Technologies Co S6-EH1P5K-L-AU | 72.2 |  |  | PowerPlus Energy Pty Ltd | LiFe4838P | 19 | Ginlong Technologies Co | S6-EH1P5K-L-AU | PowerPlus Energy | 2026-09-18
2024-01-08 | HBS9517 | PowerPlus Energy Pty Ltd LiFe4838P (x20) w/ Ginlong Technologies Co S6-EH1P5K-L-AU | 76 |  |  | PowerPlus Energy Pty Ltd | LiFe4838P | 20 | Ginlong Technologies Co | S6-EH1P5K-L-AU | PowerPlus Energy | 2026-09-18
2024-01-08 | HBS9518 | PowerPlus Energy Pty Ltd LiFe4838P (x2) w/ Ginlong Technologies Co S6-EH1P4.6K-L-AU | 7.6 |  |  | PowerPlus Energy Pty Ltd | LiFe4838P | 2 | Ginlong Technologies Co | S6-EH1P4.6K-L-AU | PowerPlus Energy | 2026-09-18
2024-01-08 | HBS9519 | PowerPlus Energy Pty Ltd LiFe4838P (x3) w/ Ginlong Technologies Co S6-EH1P4.6K-L-AU | 11.4 |  |  | PowerPlus Energy Pty Ltd | LiFe4838P | 3 | Ginlong Technologies Co | S6-EH1P4.6K-L-AU | PowerPlus Energy | 2026-09-18
2024-01-08 | HBS9520 | PowerPlus Energy Pty Ltd LiFe4838P (x4) w/ Ginlong Technologies Co S6-EH1P4.6K-L-AU | 15.2 |  |  | PowerPlus Energy Pty Ltd | LiFe4838P | 4 | Ginlong Technologies Co | S6-EH1P4.6K-L-AU | PowerPlus Energy | 2026-09-18
2024-01-08 | HBS9521 | PowerPlus Energy Pty Ltd LiFe4838P (x5) w/ Ginlong Technologies Co S6-EH1P4.6K-L-AU | 19 |  |  | PowerPlus Energy Pty Ltd | LiFe4838P | 5 | Ginlong Technologies Co | S6-EH1P4.6K-L-AU | PowerPlus Energy | 2026-09-18
2024-01-08 | HBS9522 | PowerPlus Energy Pty Ltd LiFe4838P (x6) w/ Ginlong Technologies Co S6-EH1P4.6K-L-AU | 22.8 |  |  | PowerPlus Energy Pty Ltd | LiFe4838P | 6 | Ginlong Technologies Co | S6-EH1P4.6K-L-AU | PowerPlus Energy | 2026-09-18
2024-01-08 | HBS9523 | PowerPlus Energy Pty Ltd LiFe4838P (x7) w/ Ginlong Technologies Co S6-EH1P4.6K-L-AU | 26.6 |  |  | PowerPlus Energy Pty Ltd | LiFe4838P | 7 | Ginlong Technologies Co | S6-EH1P4.6K-L-AU | PowerPlus Energy | 2026-09-18
2024-01-08 | HBS9524 | PowerPlus Energy Pty Ltd LiFe4838P (x8) w/ Ginlong Technologies Co S6-EH1P4.6K-L-AU | 30.4 |  |  | PowerPlus Energy Pty Ltd | LiFe4838P | 8 | Ginlong Technologies Co | S6-EH1P4.6K-L-AU | PowerPlus Energy | 2026-09-18
2024-01-08 | HBS9525 | PowerPlus Energy Pty Ltd LiFe4838P (x9) w/ Ginlong Technologies Co S6-EH1P4.6K-L-AU | 34.2 |  |  | PowerPlus Energy Pty Ltd | LiFe4838P | 9 | Ginlong Technologies Co | S6-EH1P4.6K-L-AU | PowerPlus Energy | 2026-09-18
2024-01-08 | HBS9526 | PowerPlus Energy Pty Ltd LiFe4838P (x10) w/ Ginlong Technologies Co S6-EH1P4.6K-L-AU | 38 |  |  | PowerPlus Energy Pty Ltd | LiFe4838P | 10 | Ginlong Technologies Co | S6-EH1P4.6K-L-AU | PowerPlus Energy | 2026-09-18
2024-01-08 | HBS9527 | PowerPlus Energy Pty Ltd LiFe4838P (x11) w/ Ginlong Technologies Co S6-EH1P4.6K-L-AU | 41.8 |  |  | PowerPlus Energy Pty Ltd | LiFe4838P | 11 | Ginlong Technologies Co | S6-EH1P4.6K-L-AU | PowerPlus Energy | 2026-09-18
2024-01-08 | HBS9528 | PowerPlus Energy Pty Ltd LiFe4838P (x12) w/ Ginlong Technologies Co S6-EH1P4.6K-L-AU | 45.6 |  |  | PowerPlus Energy Pty Ltd | LiFe4838P | 12 | Ginlong Technologies Co | S6-EH1P4.6K-L-AU | PowerPlus Energy | 2026-09-18
2024-01-08 | HBS9529 | PowerPlus Energy Pty Ltd LiFe4838P (x13) w/ Ginlong Technologies Co S6-EH1P4.6K-L-AU | 49.4 |  |  | PowerPlus Energy Pty Ltd | LiFe4838P | 13 | Ginlong Technologies Co | S6-EH1P4.6K-L-AU | PowerPlus Energy | 2026-09-18
2024-01-08 | HBS9530 | PowerPlus Energy Pty Ltd LiFe4838P (x14) w/ Ginlong Technologies Co S6-EH1P4.6K-L-AU | 53.2 |  |  | PowerPlus Energy Pty Ltd | LiFe4838P | 14 | Ginlong Technologies Co | S6-EH1P4.6K-L-AU | PowerPlus Energy | 2026-09-18
2024-01-08 | HBS9531 | PowerPlus Energy Pty Ltd LiFe4838P (x15) w/ Ginlong Technologies Co S6-EH1P4.6K-L-AU | 57 |  |  | PowerPlus Energy Pty Ltd | LiFe4838P | 15 | Ginlong Technologies Co | S6-EH1P4.6K-L-AU | PowerPlus Energy | 2026-09-18
2024-01-08 | HBS9532 | PowerPlus Energy Pty Ltd LiFe4838P (x16) w/ Ginlong Technologies Co S6-EH1P4.6K-L-AU | 60.8 |  |  | PowerPlus Energy Pty Ltd | LiFe4838P | 16 | Ginlong Technologies Co | S6-EH1P4.6K-L-AU | PowerPlus Energy | 2026-09-18
2024-01-08 | HBS9533 | PowerPlus Energy Pty Ltd LiFe4838P (x17) w/ Ginlong Technologies Co S6-EH1P4.6K-L-AU | 64.6 |  |  | PowerPlus Energy Pty Ltd | LiFe4838P | 17 | Ginlong Technologies Co | S6-EH1P4.6K-L-AU | PowerPlus Energy | 2026-09-18
2024-01-08 | HBS9534 | PowerPlus Energy Pty Ltd LiFe4838P (x18) w/ Ginlong Technologies Co S6-EH1P4.6K-L-AU | 68.4 |  |  | PowerPlus Energy Pty Ltd | LiFe4838P | 18 | Ginlong Technologies Co | S6-EH1P4.6K-L-AU | PowerPlus Energy | 2026-09-18
2024-01-08 | HBS9535 | PowerPlus Energy Pty Ltd LiFe4838P (x19) w/ Ginlong Technologies Co S6-EH1P4.6K-L-AU | 72.2 |  |  | PowerPlus Energy Pty Ltd | LiFe4838P | 19 | Ginlong Technologies Co | S6-EH1P4.6K-L-AU | PowerPlus Energy | 2026-09-18
2024-01-08 | HBS9536 | PowerPlus Energy Pty Ltd LiFe4838P (x20) w/ Ginlong Technologies Co S6-EH1P4.6K-L-AU | 76 |  |  | PowerPlus Energy Pty Ltd | LiFe4838P | 20 | Ginlong Technologies Co | S6-EH1P4.6K-L-AU | PowerPlus Energy | 2026-09-18
2024-01-08 | HBS9537 | PowerPlus Energy Pty Ltd LiFe4838P (x2) w/ Ginlong Technologies Co S6-EH1P3.6K-L-AU | 7.6 |  |  | PowerPlus Energy Pty Ltd | LiFe4838P | 2 | Ginlong Technologies Co | S6-EH1P3.6K-L-AU | PowerPlus Energy | 2026-09-18
2024-01-08 | HBS9538 | PowerPlus Energy Pty Ltd LiFe4838P (x3) w/ Ginlong Technologies Co S6-EH1P3.6K-L-AU | 11.4 |  |  | PowerPlus Energy Pty Ltd | LiFe4838P | 3 | Ginlong Technologies Co | S6-EH1P3.6K-L-AU | PowerPlus Energy | 2026-09-18
2024-01-08 | HBS9539 | PowerPlus Energy Pty Ltd LiFe4838P (x4) w/ Ginlong Technologies Co S6-EH1P3.6K-L-AU | 15.2 |  |  | PowerPlus Energy Pty Ltd | LiFe4838P | 4 | Ginlong Technologies Co | S6-EH1P3.6K-L-AU | PowerPlus Energy | 2026-09-18
2024-01-08 | HBS9540 | PowerPlus Energy Pty Ltd LiFe4838P (x5) w/ Ginlong Technologies Co S6-EH1P3.6K-L-AU | 19 |  |  | PowerPlus Energy Pty Ltd | LiFe4838P | 5 | Ginlong Technologies Co | S6-EH1P3.6K-L-AU | PowerPlus Energy | 2026-09-18
2024-01-08 | HBS9541 | PowerPlus Energy Pty Ltd LiFe4838P (x6) w/ Ginlong Technologies Co S6-EH1P3.6K-L-AU | 22.8 |  |  | PowerPlus Energy Pty Ltd | LiFe4838P | 6 | Ginlong Technologies Co | S6-EH1P3.6K-L-AU | PowerPlus Energy | 2026-09-18
2024-01-08 | HBS9542 | PowerPlus Energy Pty Ltd LiFe4838P (x7) w/ Ginlong Technologies Co S6-EH1P3.6K-L-AU | 26.6 |  |  | PowerPlus Energy Pty Ltd | LiFe4838P | 7 | Ginlong Technologies Co | S6-EH1P3.6K-L-AU | PowerPlus Energy | 2026-09-18
2024-01-08 | HBS9543 | PowerPlus Energy Pty Ltd LiFe4838P (x8) w/ Ginlong Technologies Co S6-EH1P3.6K-L-AU | 30.4 |  |  | PowerPlus Energy Pty Ltd | LiFe4838P | 8 | Ginlong Technologies Co | S6-EH1P3.6K-L-AU | PowerPlus Energy | 2026-09-18
2024-01-08 | HBS9544 | PowerPlus Energy Pty Ltd LiFe4838P (x9) w/ Ginlong Technologies Co S6-EH1P3.6K-L-AU | 34.2 |  |  | PowerPlus Energy Pty Ltd | LiFe4838P | 9 | Ginlong Technologies Co | S6-EH1P3.6K-L-AU | PowerPlus Energy | 2026-09-18
2024-01-08 | HBS9545 | PowerPlus Energy Pty Ltd LiFe4838P (x10) w/ Ginlong Technologies Co S6-EH1P3.6K-L-AU | 38 |  |  | PowerPlus Energy Pty Ltd | LiFe4838P | 10 | Ginlong Technologies Co | S6-EH1P3.6K-L-AU | PowerPlus Energy | 2026-09-18
2024-01-08 | HBS9546 | PowerPlus Energy Pty Ltd LiFe4838P (x11) w/ Ginlong Technologies Co S6-EH1P3.6K-L-AU | 41.8 |  |  | PowerPlus Energy Pty Ltd | LiFe4838P | 11 | Ginlong Technologies Co | S6-EH1P3.6K-L-AU | PowerPlus Energy | 2026-09-18
2024-01-08 | HBS9547 | PowerPlus Energy Pty Ltd LiFe4838P (x12) w/ Ginlong Technologies Co S6-EH1P3.6K-L-AU | 45.6 |  |  | PowerPlus Energy Pty Ltd | LiFe4838P | 12 | Ginlong Technologies Co | S6-EH1P3.6K-L-AU | PowerPlus Energy | 2026-09-18
2024-01-08 | HBS9548 | PowerPlus Energy Pty Ltd LiFe4838P (x13) w/ Ginlong Technologies Co S6-EH1P3.6K-L-AU | 49.4 |  |  | PowerPlus Energy Pty Ltd | LiFe4838P | 13 | Ginlong Technologies Co | S6-EH1P3.6K-L-AU | PowerPlus Energy | 2026-09-18
2024-01-08 | HBS9549 | PowerPlus Energy Pty Ltd LiFe4838P (x14) w/ Ginlong Technologies Co S6-EH1P3.6K-L-AU | 53.2 |  |  | PowerPlus Energy Pty Ltd | LiFe4838P | 14 | Ginlong Technologies Co | S6-EH1P3.6K-L-AU | PowerPlus Energy | 2026-09-18
2024-01-08 | HBS9550 | PowerPlus Energy Pty Ltd LiFe4838P (x15) w/ Ginlong Technologies Co S6-EH1P3.6K-L-AU | 57 |  |  | PowerPlus Energy Pty Ltd | LiFe4838P | 15 | Ginlong Technologies Co | S6-EH1P3.6K-L-AU | PowerPlus Energy | 2026-09-18
2024-01-08 | HBS9551 | PowerPlus Energy Pty Ltd LiFe4838P (x16) w/ Ginlong Technologies Co S6-EH1P3.6K-L-AU | 60.8 |  |  | PowerPlus Energy Pty Ltd | LiFe4838P | 16 | Ginlong Technologies Co | S6-EH1P3.6K-L-AU | PowerPlus Energy | 2026-09-18
2024-01-08 | HBS9552 | PowerPlus Energy Pty Ltd LiFe4838P (x17) w/ Ginlong Technologies Co S6-EH1P3.6K-L-AU | 64.6 |  |  | PowerPlus Energy Pty Ltd | LiFe4838P | 17 | Ginlong Technologies Co | S6-EH1P3.6K-L-AU | PowerPlus Energy | 2026-09-18
2024-01-08 | HBS9553 | PowerPlus Energy Pty Ltd LiFe4838P (x18) w/ Ginlong Technologies Co S6-EH1P3.6K-L-AU | 68.4 |  |  | PowerPlus Energy Pty Ltd | LiFe4838P | 18 | Ginlong Technologies Co | S6-EH1P3.6K-L-AU | PowerPlus Energy | 2026-09-18
2024-01-08 | HBS9554 | PowerPlus Energy Pty Ltd LiFe4838P (x19) w/ Ginlong Technologies Co S6-EH1P3.6K-L-AU | 72.2 |  |  | PowerPlus Energy Pty Ltd | LiFe4838P | 19 | Ginlong Technologies Co | S6-EH1P3.6K-L-AU | PowerPlus Energy | 2026-09-18
2024-01-08 | HBS9555 | PowerPlus Energy Pty Ltd LiFe4838P (x20) w/ Ginlong Technologies Co S6-EH1P3.6K-L-AU | 76 |  |  | PowerPlus Energy Pty Ltd | LiFe4838P | 20 | Ginlong Technologies Co | S6-EH1P3.6K-L-AU | PowerPlus Energy | 2026-09-18
2024-01-08 | HBS9556 | PowerPlus Energy Pty Ltd LiFe4838P (x2) w/ Ginlong Technologies Co S6-EH1P3K-L-AU | 7.6 |  |  | PowerPlus Energy Pty Ltd | LiFe4838P | 2 | Ginlong Technologies Co | S6-EH1P3K-L-AU | PowerPlus Energy | 2026-09-18
2024-01-08 | HBS9557 | PowerPlus Energy Pty Ltd LiFe4838P (x3) w/ Ginlong Technologies Co S6-EH1P3K-L-AU | 11.4 |  |  | PowerPlus Energy Pty Ltd | LiFe4838P | 3 | Ginlong Technologies Co | S6-EH1P3K-L-AU | PowerPlus Energy | 2026-09-18
2024-01-08 | HBS9558 | PowerPlus Energy Pty Ltd LiFe4838P (x4) w/ Ginlong Technologies Co S6-EH1P3K-L-AU | 15.2 |  |  | PowerPlus Energy Pty Ltd | LiFe4838P | 4 | Ginlong Technologies Co | S6-EH1P3K-L-AU | PowerPlus Energy | 2026-09-18
2024-01-08 | HBS9559 | PowerPlus Energy Pty Ltd LiFe4838P (x5) w/ Ginlong Technologies Co S6-EH1P3K-L-AU | 19 |  |  | PowerPlus Energy Pty Ltd | LiFe4838P | 5 | Ginlong Technologies Co | S6-EH1P3K-L-AU | PowerPlus Energy | 2026-09-18
2024-01-08 | HBS9560 | PowerPlus Energy Pty Ltd LiFe4838P (x6) w/ Ginlong Technologies Co S6-EH1P3K-L-AU | 22.8 |  |  | PowerPlus Energy Pty Ltd | LiFe4838P | 6 | Ginlong Technologies Co | S6-EH1P3K-L-AU | PowerPlus Energy | 2026-09-18
2024-01-08 | HBS9561 | PowerPlus Energy Pty Ltd LiFe4838P (x7) w/ Ginlong Technologies Co S6-EH1P3K-L-AU | 26.6 |  |  | PowerPlus Energy Pty Ltd | LiFe4838P | 7 | Ginlong Technologies Co | S6-EH1P3K-L-AU | PowerPlus Energy | 2026-09-18
2024-01-08 | HBS9562 | PowerPlus Energy Pty Ltd LiFe4838P (x8) w/ Ginlong Technologies Co S6-EH1P3K-L-AU | 30.4 |  |  | PowerPlus Energy Pty Ltd | LiFe4838P | 8 | Ginlong Technologies Co | S6-EH1P3K-L-AU | PowerPlus Energy | 2026-09-18
2024-01-08 | HBS9563 | PowerPlus Energy Pty Ltd LiFe4838P (x9) w/ Ginlong Technologies Co S6-EH1P3K-L-AU | 34.2 |  |  | PowerPlus Energy Pty Ltd | LiFe4838P | 9 | Ginlong Technologies Co | S6-EH1P3K-L-AU | PowerPlus Energy | 2026-09-18
2024-01-08 | HBS9564 | PowerPlus Energy Pty Ltd LiFe4838P (x10) w/ Ginlong Technologies Co S6-EH1P3K-L-AU | 38 |  |  | PowerPlus Energy Pty Ltd | LiFe4838P | 10 | Ginlong Technologies Co | S6-EH1P3K-L-AU | PowerPlus Energy | 2026-09-18
2024-01-08 | HBS9565 | PowerPlus Energy Pty Ltd LiFe4838P (x11) w/ Ginlong Technologies Co S6-EH1P3K-L-AU | 41.8 |  |  | PowerPlus Energy Pty Ltd | LiFe4838P | 11 | Ginlong Technologies Co | S6-EH1P3K-L-AU | PowerPlus Energy | 2026-09-18
2024-01-08 | HBS9566 | PowerPlus Energy Pty Ltd LiFe4838P (x12) w/ Ginlong Technologies Co S6-EH1P3K-L-AU | 45.6 |  |  | PowerPlus Energy Pty Ltd | LiFe4838P | 12 | Ginlong Technologies Co | S6-EH1P3K-L-AU | PowerPlus Energy | 2026-09-18
2024-01-08 | HBS9567 | PowerPlus Energy Pty Ltd LiFe4838P (x13) w/ Ginlong Technologies Co S6-EH1P3K-L-AU | 49.4 |  |  | PowerPlus Energy Pty Ltd | LiFe4838P | 13 | Ginlong Technologies Co | S6-EH1P3K-L-AU | PowerPlus Energy | 2026-09-18
2024-01-08 | HBS9568 | PowerPlus Energy Pty Ltd LiFe4838P (x14) w/ Ginlong Technologies Co S6-EH1P3K-L-AU | 53.2 |  |  | PowerPlus Energy Pty Ltd | LiFe4838P | 14 | Ginlong Technologies Co | S6-EH1P3K-L-AU | PowerPlus Energy | 2026-09-18
2024-01-08 | HBS9569 | PowerPlus Energy Pty Ltd LiFe4838P (x15) w/ Ginlong Technologies Co S6-EH1P3K-L-AU | 57 |  |  | PowerPlus Energy Pty Ltd | LiFe4838P | 15 | Ginlong Technologies Co | S6-EH1P3K-L-AU | PowerPlus Energy | 2026-09-18
2024-01-08 | HBS9570 | PowerPlus Energy Pty Ltd LiFe4838P (x16) w/ Ginlong Technologies Co S6-EH1P3K-L-AU | 60.8 |  |  | PowerPlus Energy Pty Ltd | LiFe4838P | 16 | Ginlong Technologies Co | S6-EH1P3K-L-AU | PowerPlus Energy | 2026-09-18
2024-01-08 | HBS9571 | PowerPlus Energy Pty Ltd LiFe4838P (x17) w/ Ginlong Technologies Co S6-EH1P3K-L-AU | 64.6 |  |  | PowerPlus Energy Pty Ltd | LiFe4838P | 17 | Ginlong Technologies Co | S6-EH1P3K-L-AU | PowerPlus Energy | 2026-09-18
2024-01-08 | HBS9572 | PowerPlus Energy Pty Ltd LiFe4838P (x18) w/ Ginlong Technologies Co S6-EH1P3K-L-AU | 68.4 |  |  | PowerPlus Energy Pty Ltd | LiFe4838P | 18 | Ginlong Technologies Co | S6-EH1P3K-L-AU | PowerPlus Energy | 2026-09-18
2024-01-08 | HBS9573 | PowerPlus Energy Pty Ltd LiFe4838P (x19) w/ Ginlong Technologies Co S6-EH1P3K-L-AU | 72.2 |  |  | PowerPlus Energy Pty Ltd | LiFe4838P | 19 | Ginlong Technologies Co | S6-EH1P3K-L-AU | PowerPlus Energy | 2026-09-18
2024-01-08 | HBS9574 | PowerPlus Energy Pty Ltd LiFe4838P (x20) w/ Ginlong Technologies Co S6-EH1P3K-L-AU | 76 |  |  | PowerPlus Energy Pty Ltd | LiFe4838P | 20 | Ginlong Technologies Co | S6-EH1P3K-L-AU | PowerPlus Energy | 2026-09-18
2024-01-08 | HBS9594 | PowerPlus Energy Pty Ltd LiFe4838P (x2) w/ Selectronic Australia SPMC480-AU | 7.6 |  |  | PowerPlus Energy Pty Ltd | LiFe4838P | 2 | Selectronic Australia | SPMC480-AU | PowerPlus Energy | 2027-02-25
2024-01-08 | HBS9595 | PowerPlus Energy Pty Ltd LiFe4838P (x3) w/ Selectronic Australia SPMC480-AU | 11.4 |  |  | PowerPlus Energy Pty Ltd | LiFe4838P | 3 | Selectronic Australia | SPMC480-AU | PowerPlus Energy | 2027-02-25
2024-01-08 | HBS9596 | PowerPlus Energy Pty Ltd LiFe4838P (x4) w/ Selectronic Australia SPMC480-AU | 15.2 |  |  | PowerPlus Energy Pty Ltd | LiFe4838P | 4 | Selectronic Australia | SPMC480-AU | PowerPlus Energy | 2027-02-25
2024-01-08 | HBS9597 | PowerPlus Energy Pty Ltd LiFe4838P (x5) w/ Selectronic Australia SPMC480-AU | 19 |  |  | PowerPlus Energy Pty Ltd | LiFe4838P | 5 | Selectronic Australia | SPMC480-AU | PowerPlus Energy | 2027-02-25
2024-01-08 | HBS9598 | PowerPlus Energy Pty Ltd LiFe4838P (x6) w/ Selectronic Australia SPMC480-AU | 22.8 |  |  | PowerPlus Energy Pty Ltd | LiFe4838P | 6 | Selectronic Australia | SPMC480-AU | PowerPlus Energy | 2027-02-25
2024-01-08 | HBS9599 | PowerPlus Energy Pty Ltd LiFe4838P (x7) w/ Selectronic Australia SPMC480-AU | 26.6 |  |  | PowerPlus Energy Pty Ltd | LiFe4838P | 7 | Selectronic Australia | SPMC480-AU | PowerPlus Energy | 2027-02-25
2024-01-08 | HBS9600 | PowerPlus Energy Pty Ltd LiFe4838P (x8) w/ Selectronic Australia SPMC480-AU | 30.4 |  |  | PowerPlus Energy Pty Ltd | LiFe4838P | 8 | Selectronic Australia | SPMC480-AU | PowerPlus Energy | 2027-02-25
2024-01-08 | HBS9601 | PowerPlus Energy Pty Ltd LiFe4838P (x9) w/ Selectronic Australia SPMC480-AU | 34.2 |  |  | PowerPlus Energy Pty Ltd | LiFe4838P | 9 | Selectronic Australia | SPMC480-AU | PowerPlus Energy | 2027-02-25
2024-01-08 | HBS9602 | PowerPlus Energy Pty Ltd LiFe4838P (x10) w/ Selectronic Australia SPMC480-AU | 38 |  |  | PowerPlus Energy Pty Ltd | LiFe4838P | 10 | Selectronic Australia | SPMC480-AU | PowerPlus Energy | 2027-02-25
2024-01-08 | HBS9603 | PowerPlus Energy Pty Ltd LiFe4838P (x11) w/ Selectronic Australia SPMC480-AU | 41.8 |  |  | PowerPlus Energy Pty Ltd | LiFe4838P | 11 | Selectronic Australia | SPMC480-AU | PowerPlus Energy | 2027-02-25
2024-01-08 | HBS9604 | PowerPlus Energy Pty Ltd LiFe4838P (x12) w/ Selectronic Australia SPMC480-AU | 45.6 |  |  | PowerPlus Energy Pty Ltd | LiFe4838P | 12 | Selectronic Australia | SPMC480-AU | PowerPlus Energy | 2027-02-25
2024-01-08 | HBS9605 | PowerPlus Energy Pty Ltd LiFe4838P (x13) w/ Selectronic Australia SPMC480-AU | 49.4 |  |  | PowerPlus Energy Pty Ltd | LiFe4838P | 13 | Selectronic Australia | SPMC480-AU | PowerPlus Energy | 2027-02-25
2024-01-08 | HBS9606 | PowerPlus Energy Pty Ltd LiFe4838P (x14) w/ Selectronic Australia SPMC480-AU | 53.2 |  |  | PowerPlus Energy Pty Ltd | LiFe4838P | 14 | Selectronic Australia | SPMC480-AU | PowerPlus Energy | 2027-02-25
2024-01-08 | HBS9607 | PowerPlus Energy Pty Ltd LiFe4838P (x15) w/ Selectronic Australia SPMC480-AU | 57 |  |  | PowerPlus Energy Pty Ltd | LiFe4838P | 15 | Selectronic Australia | SPMC480-AU | PowerPlus Energy | 2027-02-25
2024-01-08 | HBS9608 | PowerPlus Energy Pty Ltd LiFe4838P (x16) w/ Selectronic Australia SPMC480-AU | 60.8 |  |  | PowerPlus Energy Pty Ltd | LiFe4838P | 16 | Selectronic Australia | SPMC480-AU | PowerPlus Energy | 2027-02-25
2024-01-08 | HBS9609 | PowerPlus Energy Pty Ltd LiFe4838P (x17) w/ Selectronic Australia SPMC480-AU | 64.6 |  |  | PowerPlus Energy Pty Ltd | LiFe4838P | 17 | Selectronic Australia | SPMC480-AU | PowerPlus Energy | 2027-02-25
2024-01-08 | HBS9610 | PowerPlus Energy Pty Ltd LiFe4838P (x18) w/ Selectronic Australia SPMC480-AU | 68.4 |  |  | PowerPlus Energy Pty Ltd | LiFe4838P | 18 | Selectronic Australia | SPMC480-AU | PowerPlus Energy | 2027-02-25
2024-01-08 | HBS9611 | PowerPlus Energy Pty Ltd LiFe4838P (x19) w/ Selectronic Australia SPMC480-AU | 72.2 |  |  | PowerPlus Energy Pty Ltd | LiFe4838P | 19 | Selectronic Australia | SPMC480-AU | PowerPlus Energy | 2027-02-25
2024-01-08 | HBS9612 | PowerPlus Energy Pty Ltd LiFe4838P (x20) w/ Selectronic Australia SPMC480-AU | 76 |  |  | PowerPlus Energy Pty Ltd | LiFe4838P | 20 | Selectronic Australia | SPMC480-AU | PowerPlus Energy | 2027-02-25
2024-01-08 | HBS9613 | PowerPlus Energy Pty Ltd LiFe4838P (x21) w/ Selectronic Australia SPMC480-AU | 79.8 |  |  | PowerPlus Energy Pty Ltd | LiFe4838P | 21 | Selectronic Australia | SPMC480-AU | PowerPlus Energy | 2027-02-25
2024-01-08 | HBS9614 | PowerPlus Energy Pty Ltd LiFe4838P (x22) w/ Selectronic Australia SPMC480-AU | 83.6 |  |  | PowerPlus Energy Pty Ltd | LiFe4838P | 22 | Selectronic Australia | SPMC480-AU | PowerPlus Energy | 2027-02-25
2024-01-08 | HBS9615 | PowerPlus Energy Pty Ltd LiFe4838P (x23) w/ Selectronic Australia SPMC480-AU | 87.4 |  |  | PowerPlus Energy Pty Ltd | LiFe4838P | 23 | Selectronic Australia | SPMC480-AU | PowerPlus Energy | 2027-02-25
2024-01-08 | HBS9616 | PowerPlus Energy Pty Ltd LiFe4838P (x24) w/ Selectronic Australia SPMC480-AU | 91.2 |  |  | PowerPlus Energy Pty Ltd | LiFe4838P | 24 | Selectronic Australia | SPMC480-AU | PowerPlus Energy | 2027-02-25
2024-01-08 | HBS9617 | PowerPlus Energy Pty Ltd LiFe4838P (x25) w/ Selectronic Australia SPMC480-AU | 95 |  |  | PowerPlus Energy Pty Ltd | LiFe4838P | 25 | Selectronic Australia | SPMC480-AU | PowerPlus Energy | 2027-02-25
2024-01-08 | HBS9618 | PowerPlus Energy Pty Ltd LiFe4838P (x26) w/ Selectronic Australia SPMC480-AU | 98.8 |  |  | PowerPlus Energy Pty Ltd | LiFe4838P | 26 | Selectronic Australia | SPMC480-AU | PowerPlus Energy | 2027-02-25
2024-01-08 | HBS9619 | PowerPlus Energy Pty Ltd LiFe4838P (x27) w/ Selectronic Australia SPMC480-AU | 102.6 |  |  | PowerPlus Energy Pty Ltd | LiFe4838P | 27 | Selectronic Australia | SPMC480-AU | PowerPlus Energy | 2027-02-25
2024-01-08 | HBS9620 | PowerPlus Energy Pty Ltd LiFe4838P (x28) w/ Selectronic Australia SPMC480-AU | 106.4 |  |  | PowerPlus Energy Pty Ltd | LiFe4838P | 28 | Selectronic Australia | SPMC480-AU | PowerPlus Energy | 2027-02-25
2024-01-08 | HBS9621 | PowerPlus Energy Pty Ltd LiFe4838P (x29) w/ Selectronic Australia SPMC480-AU | 110.2 |  |  | PowerPlus Energy Pty Ltd | LiFe4838P | 29 | Selectronic Australia | SPMC480-AU | PowerPlus Energy | 2027-02-25
2024-01-08 | HBS9622 | PowerPlus Energy Pty Ltd LiFe4838P (x30) w/ Selectronic Australia SPMC480-AU | 114 |  |  | PowerPlus Energy Pty Ltd | LiFe4838P | 30 | Selectronic Australia | SPMC480-AU | PowerPlus Energy | 2027-02-25
2024-01-08 | HBS9623 | PowerPlus Energy Pty Ltd LiFe4838P (x31) w/ Selectronic Australia SPMC480-AU | 117.8 |  |  | PowerPlus Energy Pty Ltd | LiFe4838P | 31 | Selectronic Australia | SPMC480-AU | PowerPlus Energy | 2027-02-25
2024-01-08 | HBS9624 | PowerPlus Energy Pty Ltd LiFe4838P (x32) w/ Selectronic Australia SPMC480-AU | 121.6 |  |  | PowerPlus Energy Pty Ltd | LiFe4838P | 32 | Selectronic Australia | SPMC480-AU | PowerPlus Energy | 2027-02-25
2024-01-08 | HBS9625 | PowerPlus Energy Pty Ltd LiFe4838P (x33) w/ Selectronic Australia SPMC480-AU | 125.4 |  |  | PowerPlus Energy Pty Ltd | LiFe4838P | 33 | Selectronic Australia | SPMC480-AU | PowerPlus Energy | 2027-02-25
2024-01-08 | HBS9626 | PowerPlus Energy Pty Ltd LiFe4838P (x34) w/ Selectronic Australia SPMC480-AU | 129.2 |  |  | PowerPlus Energy Pty Ltd | LiFe4838P | 34 | Selectronic Australia | SPMC480-AU | PowerPlus Energy | 2027-02-25
2024-01-08 | HBS9627 | PowerPlus Energy Pty Ltd LiFe4838P (x35) w/ Selectronic Australia SPMC480-AU | 133 |  |  | PowerPlus Energy Pty Ltd | LiFe4838P | 35 | Selectronic Australia | SPMC480-AU | PowerPlus Energy | 2027-02-25
2024-01-08 | HBS9628 | PowerPlus Energy Pty Ltd LiFe4838P (x36) w/ Selectronic Australia SPMC480-AU | 136.8 |  |  | PowerPlus Energy Pty Ltd | LiFe4838P | 36 | Selectronic Australia | SPMC480-AU | PowerPlus Energy | 2027-02-25
2024-01-08 | HBS9629 | PowerPlus Energy Pty Ltd LiFe4838P (x37) w/ Selectronic Australia SPMC480-AU | 140.6 |  |  | PowerPlus Energy Pty Ltd | LiFe4838P | 37 | Selectronic Australia | SPMC480-AU | PowerPlus Energy | 2027-02-25
2024-01-08 | HBS9630 | PowerPlus Energy Pty Ltd LiFe4838P (x38) w/ Selectronic Australia SPMC480-AU | 144.4 |  |  | PowerPlus Energy Pty Ltd | LiFe4838P | 38 | Selectronic Australia | SPMC480-AU | PowerPlus Energy | 2027-02-25
2024-01-08 | HBS9631 | PowerPlus Energy Pty Ltd LiFe4838P (x39) w/ Selectronic Australia SPMC480-AU | 148.2 |  |  | PowerPlus Energy Pty Ltd | LiFe4838P | 39 | Selectronic Australia | SPMC480-AU | PowerPlus Energy | 2027-02-25
2024-01-08 | HBS9632 | PowerPlus Energy Pty Ltd LiFe4838P (x40) w/ Selectronic Australia SPMC480-AU | 152 |  |  | PowerPlus Energy Pty Ltd | LiFe4838P | 40 | Selectronic Australia | SPMC480-AU | PowerPlus Energy | 2027-02-25
2024-01-08 | HBS9633 | PowerPlus Energy Pty Ltd LiFe4838P (x41) w/ Selectronic Australia SPMC480-AU | 155.8 |  |  | PowerPlus Energy Pty Ltd | LiFe4838P | 41 | Selectronic Australia | SPMC480-AU | PowerPlus Energy | 2027-02-25
2024-01-08 | HBS9634 | PowerPlus Energy Pty Ltd LiFe4838P (x42) w/ Selectronic Australia SPMC480-AU | 159.6 |  |  | PowerPlus Energy Pty Ltd | LiFe4838P | 42 | Selectronic Australia | SPMC480-AU | PowerPlus Energy | 2027-02-25
2024-01-08 | HBS9635 | PowerPlus Energy Pty Ltd LiFe4838P (x43) w/ Selectronic Australia SPMC480-AU | 163.4 |  |  | PowerPlus Energy Pty Ltd | LiFe4838P | 43 | Selectronic Australia | SPMC480-AU | PowerPlus Energy | 2027-02-25
2024-01-08 | HBS9636 | PowerPlus Energy Pty Ltd LiFe4838P (x44) w/ Selectronic Australia SPMC480-AU | 167.2 |  |  | PowerPlus Energy Pty Ltd | LiFe4838P | 44 | Selectronic Australia | SPMC480-AU | PowerPlus Energy | 2027-02-25
2024-01-08 | HBS9637 | PowerPlus Energy Pty Ltd LiFe4838P (x45) w/ Selectronic Australia SPMC480-AU | 171 |  |  | PowerPlus Energy Pty Ltd | LiFe4838P | 45 | Selectronic Australia | SPMC480-AU | PowerPlus Energy | 2027-02-25
2024-01-08 | HBS9638 | PowerPlus Energy Pty Ltd LiFe4838P (x46) w/ Selectronic Australia SPMC480-AU | 174.8 |  |  | PowerPlus Energy Pty Ltd | LiFe4838P | 46 | Selectronic Australia | SPMC480-AU | PowerPlus Energy | 2027-02-25
2024-01-08 | HBS9639 | PowerPlus Energy Pty Ltd LiFe4838P (x47) w/ Selectronic Australia SPMC480-AU | 178.6 |  |  | PowerPlus Energy Pty Ltd | LiFe4838P | 47 | Selectronic Australia | SPMC480-AU | PowerPlus Energy | 2027-02-25
2024-01-08 | HBS9640 | PowerPlus Energy Pty Ltd LiFe4838P (x48) w/ Selectronic Australia SPMC480-AU | 182.4 |  |  | PowerPlus Energy Pty Ltd | LiFe4838P | 48 | Selectronic Australia | SPMC480-AU | PowerPlus Energy | 2027-02-25
2024-01-08 | HBS9641 | PowerPlus Energy Pty Ltd LiFe4838P (x49) w/ Selectronic Australia SPMC480-AU | 186.2 |  |  | PowerPlus Energy Pty Ltd | LiFe4838P | 49 | Selectronic Australia | SPMC480-AU | PowerPlus Energy | 2027-02-25
2024-01-08 | HBS9642 | PowerPlus Energy Pty Ltd LiFe4838P (x50) w/ Selectronic Australia SPMC480-AU | 190 |  |  | PowerPlus Energy Pty Ltd | LiFe4838P | 50 | Selectronic Australia | SPMC480-AU | PowerPlus Energy | 2027-02-25
2024-01-08 | HBS9643 | PowerPlus Energy Pty Ltd LiFe4838P (x51) w/ Selectronic Australia SPMC480-AU | 193.8 |  |  | PowerPlus Energy Pty Ltd | LiFe4838P | 51 | Selectronic Australia | SPMC480-AU | PowerPlus Energy | 2027-02-25
2024-01-08 | HBS9644 | PowerPlus Energy Pty Ltd LiFe4838P (x52) w/ Selectronic Australia SPMC480-AU | 197.6 |  |  | PowerPlus Energy Pty Ltd | LiFe4838P | 52 | Selectronic Australia | SPMC480-AU | PowerPlus Energy | 2027-02-25
2024-01-08 | HBS9645 | PowerPlus Energy Pty Ltd LiFe4838P (x53) w/ Selectronic Australia SPMC480-AU | 201.4 |  |  | PowerPlus Energy Pty Ltd | LiFe4838P | 53 | Selectronic Australia | SPMC480-AU | PowerPlus Energy | 2027-02-25
2024-01-08 | HBS9646 | PowerPlus Energy Pty Ltd LiFe4838P (x54) w/ Selectronic Australia SPMC480-AU | 205.2 |  |  | PowerPlus Energy Pty Ltd | LiFe4838P | 54 | Selectronic Australia | SPMC480-AU | PowerPlus Energy | 2027-02-25
2024-01-08 | HBS9647 | PowerPlus Energy Pty Ltd LiFe4838P (x55) w/ Selectronic Australia SPMC480-AU | 209 |  |  | PowerPlus Energy Pty Ltd | LiFe4838P | 55 | Selectronic Australia | SPMC480-AU | PowerPlus Energy | 2027-02-25
2024-01-08 | HBS9648 | PowerPlus Energy Pty Ltd LiFe4838P (x56) w/ Selectronic Australia SPMC480-AU | 212.8 |  |  | PowerPlus Energy Pty Ltd | LiFe4838P | 56 | Selectronic Australia | SPMC480-AU | PowerPlus Energy | 2027-02-25
2024-01-08 | HBS9649 | PowerPlus Energy Pty Ltd LiFe4838P (x57) w/ Selectronic Australia SPMC480-AU | 216.6 |  |  | PowerPlus Energy Pty Ltd | LiFe4838P | 57 | Selectronic Australia | SPMC480-AU | PowerPlus Energy | 2027-02-25
2024-01-08 | HBS9650 | PowerPlus Energy Pty Ltd LiFe4838P (x58) w/ Selectronic Australia SPMC480-AU | 220.4 |  |  | PowerPlus Energy Pty Ltd | LiFe4838P | 58 | Selectronic Australia | SPMC480-AU | PowerPlus Energy | 2027-02-25
2024-01-08 | HBS9651 | PowerPlus Energy Pty Ltd LiFe4838P (x59) w/ Selectronic Australia SPMC480-AU | 224.2 |  |  | PowerPlus Energy Pty Ltd | LiFe4838P | 59 | Selectronic Australia | SPMC480-AU | PowerPlus Energy | 2027-02-25
2024-01-08 | HBS9652 | PowerPlus Energy Pty Ltd LiFe4838P (x60) w/ Selectronic Australia SPMC480-AU | 228 |  |  | PowerPlus Energy Pty Ltd | LiFe4838P | 60 | Selectronic Australia | SPMC480-AU | PowerPlus Energy | 2027-02-25
2024-01-08 | HBS9653 | PowerPlus Energy Pty Ltd LiFe4838P (x2) w/ Selectronic Australia SPMC481-AU | 7.6 |  |  | PowerPlus Energy Pty Ltd | LiFe4838P | 2 | Selectronic Australia | SPMC481-AU | PowerPlus Energy | 2027-02-25
2024-01-08 | HBS9654 | PowerPlus Energy Pty Ltd LiFe4838P (x3) w/ Selectronic Australia SPMC481-AU | 11.4 |  |  | PowerPlus Energy Pty Ltd | LiFe4838P | 3 | Selectronic Australia | SPMC481-AU | PowerPlus Energy | 2027-02-25
2024-01-08 | HBS9655 | PowerPlus Energy Pty Ltd LiFe4838P (x4) w/ Selectronic Australia SPMC481-AU | 15.2 |  |  | PowerPlus Energy Pty Ltd | LiFe4838P | 4 | Selectronic Australia | SPMC481-AU | PowerPlus Energy | 2027-02-25
2024-01-08 | HBS9656 | PowerPlus Energy Pty Ltd LiFe4838P (x5) w/ Selectronic Australia SPMC481-AU | 19 |  |  | PowerPlus Energy Pty Ltd | LiFe4838P | 5 | Selectronic Australia | SPMC481-AU | PowerPlus Energy | 2027-02-25
2024-01-08 | HBS9657 | PowerPlus Energy Pty Ltd LiFe4838P (x6) w/ Selectronic Australia SPMC481-AU | 22.8 |  |  | PowerPlus Energy Pty Ltd | LiFe4838P | 6 | Selectronic Australia | SPMC481-AU | PowerPlus Energy | 2027-02-25
2024-01-08 | HBS9658 | PowerPlus Energy Pty Ltd LiFe4838P (x7) w/ Selectronic Australia SPMC481-AU | 26.6 |  |  | PowerPlus Energy Pty Ltd | LiFe4838P | 7 | Selectronic Australia | SPMC481-AU | PowerPlus Energy | 2027-02-25
2024-01-08 | HBS9659 | PowerPlus Energy Pty Ltd LiFe4838P (x8) w/ Selectronic Australia SPMC481-AU | 30.4 |  |  | PowerPlus Energy Pty Ltd | LiFe4838P | 8 | Selectronic Australia | SPMC481-AU | PowerPlus Energy | 2027-02-25
2024-01-08 | HBS9660 | PowerPlus Energy Pty Ltd LiFe4838P (x9) w/ Selectronic Australia SPMC481-AU | 34.2 |  |  | PowerPlus Energy Pty Ltd | LiFe4838P | 9 | Selectronic Australia | SPMC481-AU | PowerPlus Energy | 2027-02-25
2024-01-08 | HBS9661 | PowerPlus Energy Pty Ltd LiFe4838P (x10) w/ Selectronic Australia SPMC481-AU | 38 |  |  | PowerPlus Energy Pty Ltd | LiFe4838P | 10 | Selectronic Australia | SPMC481-AU | PowerPlus Energy | 2027-02-25
2024-01-08 | HBS9662 | PowerPlus Energy Pty Ltd LiFe4838P (x11) w/ Selectronic Australia SPMC481-AU | 41.8 |  |  | PowerPlus Energy Pty Ltd | LiFe4838P | 11 | Selectronic Australia | SPMC481-AU | PowerPlus Energy | 2027-02-25
2024-01-08 | HBS9663 | PowerPlus Energy Pty Ltd LiFe4838P (x12) w/ Selectronic Australia SPMC481-AU | 45.6 |  |  | PowerPlus Energy Pty Ltd | LiFe4838P | 12 | Selectronic Australia | SPMC481-AU | PowerPlus Energy | 2027-02-25
2024-01-08 | HBS9664 | PowerPlus Energy Pty Ltd LiFe4838P (x13) w/ Selectronic Australia SPMC481-AU | 49.4 |  |  | PowerPlus Energy Pty Ltd | LiFe4838P | 13 | Selectronic Australia | SPMC481-AU | PowerPlus Energy | 2027-02-25
2024-01-08 | HBS9665 | PowerPlus Energy Pty Ltd LiFe4838P (x14) w/ Selectronic Australia SPMC481-AU | 53.2 |  |  | PowerPlus Energy Pty Ltd | LiFe4838P | 14 | Selectronic Australia | SPMC481-AU | PowerPlus Energy | 2027-02-25
2024-01-08 | HBS9666 | PowerPlus Energy Pty Ltd LiFe4838P (x15) w/ Selectronic Australia SPMC481-AU | 57 |  |  | PowerPlus Energy Pty Ltd | LiFe4838P | 15 | Selectronic Australia | SPMC481-AU | PowerPlus Energy | 2027-02-25
2024-01-08 | HBS9667 | PowerPlus Energy Pty Ltd LiFe4838P (x16) w/ Selectronic Australia SPMC481-AU | 60.8 |  |  | PowerPlus Energy Pty Ltd | LiFe4838P | 16 | Selectronic Australia | SPMC481-AU | PowerPlus Energy | 2027-02-25
2024-01-08 | HBS9668 | PowerPlus Energy Pty Ltd LiFe4838P (x17) w/ Selectronic Australia SPMC481-AU | 64.6 |  |  | PowerPlus Energy Pty Ltd | LiFe4838P | 17 | Selectronic Australia | SPMC481-AU | PowerPlus Energy | 2027-02-25
2024-01-08 | HBS9669 | PowerPlus Energy Pty Ltd LiFe4838P (x18) w/ Selectronic Australia SPMC481-AU | 68.4 |  |  | PowerPlus Energy Pty Ltd | LiFe4838P | 18 | Selectronic Australia | SPMC481-AU | PowerPlus Energy | 2027-02-25
2024-01-08 | HBS9670 | PowerPlus Energy Pty Ltd LiFe4838P (x19) w/ Selectronic Australia SPMC481-AU | 72.2 |  |  | PowerPlus Energy Pty Ltd | LiFe4838P | 19 | Selectronic Australia | SPMC481-AU | PowerPlus Energy | 2027-02-25
2024-01-08 | HBS9671 | PowerPlus Energy Pty Ltd LiFe4838P (x20) w/ Selectronic Australia SPMC481-AU | 76 |  |  | PowerPlus Energy Pty Ltd | LiFe4838P | 20 | Selectronic Australia | SPMC481-AU | PowerPlus Energy | 2027-02-25
2024-01-08 | HBS9672 | PowerPlus Energy Pty Ltd LiFe4838P (x21) w/ Selectronic Australia SPMC481-AU | 79.8 |  |  | PowerPlus Energy Pty Ltd | LiFe4838P | 21 | Selectronic Australia | SPMC481-AU | PowerPlus Energy | 2027-02-25
2024-01-08 | HBS9673 | PowerPlus Energy Pty Ltd LiFe4838P (x22) w/ Selectronic Australia SPMC481-AU | 83.6 |  |  | PowerPlus Energy Pty Ltd | LiFe4838P | 22 | Selectronic Australia | SPMC481-AU | PowerPlus Energy | 2027-02-25
2024-01-08 | HBS9674 | PowerPlus Energy Pty Ltd LiFe4838P (x23) w/ Selectronic Australia SPMC481-AU | 87.4 |  |  | PowerPlus Energy Pty Ltd | LiFe4838P | 23 | Selectronic Australia | SPMC481-AU | PowerPlus Energy | 2027-02-25
2024-01-08 | HBS9675 | PowerPlus Energy Pty Ltd LiFe4838P (x24) w/ Selectronic Australia SPMC481-AU | 91.2 |  |  | PowerPlus Energy Pty Ltd | LiFe4838P | 24 | Selectronic Australia | SPMC481-AU | PowerPlus Energy | 2027-02-25
2024-01-08 | HBS9676 | PowerPlus Energy Pty Ltd LiFe4838P (x25) w/ Selectronic Australia SPMC481-AU | 95 |  |  | PowerPlus Energy Pty Ltd | LiFe4838P | 25 | Selectronic Australia | SPMC481-AU | PowerPlus Energy | 2027-02-25
2024-01-08 | HBS9677 | PowerPlus Energy Pty Ltd LiFe4838P (x26) w/ Selectronic Australia SPMC481-AU | 98.8 |  |  | PowerPlus Energy Pty Ltd | LiFe4838P | 26 | Selectronic Australia | SPMC481-AU | PowerPlus Energy | 2027-02-25
2024-01-08 | HBS9678 | PowerPlus Energy Pty Ltd LiFe4838P (x27) w/ Selectronic Australia SPMC481-AU | 102.6 |  |  | PowerPlus Energy Pty Ltd | LiFe4838P | 27 | Selectronic Australia | SPMC481-AU | PowerPlus Energy | 2027-02-25
2024-01-08 | HBS9679 | PowerPlus Energy Pty Ltd LiFe4838P (x28) w/ Selectronic Australia SPMC481-AU | 106.4 |  |  | PowerPlus Energy Pty Ltd | LiFe4838P | 28 | Selectronic Australia | SPMC481-AU | PowerPlus Energy | 2027-02-25
2024-01-08 | HBS9680 | PowerPlus Energy Pty Ltd LiFe4838P (x29) w/ Selectronic Australia SPMC481-AU | 110.2 |  |  | PowerPlus Energy Pty Ltd | LiFe4838P | 29 | Selectronic Australia | SPMC481-AU | PowerPlus Energy | 2027-02-25
2024-01-08 | HBS9681 | PowerPlus Energy Pty Ltd LiFe4838P (x30) w/ Selectronic Australia SPMC481-AU | 114 |  |  | PowerPlus Energy Pty Ltd | LiFe4838P | 30 | Selectronic Australia | SPMC481-AU | PowerPlus Energy | 2027-02-25
2024-01-08 | HBS9682 | PowerPlus Energy Pty Ltd LiFe4838P (x31) w/ Selectronic Australia SPMC481-AU | 117.8 |  |  | PowerPlus Energy Pty Ltd | LiFe4838P | 31 | Selectronic Australia | SPMC481-AU | PowerPlus Energy | 2027-02-25
2024-01-08 | HBS9683 | PowerPlus Energy Pty Ltd LiFe4838P (x32) w/ Selectronic Australia SPMC481-AU | 121.6 |  |  | PowerPlus Energy Pty Ltd | LiFe4838P | 32 | Selectronic Australia | SPMC481-AU | PowerPlus Energy | 2027-02-25
2024-01-08 | HBS9684 | PowerPlus Energy Pty Ltd LiFe4838P (x33) w/ Selectronic Australia SPMC481-AU | 125.4 |  |  | PowerPlus Energy Pty Ltd | LiFe4838P | 33 | Selectronic Australia | SPMC481-AU | PowerPlus Energy | 2027-02-25
2024-01-08 | HBS9685 | PowerPlus Energy Pty Ltd LiFe4838P (x34) w/ Selectronic Australia SPMC481-AU | 129.2 |  |  | PowerPlus Energy Pty Ltd | LiFe4838P | 34 | Selectronic Australia | SPMC481-AU | PowerPlus Energy | 2027-02-25
2024-01-08 | HBS9686 | PowerPlus Energy Pty Ltd LiFe4838P (x35) w/ Selectronic Australia SPMC481-AU | 133 |  |  | PowerPlus Energy Pty Ltd | LiFe4838P | 35 | Selectronic Australia | SPMC481-AU | PowerPlus Energy | 2027-02-25
2024-01-08 | HBS9687 | PowerPlus Energy Pty Ltd LiFe4838P (x36) w/ Selectronic Australia SPMC481-AU | 136.8 |  |  | PowerPlus Energy Pty Ltd | LiFe4838P | 36 | Selectronic Australia | SPMC481-AU | PowerPlus Energy | 2027-02-25
2024-01-08 | HBS9688 | PowerPlus Energy Pty Ltd LiFe4838P (x37) w/ Selectronic Australia SPMC481-AU | 140.6 |  |  | PowerPlus Energy Pty Ltd | LiFe4838P | 37 | Selectronic Australia | SPMC481-AU | PowerPlus Energy | 2027-02-25
2024-01-08 | HBS9689 | PowerPlus Energy Pty Ltd LiFe4838P (x38) w/ Selectronic Australia SPMC481-AU | 144.4 |  |  | PowerPlus Energy Pty Ltd | LiFe4838P | 38 | Selectronic Australia | SPMC481-AU | PowerPlus Energy | 2027-02-25
2024-01-08 | HBS9690 | PowerPlus Energy Pty Ltd LiFe4838P (x39) w/ Selectronic Australia SPMC481-AU | 148.2 |  |  | PowerPlus Energy Pty Ltd | LiFe4838P | 39 | Selectronic Australia | SPMC481-AU | PowerPlus Energy | 2027-02-25
2024-01-08 | HBS9691 | PowerPlus Energy Pty Ltd LiFe4838P (x40) w/ Selectronic Australia SPMC481-AU | 152 |  |  | PowerPlus Energy Pty Ltd | LiFe4838P | 40 | Selectronic Australia | SPMC481-AU | PowerPlus Energy | 2027-02-25
2024-01-08 | HBS9692 | PowerPlus Energy Pty Ltd LiFe4838P (x41) w/ Selectronic Australia SPMC481-AU | 155.8 |  |  | PowerPlus Energy Pty Ltd | LiFe4838P | 41 | Selectronic Australia | SPMC481-AU | PowerPlus Energy | 2027-02-25
2024-01-08 | HBS9693 | PowerPlus Energy Pty Ltd LiFe4838P (x42) w/ Selectronic Australia SPMC481-AU | 159.6 |  |  | PowerPlus Energy Pty Ltd | LiFe4838P | 42 | Selectronic Australia | SPMC481-AU | PowerPlus Energy | 2027-02-25
2024-01-08 | HBS9694 | PowerPlus Energy Pty Ltd LiFe4838P (x43) w/ Selectronic Australia SPMC481-AU | 163.4 |  |  | PowerPlus Energy Pty Ltd | LiFe4838P | 43 | Selectronic Australia | SPMC481-AU | PowerPlus Energy | 2027-02-25
2024-01-08 | HBS9695 | PowerPlus Energy Pty Ltd LiFe4838P (x44) w/ Selectronic Australia SPMC481-AU | 167.2 |  |  | PowerPlus Energy Pty Ltd | LiFe4838P | 44 | Selectronic Australia | SPMC481-AU | PowerPlus Energy | 2027-02-25
2024-01-08 | HBS9696 | PowerPlus Energy Pty Ltd LiFe4838P (x45) w/ Selectronic Australia SPMC481-AU | 171 |  |  | PowerPlus Energy Pty Ltd | LiFe4838P | 45 | Selectronic Australia | SPMC481-AU | PowerPlus Energy | 2027-02-25
2024-01-08 | HBS9697 | PowerPlus Energy Pty Ltd LiFe4838P (x46) w/ Selectronic Australia SPMC481-AU | 174.8 |  |  | PowerPlus Energy Pty Ltd | LiFe4838P | 46 | Selectronic Australia | SPMC481-AU | PowerPlus Energy | 2027-02-25
2024-01-08 | HBS9698 | PowerPlus Energy Pty Ltd LiFe4838P (x47) w/ Selectronic Australia SPMC481-AU | 178.6 |  |  | PowerPlus Energy Pty Ltd | LiFe4838P | 47 | Selectronic Australia | SPMC481-AU | PowerPlus Energy | 2027-02-25
2024-01-08 | HBS9699 | PowerPlus Energy Pty Ltd LiFe4838P (x48) w/ Selectronic Australia SPMC481-AU | 182.4 |  |  | PowerPlus Energy Pty Ltd | LiFe4838P | 48 | Selectronic Australia | SPMC481-AU | PowerPlus Energy | 2027-02-25
2024-01-08 | HBS9700 | PowerPlus Energy Pty Ltd LiFe4838P (x49) w/ Selectronic Australia SPMC481-AU | 186.2 |  |  | PowerPlus Energy Pty Ltd | LiFe4838P | 49 | Selectronic Australia | SPMC481-AU | PowerPlus Energy | 2027-02-25
2024-01-08 | HBS9701 | PowerPlus Energy Pty Ltd LiFe4838P (x50) w/ Selectronic Australia SPMC481-AU | 190 |  |  | PowerPlus Energy Pty Ltd | LiFe4838P | 50 | Selectronic Australia | SPMC481-AU | PowerPlus Energy | 2027-02-25
2024-01-08 | HBS9702 | PowerPlus Energy Pty Ltd LiFe4838P (x51) w/ Selectronic Australia SPMC481-AU | 193.8 |  |  | PowerPlus Energy Pty Ltd | LiFe4838P | 51 | Selectronic Australia | SPMC481-AU | PowerPlus Energy | 2027-02-25
2024-01-08 | HBS9703 | PowerPlus Energy Pty Ltd LiFe4838P (x52) w/ Selectronic Australia SPMC481-AU | 197.6 |  |  | PowerPlus Energy Pty Ltd | LiFe4838P | 52 | Selectronic Australia | SPMC481-AU | PowerPlus Energy | 2027-02-25
2024-01-08 | HBS9704 | PowerPlus Energy Pty Ltd LiFe4838P (x53) w/ Selectronic Australia SPMC481-AU | 201.4 |  |  | PowerPlus Energy Pty Ltd | LiFe4838P | 53 | Selectronic Australia | SPMC481-AU | PowerPlus Energy | 2027-02-25
2024-01-08 | HBS9705 | PowerPlus Energy Pty Ltd LiFe4838P (x54) w/ Selectronic Australia SPMC481-AU | 205.2 |  |  | PowerPlus Energy Pty Ltd | LiFe4838P | 54 | Selectronic Australia | SPMC481-AU | PowerPlus Energy | 2027-02-25
2024-01-08 | HBS9706 | PowerPlus Energy Pty Ltd LiFe4838P (x55) w/ Selectronic Australia SPMC481-AU | 209 |  |  | PowerPlus Energy Pty Ltd | LiFe4838P | 55 | Selectronic Australia | SPMC481-AU | PowerPlus Energy | 2027-02-25
2024-01-08 | HBS9707 | PowerPlus Energy Pty Ltd LiFe4838P (x56) w/ Selectronic Australia SPMC481-AU | 212.8 |  |  | PowerPlus Energy Pty Ltd | LiFe4838P | 56 | Selectronic Australia | SPMC481-AU | PowerPlus Energy | 2027-02-25
2024-01-08 | HBS9708 | PowerPlus Energy Pty Ltd LiFe4838P (x57) w/ Selectronic Australia SPMC481-AU | 216.6 |  |  | PowerPlus Energy Pty Ltd | LiFe4838P | 57 | Selectronic Australia | SPMC481-AU | PowerPlus Energy | 2027-02-25
2024-01-08 | HBS9709 | PowerPlus Energy Pty Ltd LiFe4838P (x58) w/ Selectronic Australia SPMC481-AU | 220.4 |  |  | PowerPlus Energy Pty Ltd | LiFe4838P | 58 | Selectronic Australia | SPMC481-AU | PowerPlus Energy | 2027-02-25
2024-01-08 | HBS9710 | PowerPlus Energy Pty Ltd LiFe4838P (x59) w/ Selectronic Australia SPMC481-AU | 224.2 |  |  | PowerPlus Energy Pty Ltd | LiFe4838P | 59 | Selectronic Australia | SPMC481-AU | PowerPlus Energy | 2027-02-25
2024-01-08 | HBS9711 | PowerPlus Energy Pty Ltd LiFe4838P (x60) w/ Selectronic Australia SPMC481-AU | 228 |  |  | PowerPlus Energy Pty Ltd | LiFe4838P | 60 | Selectronic Australia | SPMC481-AU | PowerPlus Energy | 2027-02-25
2024-01-08 | HBS9712 | PowerPlus Energy Pty Ltd LiFe4838P (x2) w/ Selectronic Australia SPMC482-AU | 7.6 |  |  | PowerPlus Energy Pty Ltd | LiFe4838P | 2 | Selectronic Australia | SPMC482-AU | PowerPlus Energy | 2027-02-25
2024-01-08 | HBS9713 | PowerPlus Energy Pty Ltd LiFe4838P (x3) w/ Selectronic Australia SPMC482-AU | 11.4 |  |  | PowerPlus Energy Pty Ltd | LiFe4838P | 3 | Selectronic Australia | SPMC482-AU | PowerPlus Energy | 2027-02-25
2024-01-08 | HBS9714 | PowerPlus Energy Pty Ltd LiFe4838P (x4) w/ Selectronic Australia SPMC482-AU | 15.2 |  |  | PowerPlus Energy Pty Ltd | LiFe4838P | 4 | Selectronic Australia | SPMC482-AU | PowerPlus Energy | 2027-02-25
2024-01-08 | HBS9715 | PowerPlus Energy Pty Ltd LiFe4838P (x5) w/ Selectronic Australia SPMC482-AU | 19 |  |  | PowerPlus Energy Pty Ltd | LiFe4838P | 5 | Selectronic Australia | SPMC482-AU | PowerPlus Energy | 2027-02-25
2024-01-08 | HBS9716 | PowerPlus Energy Pty Ltd LiFe4838P (x6) w/ Selectronic Australia SPMC482-AU | 22.8 |  |  | PowerPlus Energy Pty Ltd | LiFe4838P | 6 | Selectronic Australia | SPMC482-AU | PowerPlus Energy | 2027-02-25
2024-01-08 | HBS9717 | PowerPlus Energy Pty Ltd LiFe4838P (x7) w/ Selectronic Australia SPMC482-AU | 26.6 |  |  | PowerPlus Energy Pty Ltd | LiFe4838P | 7 | Selectronic Australia | SPMC482-AU | PowerPlus Energy | 2027-02-25
2024-01-08 | HBS9718 | PowerPlus Energy Pty Ltd LiFe4838P (x8) w/ Selectronic Australia SPMC482-AU | 30.4 |  |  | PowerPlus Energy Pty Ltd | LiFe4838P | 8 | Selectronic Australia | SPMC482-AU | PowerPlus Energy | 2027-02-25
2024-01-08 | HBS9719 | PowerPlus Energy Pty Ltd LiFe4838P (x9) w/ Selectronic Australia SPMC482-AU | 34.2 |  |  | PowerPlus Energy Pty Ltd | LiFe4838P | 9 | Selectronic Australia | SPMC482-AU | PowerPlus Energy | 2027-02-25
2024-01-08 | HBS9720 | PowerPlus Energy Pty Ltd LiFe4838P (x10) w/ Selectronic Australia SPMC482-AU | 38 |  |  | PowerPlus Energy Pty Ltd | LiFe4838P | 10 | Selectronic Australia | SPMC482-AU | PowerPlus Energy | 2027-02-25
2024-01-08 | HBS9721 | PowerPlus Energy Pty Ltd LiFe4838P (x11) w/ Selectronic Australia SPMC482-AU | 41.8 |  |  | PowerPlus Energy Pty Ltd | LiFe4838P | 11 | Selectronic Australia | SPMC482-AU | PowerPlus Energy | 2027-02-25
2024-01-08 | HBS9722 | PowerPlus Energy Pty Ltd LiFe4838P (x12) w/ Selectronic Australia SPMC482-AU | 45.6 |  |  | PowerPlus Energy Pty Ltd | LiFe4838P | 12 | Selectronic Australia | SPMC482-AU | PowerPlus Energy | 2027-02-25
2024-01-08 | HBS9723 | PowerPlus Energy Pty Ltd LiFe4838P (x13) w/ Selectronic Australia SPMC482-AU | 49.4 |  |  | PowerPlus Energy Pty Ltd | LiFe4838P | 13 | Selectronic Australia | SPMC482-AU | PowerPlus Energy | 2027-02-25
2024-01-08 | HBS9724 | PowerPlus Energy Pty Ltd LiFe4838P (x14) w/ Selectronic Australia SPMC482-AU | 53.2 |  |  | PowerPlus Energy Pty Ltd | LiFe4838P | 14 | Selectronic Australia | SPMC482-AU | PowerPlus Energy | 2027-02-25
2024-01-08 | HBS9725 | PowerPlus Energy Pty Ltd LiFe4838P (x15) w/ Selectronic Australia SPMC482-AU | 57 |  |  | PowerPlus Energy Pty Ltd | LiFe4838P | 15 | Selectronic Australia | SPMC482-AU | PowerPlus Energy | 2027-02-25
2024-01-08 | HBS9726 | PowerPlus Energy Pty Ltd LiFe4838P (x16) w/ Selectronic Australia SPMC482-AU | 60.8 |  |  | PowerPlus Energy Pty Ltd | LiFe4838P | 16 | Selectronic Australia | SPMC482-AU | PowerPlus Energy | 2027-02-25
2024-01-08 | HBS9727 | PowerPlus Energy Pty Ltd LiFe4838P (x17) w/ Selectronic Australia SPMC482-AU | 64.6 |  |  | PowerPlus Energy Pty Ltd | LiFe4838P | 17 | Selectronic Australia | SPMC482-AU | PowerPlus Energy | 2027-02-25
2024-01-08 | HBS9728 | PowerPlus Energy Pty Ltd LiFe4838P (x18) w/ Selectronic Australia SPMC482-AU | 68.4 |  |  | PowerPlus Energy Pty Ltd | LiFe4838P | 18 | Selectronic Australia | SPMC482-AU | PowerPlus Energy | 2027-02-25
2024-01-08 | HBS9729 | PowerPlus Energy Pty Ltd LiFe4838P (x19) w/ Selectronic Australia SPMC482-AU | 72.2 |  |  | PowerPlus Energy Pty Ltd | LiFe4838P | 19 | Selectronic Australia | SPMC482-AU | PowerPlus Energy | 2027-02-25
2024-01-08 | HBS9730 | PowerPlus Energy Pty Ltd LiFe4838P (x20) w/ Selectronic Australia SPMC482-AU | 76 |  |  | PowerPlus Energy Pty Ltd | LiFe4838P | 20 | Selectronic Australia | SPMC482-AU | PowerPlus Energy | 2027-02-25
2024-01-08 | HBS9731 | PowerPlus Energy Pty Ltd LiFe4838P (x21) w/ Selectronic Australia SPMC482-AU | 79.8 |  |  | PowerPlus Energy Pty Ltd | LiFe4838P | 21 | Selectronic Australia | SPMC482-AU | PowerPlus Energy | 2027-02-25
2024-01-08 | HBS9732 | PowerPlus Energy Pty Ltd LiFe4838P (x22) w/ Selectronic Australia SPMC482-AU | 83.6 |  |  | PowerPlus Energy Pty Ltd | LiFe4838P | 22 | Selectronic Australia | SPMC482-AU | PowerPlus Energy | 2027-02-25
2024-01-08 | HBS9733 | PowerPlus Energy Pty Ltd LiFe4838P (x23) w/ Selectronic Australia SPMC482-AU | 87.4 |  |  | PowerPlus Energy Pty Ltd | LiFe4838P | 23 | Selectronic Australia | SPMC482-AU | PowerPlus Energy | 2027-02-25
2024-01-08 | HBS9734 | PowerPlus Energy Pty Ltd LiFe4838P (x24) w/ Selectronic Australia SPMC482-AU | 91.2 |  |  | PowerPlus Energy Pty Ltd | LiFe4838P | 24 | Selectronic Australia | SPMC482-AU | PowerPlus Energy | 2027-02-25
2024-01-08 | HBS9735 | PowerPlus Energy Pty Ltd LiFe4838P (x25) w/ Selectronic Australia SPMC482-AU | 95 |  |  | PowerPlus Energy Pty Ltd | LiFe4838P | 25 | Selectronic Australia | SPMC482-AU | PowerPlus Energy | 2027-02-25
2024-01-08 | HBS9736 | PowerPlus Energy Pty Ltd LiFe4838P (x26) w/ Selectronic Australia SPMC482-AU | 98.8 |  |  | PowerPlus Energy Pty Ltd | LiFe4838P | 26 | Selectronic Australia | SPMC482-AU | PowerPlus Energy | 2027-02-25
2024-01-08 | HBS9737 | PowerPlus Energy Pty Ltd LiFe4838P (x27) w/ Selectronic Australia SPMC482-AU | 102.6 |  |  | PowerPlus Energy Pty Ltd | LiFe4838P | 27 | Selectronic Australia | SPMC482-AU | PowerPlus Energy | 2027-02-25
2024-01-08 | HBS9738 | PowerPlus Energy Pty Ltd LiFe4838P (x28) w/ Selectronic Australia SPMC482-AU | 106.4 |  |  | PowerPlus Energy Pty Ltd | LiFe4838P | 28 | Selectronic Australia | SPMC482-AU | PowerPlus Energy | 2027-02-25
2024-01-08 | HBS9739 | PowerPlus Energy Pty Ltd LiFe4838P (x29) w/ Selectronic Australia SPMC482-AU | 110.2 |  |  | PowerPlus Energy Pty Ltd | LiFe4838P | 29 | Selectronic Australia | SPMC482-AU | PowerPlus Energy | 2027-02-25
2024-01-08 | HBS9740 | PowerPlus Energy Pty Ltd LiFe4838P (x30) w/ Selectronic Australia SPMC482-AU | 114 |  |  | PowerPlus Energy Pty Ltd | LiFe4838P | 30 | Selectronic Australia | SPMC482-AU | PowerPlus Energy | 2027-02-25
2024-01-08 | HBS9741 | PowerPlus Energy Pty Ltd LiFe4838P (x31) w/ Selectronic Australia SPMC482-AU | 117.8 |  |  | PowerPlus Energy Pty Ltd | LiFe4838P | 31 | Selectronic Australia | SPMC482-AU | PowerPlus Energy | 2027-02-25
2024-01-08 | HBS9742 | PowerPlus Energy Pty Ltd LiFe4838P (x32) w/ Selectronic Australia SPMC482-AU | 121.6 |  |  | PowerPlus Energy Pty Ltd | LiFe4838P | 32 | Selectronic Australia | SPMC482-AU | PowerPlus Energy | 2027-02-25
2024-01-08 | HBS9743 | PowerPlus Energy Pty Ltd LiFe4838P (x33) w/ Selectronic Australia SPMC482-AU | 125.4 |  |  | PowerPlus Energy Pty Ltd | LiFe4838P | 33 | Selectronic Australia | SPMC482-AU | PowerPlus Energy | 2027-02-25
2024-01-08 | HBS9744 | PowerPlus Energy Pty Ltd LiFe4838P (x34) w/ Selectronic Australia SPMC482-AU | 129.2 |  |  | PowerPlus Energy Pty Ltd | LiFe4838P | 34 | Selectronic Australia | SPMC482-AU | PowerPlus Energy | 2027-02-25
2024-01-08 | HBS9745 | PowerPlus Energy Pty Ltd LiFe4838P (x35) w/ Selectronic Australia SPMC482-AU | 133 |  |  | PowerPlus Energy Pty Ltd | LiFe4838P | 35 | Selectronic Australia | SPMC482-AU | PowerPlus Energy | 2027-02-25
2024-01-08 | HBS9746 | PowerPlus Energy Pty Ltd LiFe4838P (x36) w/ Selectronic Australia SPMC482-AU | 136.8 |  |  | PowerPlus Energy Pty Ltd | LiFe4838P | 36 | Selectronic Australia | SPMC482-AU | PowerPlus Energy | 2027-02-25
2024-01-08 | HBS9747 | PowerPlus Energy Pty Ltd LiFe4838P (x37) w/ Selectronic Australia SPMC482-AU | 140.6 |  |  | PowerPlus Energy Pty Ltd | LiFe4838P | 37 | Selectronic Australia | SPMC482-AU | PowerPlus Energy | 2027-02-25
2024-01-08 | HBS9748 | PowerPlus Energy Pty Ltd LiFe4838P (x38) w/ Selectronic Australia SPMC482-AU | 144.4 |  |  | PowerPlus Energy Pty Ltd | LiFe4838P | 38 | Selectronic Australia | SPMC482-AU | PowerPlus Energy | 2027-02-25
2024-01-08 | HBS9749 | PowerPlus Energy Pty Ltd LiFe4838P (x39) w/ Selectronic Australia SPMC482-AU | 148.2 |  |  | PowerPlus Energy Pty Ltd | LiFe4838P | 39 | Selectronic Australia | SPMC482-AU | PowerPlus Energy | 2027-02-25
2024-01-08 | HBS9750 | PowerPlus Energy Pty Ltd LiFe4838P (x40) w/ Selectronic Australia SPMC482-AU | 152 |  |  | PowerPlus Energy Pty Ltd | LiFe4838P | 40 | Selectronic Australia | SPMC482-AU | PowerPlus Energy | 2027-02-25
2024-01-08 | HBS9751 | PowerPlus Energy Pty Ltd LiFe4838P (x41) w/ Selectronic Australia SPMC482-AU | 155.8 |  |  | PowerPlus Energy Pty Ltd | LiFe4838P | 41 | Selectronic Australia | SPMC482-AU | PowerPlus Energy | 2027-02-25
2024-01-08 | HBS9752 | PowerPlus Energy Pty Ltd LiFe4838P (x42) w/ Selectronic Australia SPMC482-AU | 159.6 |  |  | PowerPlus Energy Pty Ltd | LiFe4838P | 42 | Selectronic Australia | SPMC482-AU | PowerPlus Energy | 2027-02-25
2024-01-08 | HBS9753 | PowerPlus Energy Pty Ltd LiFe4838P (x43) w/ Selectronic Australia SPMC482-AU | 163.4 |  |  | PowerPlus Energy Pty Ltd | LiFe4838P | 43 | Selectronic Australia | SPMC482-AU | PowerPlus Energy | 2027-02-25
2024-01-08 | HBS9754 | PowerPlus Energy Pty Ltd LiFe4838P (x44) w/ Selectronic Australia SPMC482-AU | 167.2 |  |  | PowerPlus Energy Pty Ltd | LiFe4838P | 44 | Selectronic Australia | SPMC482-AU | PowerPlus Energy | 2027-02-25
2024-01-08 | HBS9755 | PowerPlus Energy Pty Ltd LiFe4838P (x45) w/ Selectronic Australia SPMC482-AU | 171 |  |  | PowerPlus Energy Pty Ltd | LiFe4838P | 45 | Selectronic Australia | SPMC482-AU | PowerPlus Energy | 2027-02-25
2024-01-08 | HBS9756 | PowerPlus Energy Pty Ltd LiFe4838P (x46) w/ Selectronic Australia SPMC482-AU | 174.8 |  |  | PowerPlus Energy Pty Ltd | LiFe4838P | 46 | Selectronic Australia | SPMC482-AU | PowerPlus Energy | 2027-02-25
2024-01-08 | HBS9757 | PowerPlus Energy Pty Ltd LiFe4838P (x47) w/ Selectronic Australia SPMC482-AU | 178.6 |  |  | PowerPlus Energy Pty Ltd | LiFe4838P | 47 | Selectronic Australia | SPMC482-AU | PowerPlus Energy | 2027-02-25
2024-01-08 | HBS9758 | PowerPlus Energy Pty Ltd LiFe4838P (x48) w/ Selectronic Australia SPMC482-AU | 182.4 |  |  | PowerPlus Energy Pty Ltd | LiFe4838P | 48 | Selectronic Australia | SPMC482-AU | PowerPlus Energy | 2027-02-25
2024-01-08 | HBS9759 | PowerPlus Energy Pty Ltd LiFe4838P (x49) w/ Selectronic Australia SPMC482-AU | 186.2 |  |  | PowerPlus Energy Pty Ltd | LiFe4838P | 49 | Selectronic Australia | SPMC482-AU | PowerPlus Energy | 2027-02-25
2024-01-08 | HBS9760 | PowerPlus Energy Pty Ltd LiFe4838P (x50) w/ Selectronic Australia SPMC482-AU | 190 |  |  | PowerPlus Energy Pty Ltd | LiFe4838P | 50 | Selectronic Australia | SPMC482-AU | PowerPlus Energy | 2027-02-25
2024-01-08 | HBS9761 | PowerPlus Energy Pty Ltd LiFe4838P (x51) w/ Selectronic Australia SPMC482-AU | 193.8 |  |  | PowerPlus Energy Pty Ltd | LiFe4838P | 51 | Selectronic Australia | SPMC482-AU | PowerPlus Energy | 2027-02-25
2024-01-08 | HBS9762 | PowerPlus Energy Pty Ltd LiFe4838P (x52) w/ Selectronic Australia SPMC482-AU | 197.6 |  |  | PowerPlus Energy Pty Ltd | LiFe4838P | 52 | Selectronic Australia | SPMC482-AU | PowerPlus Energy | 2027-02-25
2024-01-08 | HBS9763 | PowerPlus Energy Pty Ltd LiFe4838P (x53) w/ Selectronic Australia SPMC482-AU | 201.4 |  |  | PowerPlus Energy Pty Ltd | LiFe4838P | 53 | Selectronic Australia | SPMC482-AU | PowerPlus Energy | 2027-02-25
2024-01-08 | HBS9764 | PowerPlus Energy Pty Ltd LiFe4838P (x54) w/ Selectronic Australia SPMC482-AU | 205.2 |  |  | PowerPlus Energy Pty Ltd | LiFe4838P | 54 | Selectronic Australia | SPMC482-AU | PowerPlus Energy | 2027-02-25
2024-01-08 | HBS9765 | PowerPlus Energy Pty Ltd LiFe4838P (x55) w/ Selectronic Australia SPMC482-AU | 209 |  |  | PowerPlus Energy Pty Ltd | LiFe4838P | 55 | Selectronic Australia | SPMC482-AU | PowerPlus Energy | 2027-02-25
2024-01-08 | HBS9766 | PowerPlus Energy Pty Ltd LiFe4838P (x56) w/ Selectronic Australia SPMC482-AU | 212.8 |  |  | PowerPlus Energy Pty Ltd | LiFe4838P | 56 | Selectronic Australia | SPMC482-AU | PowerPlus Energy | 2027-02-25
2024-01-08 | HBS9767 | PowerPlus Energy Pty Ltd LiFe4838P (x57) w/ Selectronic Australia SPMC482-AU | 216.6 |  |  | PowerPlus Energy Pty Ltd | LiFe4838P | 57 | Selectronic Australia | SPMC482-AU | PowerPlus Energy | 2027-02-25
2024-01-08 | HBS9768 | PowerPlus Energy Pty Ltd LiFe4838P (x58) w/ Selectronic Australia SPMC482-AU | 220.4 |  |  | PowerPlus Energy Pty Ltd | LiFe4838P | 58 | Selectronic Australia | SPMC482-AU | PowerPlus Energy | 2027-02-25
2024-01-08 | HBS9769 | PowerPlus Energy Pty Ltd LiFe4838P (x59) w/ Selectronic Australia SPMC482-AU | 224.2 |  |  | PowerPlus Energy Pty Ltd | LiFe4838P | 59 | Selectronic Australia | SPMC482-AU | PowerPlus Energy | 2027-02-25
2024-01-08 | HBS9770 | PowerPlus Energy Pty Ltd LiFe4838P (x60) w/ Selectronic Australia SPMC482-AU | 228 |  |  | PowerPlus Energy Pty Ltd | LiFe4838P | 60 | Selectronic Australia | SPMC482-AU | PowerPlus Energy | 2027-02-25
2024-01-08 | HBS9771 | PowerPlus Energy Pty Ltd LiFe4838P (x2) w/ SMA Australia Pty Ltd SI6.0H-13 | 7.6 |  |  | PowerPlus Energy Pty Ltd | LiFe4838P | 2 | SMA Australia Pty Ltd | SI6.0H-13 | PowerPlus Energy | 2026-09-14
2024-01-08 | HBS9772 | PowerPlus Energy Pty Ltd LiFe4838P (x3) w/ SMA Australia Pty Ltd SI6.0H-13 | 11.4 |  |  | PowerPlus Energy Pty Ltd | LiFe4838P | 3 | SMA Australia Pty Ltd | SI6.0H-13 | PowerPlus Energy | 2026-09-14
2024-01-08 | HBS9773 | PowerPlus Energy Pty Ltd LiFe4838P (x4) w/ SMA Australia Pty Ltd SI6.0H-13 | 15.2 |  |  | PowerPlus Energy Pty Ltd | LiFe4838P | 4 | SMA Australia Pty Ltd | SI6.0H-13 | PowerPlus Energy | 2026-09-14
2024-01-08 | HBS9774 | PowerPlus Energy Pty Ltd LiFe4838P (x5) w/ SMA Australia Pty Ltd SI6.0H-13 | 19 |  |  | PowerPlus Energy Pty Ltd | LiFe4838P | 5 | SMA Australia Pty Ltd | SI6.0H-13 | PowerPlus Energy | 2026-09-14
2024-01-08 | HBS9775 | PowerPlus Energy Pty Ltd LiFe4838P (x6) w/ SMA Australia Pty Ltd SI6.0H-13 | 22.8 |  |  | PowerPlus Energy Pty Ltd | LiFe4838P | 6 | SMA Australia Pty Ltd | SI6.0H-13 | PowerPlus Energy | 2026-09-14
2024-01-08 | HBS9776 | PowerPlus Energy Pty Ltd LiFe4838P (x7) w/ SMA Australia Pty Ltd SI6.0H-13 | 26.6 |  |  | PowerPlus Energy Pty Ltd | LiFe4838P | 7 | SMA Australia Pty Ltd | SI6.0H-13 | PowerPlus Energy | 2026-09-14
2024-01-08 | HBS9777 | PowerPlus Energy Pty Ltd LiFe4838P (x8) w/ SMA Australia Pty Ltd SI6.0H-13 | 30.4 |  |  | PowerPlus Energy Pty Ltd | LiFe4838P | 8 | SMA Australia Pty Ltd | SI6.0H-13 | PowerPlus Energy | 2026-09-14
2024-01-08 | HBS9778 | PowerPlus Energy Pty Ltd LiFe4838P (x9) w/ SMA Australia Pty Ltd SI6.0H-13 | 34.2 |  |  | PowerPlus Energy Pty Ltd | LiFe4838P | 9 | SMA Australia Pty Ltd | SI6.0H-13 | PowerPlus Energy | 2026-09-14
2024-01-08 | HBS9779 | PowerPlus Energy Pty Ltd LiFe4838P (x10) w/ SMA Australia Pty Ltd SI6.0H-13 | 38 |  |  | PowerPlus Energy Pty Ltd | LiFe4838P | 10 | SMA Australia Pty Ltd | SI6.0H-13 | PowerPlus Energy | 2026-09-14
2024-01-08 | HBS9780 | PowerPlus Energy Pty Ltd LiFe4838P (x11) w/ SMA Australia Pty Ltd SI6.0H-13 | 41.8 |  |  | PowerPlus Energy Pty Ltd | LiFe4838P | 11 | SMA Australia Pty Ltd | SI6.0H-13 | PowerPlus Energy | 2026-09-14
2024-01-08 | HBS9781 | PowerPlus Energy Pty Ltd LiFe4838P (x12) w/ SMA Australia Pty Ltd SI6.0H-13 | 45.6 |  |  | PowerPlus Energy Pty Ltd | LiFe4838P | 12 | SMA Australia Pty Ltd | SI6.0H-13 | PowerPlus Energy | 2026-09-14
2024-01-08 | HBS9782 | PowerPlus Energy Pty Ltd LiFe4838P (x13) w/ SMA Australia Pty Ltd SI6.0H-13 | 49.4 |  |  | PowerPlus Energy Pty Ltd | LiFe4838P | 13 | SMA Australia Pty Ltd | SI6.0H-13 | PowerPlus Energy | 2026-09-14
2024-01-08 | HBS9783 | PowerPlus Energy Pty Ltd LiFe4838P (x14) w/ SMA Australia Pty Ltd SI6.0H-13 | 53.2 |  |  | PowerPlus Energy Pty Ltd | LiFe4838P | 14 | SMA Australia Pty Ltd | SI6.0H-13 | PowerPlus Energy | 2026-09-14
2024-01-08 | HBS9784 | PowerPlus Energy Pty Ltd LiFe4838P (x15) w/ SMA Australia Pty Ltd SI6.0H-13 | 57 |  |  | PowerPlus Energy Pty Ltd | LiFe4838P | 15 | SMA Australia Pty Ltd | SI6.0H-13 | PowerPlus Energy | 2026-09-14
2024-01-08 | HBS9785 | PowerPlus Energy Pty Ltd LiFe4838P (x16) w/ SMA Australia Pty Ltd SI6.0H-13 | 60.8 |  |  | PowerPlus Energy Pty Ltd | LiFe4838P | 16 | SMA Australia Pty Ltd | SI6.0H-13 | PowerPlus Energy | 2026-09-14
2024-01-08 | HBS9786 | PowerPlus Energy Pty Ltd LiFe4838P (x17) w/ SMA Australia Pty Ltd SI6.0H-13 | 64.6 |  |  | PowerPlus Energy Pty Ltd | LiFe4838P | 17 | SMA Australia Pty Ltd | SI6.0H-13 | PowerPlus Energy | 2026-09-14
2024-01-08 | HBS9787 | PowerPlus Energy Pty Ltd LiFe4838P (x18) w/ SMA Australia Pty Ltd SI6.0H-13 | 68.4 |  |  | PowerPlus Energy Pty Ltd | LiFe4838P | 18 | SMA Australia Pty Ltd | SI6.0H-13 | PowerPlus Energy | 2026-09-14
2024-01-08 | HBS9788 | PowerPlus Energy Pty Ltd LiFe4838P (x19) w/ SMA Australia Pty Ltd SI6.0H-13 | 72.2 |  |  | PowerPlus Energy Pty Ltd | LiFe4838P | 19 | SMA Australia Pty Ltd | SI6.0H-13 | PowerPlus Energy | 2026-09-14
2024-01-08 | HBS9789 | PowerPlus Energy Pty Ltd LiFe4838P (x20) w/ SMA Australia Pty Ltd SI6.0H-13 | 76 |  |  | PowerPlus Energy Pty Ltd | LiFe4838P | 20 | SMA Australia Pty Ltd | SI6.0H-13 | PowerPlus Energy | 2026-09-14
2024-01-08 | HBS9790 | PowerPlus Energy Pty Ltd LiFe4838P (x21) w/ SMA Australia Pty Ltd SI6.0H-13 | 79.8 |  |  | PowerPlus Energy Pty Ltd | LiFe4838P | 21 | SMA Australia Pty Ltd | SI6.0H-13 | PowerPlus Energy | 2026-09-14
2024-01-08 | HBS9791 | PowerPlus Energy Pty Ltd LiFe4838P (x22) w/ SMA Australia Pty Ltd SI6.0H-13 | 83.6 |  |  | PowerPlus Energy Pty Ltd | LiFe4838P | 22 | SMA Australia Pty Ltd | SI6.0H-13 | PowerPlus Energy | 2026-09-14
2024-01-08 | HBS9792 | PowerPlus Energy Pty Ltd LiFe4838P (x23) w/ SMA Australia Pty Ltd SI6.0H-13 | 87.4 |  |  | PowerPlus Energy Pty Ltd | LiFe4838P | 23 | SMA Australia Pty Ltd | SI6.0H-13 | PowerPlus Energy | 2026-09-14
2024-01-08 | HBS9793 | PowerPlus Energy Pty Ltd LiFe4838P (x24) w/ SMA Australia Pty Ltd SI6.0H-13 | 91.2 |  |  | PowerPlus Energy Pty Ltd | LiFe4838P | 24 | SMA Australia Pty Ltd | SI6.0H-13 | PowerPlus Energy | 2026-09-14
2024-01-08 | HBS9794 | PowerPlus Energy Pty Ltd LiFe4838P (x25) w/ SMA Australia Pty Ltd SI6.0H-13 | 95 |  |  | PowerPlus Energy Pty Ltd | LiFe4838P | 25 | SMA Australia Pty Ltd | SI6.0H-13 | PowerPlus Energy | 2026-09-14
2024-01-08 | HBS9795 | PowerPlus Energy Pty Ltd LiFe4838P (x26) w/ SMA Australia Pty Ltd SI6.0H-13 | 98.8 |  |  | PowerPlus Energy Pty Ltd | LiFe4838P | 26 | SMA Australia Pty Ltd | SI6.0H-13 | PowerPlus Energy | 2026-09-14
2024-01-08 | HBS9796 | PowerPlus Energy Pty Ltd LiFe4838P (x27) w/ SMA Australia Pty Ltd SI6.0H-13 | 102.6 |  |  | PowerPlus Energy Pty Ltd | LiFe4838P | 27 | SMA Australia Pty Ltd | SI6.0H-13 | PowerPlus Energy | 2026-09-14
2024-01-08 | HBS9797 | PowerPlus Energy Pty Ltd LiFe4838P (x28) w/ SMA Australia Pty Ltd SI6.0H-13 | 106.4 |  |  | PowerPlus Energy Pty Ltd | LiFe4838P | 28 | SMA Australia Pty Ltd | SI6.0H-13 | PowerPlus Energy | 2026-09-14
2024-01-08 | HBS9798 | PowerPlus Energy Pty Ltd LiFe4838P (x29) w/ SMA Australia Pty Ltd SI6.0H-13 | 110.2 |  |  | PowerPlus Energy Pty Ltd | LiFe4838P | 29 | SMA Australia Pty Ltd | SI6.0H-13 | PowerPlus Energy | 2026-09-14
2024-01-08 | HBS9799 | PowerPlus Energy Pty Ltd LiFe4838P (x30) w/ SMA Australia Pty Ltd SI6.0H-13 | 114 |  |  | PowerPlus Energy Pty Ltd | LiFe4838P | 30 | SMA Australia Pty Ltd | SI6.0H-13 | PowerPlus Energy | 2026-09-14
2024-01-08 | HBS9800 | PowerPlus Energy Pty Ltd LiFe4838P (x31) w/ SMA Australia Pty Ltd SI6.0H-13 | 117.8 |  |  | PowerPlus Energy Pty Ltd | LiFe4838P | 31 | SMA Australia Pty Ltd | SI6.0H-13 | PowerPlus Energy | 2026-09-14
2024-01-08 | HBS9801 | PowerPlus Energy Pty Ltd LiFe4838P (x32) w/ SMA Australia Pty Ltd SI6.0H-13 | 121.6 |  |  | PowerPlus Energy Pty Ltd | LiFe4838P | 32 | SMA Australia Pty Ltd | SI6.0H-13 | PowerPlus Energy | 2026-09-14
2024-01-08 | HBS9802 | PowerPlus Energy Pty Ltd LiFe4838P (x33) w/ SMA Australia Pty Ltd SI6.0H-13 | 125.4 |  |  | PowerPlus Energy Pty Ltd | LiFe4838P | 33 | SMA Australia Pty Ltd | SI6.0H-13 | PowerPlus Energy | 2026-09-14
2024-01-08 | HBS9803 | PowerPlus Energy Pty Ltd LiFe4838P (x34) w/ SMA Australia Pty Ltd SI6.0H-13 | 129.2 |  |  | PowerPlus Energy Pty Ltd | LiFe4838P | 34 | SMA Australia Pty Ltd | SI6.0H-13 | PowerPlus Energy | 2026-09-14
2024-01-08 | HBS9804 | PowerPlus Energy Pty Ltd LiFe4838P (x35) w/ SMA Australia Pty Ltd SI6.0H-13 | 133 |  |  | PowerPlus Energy Pty Ltd | LiFe4838P | 35 | SMA Australia Pty Ltd | SI6.0H-13 | PowerPlus Energy | 2026-09-14
2024-01-08 | HBS9805 | PowerPlus Energy Pty Ltd LiFe4838P (x36) w/ SMA Australia Pty Ltd SI6.0H-13 | 136.8 |  |  | PowerPlus Energy Pty Ltd | LiFe4838P | 36 | SMA Australia Pty Ltd | SI6.0H-13 | PowerPlus Energy | 2026-09-14
2024-01-08 | HBS9806 | PowerPlus Energy Pty Ltd LiFe4838P (x37) w/ SMA Australia Pty Ltd SI6.0H-13 | 140.6 |  |  | PowerPlus Energy Pty Ltd | LiFe4838P | 37 | SMA Australia Pty Ltd | SI6.0H-13 | PowerPlus Energy | 2026-09-14
2024-01-08 | HBS9807 | PowerPlus Energy Pty Ltd LiFe4838P (x38) w/ SMA Australia Pty Ltd SI6.0H-13 | 144.4 |  |  | PowerPlus Energy Pty Ltd | LiFe4838P | 38 | SMA Australia Pty Ltd | SI6.0H-13 | PowerPlus Energy | 2026-09-14
2024-01-08 | HBS9808 | PowerPlus Energy Pty Ltd LiFe4838P (x39) w/ SMA Australia Pty Ltd SI6.0H-13 | 148.2 |  |  | PowerPlus Energy Pty Ltd | LiFe4838P | 39 | SMA Australia Pty Ltd | SI6.0H-13 | PowerPlus Energy | 2026-09-14
2024-01-08 | HBS9809 | PowerPlus Energy Pty Ltd LiFe4838P (x40) w/ SMA Australia Pty Ltd SI6.0H-13 | 152 |  |  | PowerPlus Energy Pty Ltd | LiFe4838P | 40 | SMA Australia Pty Ltd | SI6.0H-13 | PowerPlus Energy | 2026-09-14
2024-01-08 | HBS9810 | PowerPlus Energy Pty Ltd LiFe4838P (x41) w/ SMA Australia Pty Ltd SI6.0H-13 | 155.8 |  |  | PowerPlus Energy Pty Ltd | LiFe4838P | 41 | SMA Australia Pty Ltd | SI6.0H-13 | PowerPlus Energy | 2026-09-14
2024-01-08 | HBS9811 | PowerPlus Energy Pty Ltd LiFe4838P (x42) w/ SMA Australia Pty Ltd SI6.0H-13 | 159.6 |  |  | PowerPlus Energy Pty Ltd | LiFe4838P | 42 | SMA Australia Pty Ltd | SI6.0H-13 | PowerPlus Energy | 2026-09-14
2024-01-08 | HBS9812 | PowerPlus Energy Pty Ltd LiFe4838P (x43) w/ SMA Australia Pty Ltd SI6.0H-13 | 163.4 |  |  | PowerPlus Energy Pty Ltd | LiFe4838P | 43 | SMA Australia Pty Ltd | SI6.0H-13 | PowerPlus Energy | 2026-09-14
2024-01-08 | HBS9813 | PowerPlus Energy Pty Ltd LiFe4838P (x44) w/ SMA Australia Pty Ltd SI6.0H-13 | 167.2 |  |  | PowerPlus Energy Pty Ltd | LiFe4838P | 44 | SMA Australia Pty Ltd | SI6.0H-13 | PowerPlus Energy | 2026-09-14
2024-01-08 | HBS9814 | PowerPlus Energy Pty Ltd LiFe4838P (x45) w/ SMA Australia Pty Ltd SI6.0H-13 | 171 |  |  | PowerPlus Energy Pty Ltd | LiFe4838P | 45 | SMA Australia Pty Ltd | SI6.0H-13 | PowerPlus Energy | 2026-09-14
2024-01-08 | HBS9815 | PowerPlus Energy Pty Ltd LiFe4838P (x46) w/ SMA Australia Pty Ltd SI6.0H-13 | 174.8 |  |  | PowerPlus Energy Pty Ltd | LiFe4838P | 46 | SMA Australia Pty Ltd | SI6.0H-13 | PowerPlus Energy | 2026-09-14
2024-01-08 | HBS9816 | PowerPlus Energy Pty Ltd LiFe4838P (x47) w/ SMA Australia Pty Ltd SI6.0H-13 | 178.6 |  |  | PowerPlus Energy Pty Ltd | LiFe4838P | 47 | SMA Australia Pty Ltd | SI6.0H-13 | PowerPlus Energy | 2026-09-14
2024-01-08 | HBS9817 | PowerPlus Energy Pty Ltd LiFe4838P (x48) w/ SMA Australia Pty Ltd SI6.0H-13 | 182.4 |  |  | PowerPlus Energy Pty Ltd | LiFe4838P | 48 | SMA Australia Pty Ltd | SI6.0H-13 | PowerPlus Energy | 2026-09-14
2024-01-08 | HBS9818 | PowerPlus Energy Pty Ltd LiFe4838P (x49) w/ SMA Australia Pty Ltd SI6.0H-13 | 186.2 |  |  | PowerPlus Energy Pty Ltd | LiFe4838P | 49 | SMA Australia Pty Ltd | SI6.0H-13 | PowerPlus Energy | 2026-09-14
2024-01-08 | HBS9819 | PowerPlus Energy Pty Ltd LiFe4838P (x50) w/ SMA Australia Pty Ltd SI6.0H-13 | 190 |  |  | PowerPlus Energy Pty Ltd | LiFe4838P | 50 | SMA Australia Pty Ltd | SI6.0H-13 | PowerPlus Energy | 2026-09-14
2024-01-08 | HBS9820 | PowerPlus Energy Pty Ltd LiFe4838P (x51) w/ SMA Australia Pty Ltd SI6.0H-13 | 193.8 |  |  | PowerPlus Energy Pty Ltd | LiFe4838P | 51 | SMA Australia Pty Ltd | SI6.0H-13 | PowerPlus Energy | 2026-09-14
2024-01-08 | HBS9821 | PowerPlus Energy Pty Ltd LiFe4838P (x52) w/ SMA Australia Pty Ltd SI6.0H-13 | 197.6 |  |  | PowerPlus Energy Pty Ltd | LiFe4838P | 52 | SMA Australia Pty Ltd | SI6.0H-13 | PowerPlus Energy | 2026-09-14
2024-01-08 | HBS9822 | PowerPlus Energy Pty Ltd LiFe4838P (x53) w/ SMA Australia Pty Ltd SI6.0H-13 | 201.4 |  |  | PowerPlus Energy Pty Ltd | LiFe4838P | 53 | SMA Australia Pty Ltd | SI6.0H-13 | PowerPlus Energy | 2026-09-14
2024-01-08 | HBS9823 | PowerPlus Energy Pty Ltd LiFe4838P (x54) w/ SMA Australia Pty Ltd SI6.0H-13 | 205.2 |  |  | PowerPlus Energy Pty Ltd | LiFe4838P | 54 | SMA Australia Pty Ltd | SI6.0H-13 | PowerPlus Energy | 2026-09-14
2024-01-08 | HBS9824 | PowerPlus Energy Pty Ltd LiFe4838P (x55) w/ SMA Australia Pty Ltd SI6.0H-13 | 209 |  |  | PowerPlus Energy Pty Ltd | LiFe4838P | 55 | SMA Australia Pty Ltd | SI6.0H-13 | PowerPlus Energy | 2026-09-14
2024-01-08 | HBS9825 | PowerPlus Energy Pty Ltd LiFe4838P (x56) w/ SMA Australia Pty Ltd SI6.0H-13 | 212.8 |  |  | PowerPlus Energy Pty Ltd | LiFe4838P | 56 | SMA Australia Pty Ltd | SI6.0H-13 | PowerPlus Energy | 2026-09-14
2024-01-08 | HBS9826 | PowerPlus Energy Pty Ltd LiFe4838P (x57) w/ SMA Australia Pty Ltd SI6.0H-13 | 216.6 |  |  | PowerPlus Energy Pty Ltd | LiFe4838P | 57 | SMA Australia Pty Ltd | SI6.0H-13 | PowerPlus Energy | 2026-09-14
2024-01-08 | HBS9827 | PowerPlus Energy Pty Ltd LiFe4838P (x58) w/ SMA Australia Pty Ltd SI6.0H-13 | 220.4 |  |  | PowerPlus Energy Pty Ltd | LiFe4838P | 58 | SMA Australia Pty Ltd | SI6.0H-13 | PowerPlus Energy | 2026-09-14
2024-01-08 | HBS9828 | PowerPlus Energy Pty Ltd LiFe4838P (x59) w/ SMA Australia Pty Ltd SI6.0H-13 | 224.2 |  |  | PowerPlus Energy Pty Ltd | LiFe4838P | 59 | SMA Australia Pty Ltd | SI6.0H-13 | PowerPlus Energy | 2026-09-14
2024-01-08 | HBS9829 | PowerPlus Energy Pty Ltd LiFe4838P (x60) w/ SMA Australia Pty Ltd SI6.0H-13 | 228 |  |  | PowerPlus Energy Pty Ltd | LiFe4838P | 60 | SMA Australia Pty Ltd | SI6.0H-13 | PowerPlus Energy | 2026-09-14
2024-01-08 | HBS9830 | PowerPlus Energy Pty Ltd LiFe4838P (x2) w/ SMA Australia Pty Ltd SI8.0H-13 | 7.6 |  |  | PowerPlus Energy Pty Ltd | LiFe4838P | 2 | SMA Australia Pty Ltd | SI8.0H-13 | PowerPlus Energy | 2026-09-14
2024-01-08 | HBS9831 | PowerPlus Energy Pty Ltd LiFe4838P (x3) w/ SMA Australia Pty Ltd SI8.0H-13 | 11.4 |  |  | PowerPlus Energy Pty Ltd | LiFe4838P | 3 | SMA Australia Pty Ltd | SI8.0H-13 | PowerPlus Energy | 2026-09-14
2024-01-08 | HBS9832 | PowerPlus Energy Pty Ltd LiFe4838P (x4) w/ SMA Australia Pty Ltd SI8.0H-13 | 15.2 |  |  | PowerPlus Energy Pty Ltd | LiFe4838P | 4 | SMA Australia Pty Ltd | SI8.0H-13 | PowerPlus Energy | 2026-09-14
2024-01-08 | HBS9833 | PowerPlus Energy Pty Ltd LiFe4838P (x5) w/ SMA Australia Pty Ltd SI8.0H-13 | 19 |  |  | PowerPlus Energy Pty Ltd | LiFe4838P | 5 | SMA Australia Pty Ltd | SI8.0H-13 | PowerPlus Energy | 2026-09-14
2024-01-08 | HBS9834 | PowerPlus Energy Pty Ltd LiFe4838P (x6) w/ SMA Australia Pty Ltd SI8.0H-13 | 22.8 |  |  | PowerPlus Energy Pty Ltd | LiFe4838P | 6 | SMA Australia Pty Ltd | SI8.0H-13 | PowerPlus Energy | 2026-09-14
2024-01-08 | HBS9835 | PowerPlus Energy Pty Ltd LiFe4838P (x7) w/ SMA Australia Pty Ltd SI8.0H-13 | 26.6 |  |  | PowerPlus Energy Pty Ltd | LiFe4838P | 7 | SMA Australia Pty Ltd | SI8.0H-13 | PowerPlus Energy | 2026-09-14
2024-01-08 | HBS9836 | PowerPlus Energy Pty Ltd LiFe4838P (x8) w/ SMA Australia Pty Ltd SI8.0H-13 | 30.4 |  |  | PowerPlus Energy Pty Ltd | LiFe4838P | 8 | SMA Australia Pty Ltd | SI8.0H-13 | PowerPlus Energy | 2026-09-14
2024-01-08 | HBS9837 | PowerPlus Energy Pty Ltd LiFe4838P (x9) w/ SMA Australia Pty Ltd SI8.0H-13 | 34.2 |  |  | PowerPlus Energy Pty Ltd | LiFe4838P | 9 | SMA Australia Pty Ltd | SI8.0H-13 | PowerPlus Energy | 2026-09-14
2024-01-08 | HBS9838 | PowerPlus Energy Pty Ltd LiFe4838P (x10) w/ SMA Australia Pty Ltd SI8.0H-13 | 38 |  |  | PowerPlus Energy Pty Ltd | LiFe4838P | 10 | SMA Australia Pty Ltd | SI8.0H-13 | PowerPlus Energy | 2026-09-14
2024-01-08 | HBS9839 | PowerPlus Energy Pty Ltd LiFe4838P (x11) w/ SMA Australia Pty Ltd SI8.0H-13 | 41.8 |  |  | PowerPlus Energy Pty Ltd | LiFe4838P | 11 | SMA Australia Pty Ltd | SI8.0H-13 | PowerPlus Energy | 2026-09-14
2024-01-08 | HBS9840 | PowerPlus Energy Pty Ltd LiFe4838P (x12) w/ SMA Australia Pty Ltd SI8.0H-13 | 45.6 |  |  | PowerPlus Energy Pty Ltd | LiFe4838P | 12 | SMA Australia Pty Ltd | SI8.0H-13 | PowerPlus Energy | 2026-09-14
2024-01-08 | HBS9841 | PowerPlus Energy Pty Ltd LiFe4838P (x13) w/ SMA Australia Pty Ltd SI8.0H-13 | 49.4 |  |  | PowerPlus Energy Pty Ltd | LiFe4838P | 13 | SMA Australia Pty Ltd | SI8.0H-13 | PowerPlus Energy | 2026-09-14
2024-01-08 | HBS9842 | PowerPlus Energy Pty Ltd LiFe4838P (x14) w/ SMA Australia Pty Ltd SI8.0H-13 | 53.2 |  |  | PowerPlus Energy Pty Ltd | LiFe4838P | 14 | SMA Australia Pty Ltd | SI8.0H-13 | PowerPlus Energy | 2026-09-14
2024-01-08 | HBS9843 | PowerPlus Energy Pty Ltd LiFe4838P (x15) w/ SMA Australia Pty Ltd SI8.0H-13 | 57 |  |  | PowerPlus Energy Pty Ltd | LiFe4838P | 15 | SMA Australia Pty Ltd | SI8.0H-13 | PowerPlus Energy | 2026-09-14
2024-01-08 | HBS9844 | PowerPlus Energy Pty Ltd LiFe4838P (x16) w/ SMA Australia Pty Ltd SI8.0H-13 | 60.8 |  |  | PowerPlus Energy Pty Ltd | LiFe4838P | 16 | SMA Australia Pty Ltd | SI8.0H-13 | PowerPlus Energy | 2026-09-14
2024-01-08 | HBS9845 | PowerPlus Energy Pty Ltd LiFe4838P (x17) w/ SMA Australia Pty Ltd SI8.0H-13 | 64.6 |  |  | PowerPlus Energy Pty Ltd | LiFe4838P | 17 | SMA Australia Pty Ltd | SI8.0H-13 | PowerPlus Energy | 2026-09-14
2024-01-08 | HBS9846 | PowerPlus Energy Pty Ltd LiFe4838P (x18) w/ SMA Australia Pty Ltd SI8.0H-13 | 68.4 |  |  | PowerPlus Energy Pty Ltd | LiFe4838P | 18 | SMA Australia Pty Ltd | SI8.0H-13 | PowerPlus Energy | 2026-09-14
2024-01-08 | HBS9847 | PowerPlus Energy Pty Ltd LiFe4838P (x19) w/ SMA Australia Pty Ltd SI8.0H-13 | 72.2 |  |  | PowerPlus Energy Pty Ltd | LiFe4838P | 19 | SMA Australia Pty Ltd | SI8.0H-13 | PowerPlus Energy | 2026-09-14
2024-01-08 | HBS9848 | PowerPlus Energy Pty Ltd LiFe4838P (x20) w/ SMA Australia Pty Ltd SI8.0H-13 | 76 |  |  | PowerPlus Energy Pty Ltd | LiFe4838P | 20 | SMA Australia Pty Ltd | SI8.0H-13 | PowerPlus Energy | 2026-09-14
2024-01-08 | HBS9849 | PowerPlus Energy Pty Ltd LiFe4838P (x21) w/ SMA Australia Pty Ltd SI8.0H-13 | 79.8 |  |  | PowerPlus Energy Pty Ltd | LiFe4838P | 21 | SMA Australia Pty Ltd | SI8.0H-13 | PowerPlus Energy | 2026-09-14
2024-01-08 | HBS9850 | PowerPlus Energy Pty Ltd LiFe4838P (x22) w/ SMA Australia Pty Ltd SI8.0H-13 | 83.6 |  |  | PowerPlus Energy Pty Ltd | LiFe4838P | 22 | SMA Australia Pty Ltd | SI8.0H-13 | PowerPlus Energy | 2026-09-14
2024-01-08 | HBS9851 | PowerPlus Energy Pty Ltd LiFe4838P (x23) w/ SMA Australia Pty Ltd SI8.0H-13 | 87.4 |  |  | PowerPlus Energy Pty Ltd | LiFe4838P | 23 | SMA Australia Pty Ltd | SI8.0H-13 | PowerPlus Energy | 2026-09-14
2024-01-08 | HBS9852 | PowerPlus Energy Pty Ltd LiFe4838P (x24) w/ SMA Australia Pty Ltd SI8.0H-13 | 91.2 |  |  | PowerPlus Energy Pty Ltd | LiFe4838P | 24 | SMA Australia Pty Ltd | SI8.0H-13 | PowerPlus Energy | 2026-09-14
2024-01-08 | HBS9853 | PowerPlus Energy Pty Ltd LiFe4838P (x25) w/ SMA Australia Pty Ltd SI8.0H-13 | 95 |  |  | PowerPlus Energy Pty Ltd | LiFe4838P | 25 | SMA Australia Pty Ltd | SI8.0H-13 | PowerPlus Energy | 2026-09-14
2024-01-08 | HBS9854 | PowerPlus Energy Pty Ltd LiFe4838P (x26) w/ SMA Australia Pty Ltd SI8.0H-13 | 98.8 |  |  | PowerPlus Energy Pty Ltd | LiFe4838P | 26 | SMA Australia Pty Ltd | SI8.0H-13 | PowerPlus Energy | 2026-09-14
2024-01-08 | HBS9855 | PowerPlus Energy Pty Ltd LiFe4838P (x27) w/ SMA Australia Pty Ltd SI8.0H-13 | 102.6 |  |  | PowerPlus Energy Pty Ltd | LiFe4838P | 27 | SMA Australia Pty Ltd | SI8.0H-13 | PowerPlus Energy | 2026-09-14
2024-01-08 | HBS9856 | PowerPlus Energy Pty Ltd LiFe4838P (x28) w/ SMA Australia Pty Ltd SI8.0H-13 | 106.4 |  |  | PowerPlus Energy Pty Ltd | LiFe4838P | 28 | SMA Australia Pty Ltd | SI8.0H-13 | PowerPlus Energy | 2026-09-14
2024-01-08 | HBS9857 | PowerPlus Energy Pty Ltd LiFe4838P (x29) w/ SMA Australia Pty Ltd SI8.0H-13 | 110.2 |  |  | PowerPlus Energy Pty Ltd | LiFe4838P | 29 | SMA Australia Pty Ltd | SI8.0H-13 | PowerPlus Energy | 2026-09-14
2024-01-08 | HBS9858 | PowerPlus Energy Pty Ltd LiFe4838P (x30) w/ SMA Australia Pty Ltd SI8.0H-13 | 114 |  |  | PowerPlus Energy Pty Ltd | LiFe4838P | 30 | SMA Australia Pty Ltd | SI8.0H-13 | PowerPlus Energy | 2026-09-14
2024-01-08 | HBS9859 | PowerPlus Energy Pty Ltd LiFe4838P (x31) w/ SMA Australia Pty Ltd SI8.0H-13 | 117.8 |  |  | PowerPlus Energy Pty Ltd | LiFe4838P | 31 | SMA Australia Pty Ltd | SI8.0H-13 | PowerPlus Energy | 2026-09-14
2024-01-08 | HBS9860 | PowerPlus Energy Pty Ltd LiFe4838P (x32) w/ SMA Australia Pty Ltd SI8.0H-13 | 121.6 |  |  | PowerPlus Energy Pty Ltd | LiFe4838P | 32 | SMA Australia Pty Ltd | SI8.0H-13 | PowerPlus Energy | 2026-09-14
2024-01-08 | HBS9861 | PowerPlus Energy Pty Ltd LiFe4838P (x33) w/ SMA Australia Pty Ltd SI8.0H-13 | 125.4 |  |  | PowerPlus Energy Pty Ltd | LiFe4838P | 33 | SMA Australia Pty Ltd | SI8.0H-13 | PowerPlus Energy | 2026-09-14
2024-01-08 | HBS9862 | PowerPlus Energy Pty Ltd LiFe4838P (x34) w/ SMA Australia Pty Ltd SI8.0H-13 | 129.2 |  |  | PowerPlus Energy Pty Ltd | LiFe4838P | 34 | SMA Australia Pty Ltd | SI8.0H-13 | PowerPlus Energy | 2026-09-14
2024-01-08 | HBS9863 | PowerPlus Energy Pty Ltd LiFe4838P (x35) w/ SMA Australia Pty Ltd SI8.0H-13 | 133 |  |  | PowerPlus Energy Pty Ltd | LiFe4838P | 35 | SMA Australia Pty Ltd | SI8.0H-13 | PowerPlus Energy | 2026-09-14
2024-01-08 | HBS9864 | PowerPlus Energy Pty Ltd LiFe4838P (x36) w/ SMA Australia Pty Ltd SI8.0H-13 | 136.8 |  |  | PowerPlus Energy Pty Ltd | LiFe4838P | 36 | SMA Australia Pty Ltd | SI8.0H-13 | PowerPlus Energy | 2026-09-14
2024-01-08 | HBS9865 | PowerPlus Energy Pty Ltd LiFe4838P (x37) w/ SMA Australia Pty Ltd SI8.0H-13 | 140.6 |  |  | PowerPlus Energy Pty Ltd | LiFe4838P | 37 | SMA Australia Pty Ltd | SI8.0H-13 | PowerPlus Energy | 2026-09-14
2024-01-08 | HBS9866 | PowerPlus Energy Pty Ltd LiFe4838P (x38) w/ SMA Australia Pty Ltd SI8.0H-13 | 144.4 |  |  | PowerPlus Energy Pty Ltd | LiFe4838P | 38 | SMA Australia Pty Ltd | SI8.0H-13 | PowerPlus Energy | 2026-09-14
2024-01-08 | HBS9867 | PowerPlus Energy Pty Ltd LiFe4838P (x39) w/ SMA Australia Pty Ltd SI8.0H-13 | 148.2 |  |  | PowerPlus Energy Pty Ltd | LiFe4838P | 39 | SMA Australia Pty Ltd | SI8.0H-13 | PowerPlus Energy | 2026-09-14
2024-01-08 | HBS9868 | PowerPlus Energy Pty Ltd LiFe4838P (x40) w/ SMA Australia Pty Ltd SI8.0H-13 | 152 |  |  | PowerPlus Energy Pty Ltd | LiFe4838P | 40 | SMA Australia Pty Ltd | SI8.0H-13 | PowerPlus Energy | 2026-09-14
2024-01-08 | HBS9869 | PowerPlus Energy Pty Ltd LiFe4838P (x41) w/ SMA Australia Pty Ltd SI8.0H-13 | 155.8 |  |  | PowerPlus Energy Pty Ltd | LiFe4838P | 41 | SMA Australia Pty Ltd | SI8.0H-13 | PowerPlus Energy | 2026-09-14
2024-01-08 | HBS9870 | PowerPlus Energy Pty Ltd LiFe4838P (x42) w/ SMA Australia Pty Ltd SI8.0H-13 | 159.6 |  |  | PowerPlus Energy Pty Ltd | LiFe4838P | 42 | SMA Australia Pty Ltd | SI8.0H-13 | PowerPlus Energy | 2026-09-14
2024-01-08 | HBS9871 | PowerPlus Energy Pty Ltd LiFe4838P (x43) w/ SMA Australia Pty Ltd SI8.0H-13 | 163.4 |  |  | PowerPlus Energy Pty Ltd | LiFe4838P | 43 | SMA Australia Pty Ltd | SI8.0H-13 | PowerPlus Energy | 2026-09-14
2024-01-08 | HBS9872 | PowerPlus Energy Pty Ltd LiFe4838P (x44) w/ SMA Australia Pty Ltd SI8.0H-13 | 167.2 |  |  | PowerPlus Energy Pty Ltd | LiFe4838P | 44 | SMA Australia Pty Ltd | SI8.0H-13 | PowerPlus Energy | 2026-09-14
2024-01-08 | HBS9873 | PowerPlus Energy Pty Ltd LiFe4838P (x45) w/ SMA Australia Pty Ltd SI8.0H-13 | 171 |  |  | PowerPlus Energy Pty Ltd | LiFe4838P | 45 | SMA Australia Pty Ltd | SI8.0H-13 | PowerPlus Energy | 2026-09-14
2024-01-08 | HBS9874 | PowerPlus Energy Pty Ltd LiFe4838P (x46) w/ SMA Australia Pty Ltd SI8.0H-13 | 174.8 |  |  | PowerPlus Energy Pty Ltd | LiFe4838P | 46 | SMA Australia Pty Ltd | SI8.0H-13 | PowerPlus Energy | 2026-09-14
2024-01-08 | HBS9875 | PowerPlus Energy Pty Ltd LiFe4838P (x47) w/ SMA Australia Pty Ltd SI8.0H-13 | 178.6 |  |  | PowerPlus Energy Pty Ltd | LiFe4838P | 47 | SMA Australia Pty Ltd | SI8.0H-13 | PowerPlus Energy | 2026-09-14
2024-01-08 | HBS9876 | PowerPlus Energy Pty Ltd LiFe4838P (x48) w/ SMA Australia Pty Ltd SI8.0H-13 | 182.4 |  |  | PowerPlus Energy Pty Ltd | LiFe4838P | 48 | SMA Australia Pty Ltd | SI8.0H-13 | PowerPlus Energy | 2026-09-14
2024-01-08 | HBS9877 | PowerPlus Energy Pty Ltd LiFe4838P (x49) w/ SMA Australia Pty Ltd SI8.0H-13 | 186.2 |  |  | PowerPlus Energy Pty Ltd | LiFe4838P | 49 | SMA Australia Pty Ltd | SI8.0H-13 | PowerPlus Energy | 2026-09-14
2024-01-08 | HBS9878 | PowerPlus Energy Pty Ltd LiFe4838P (x50) w/ SMA Australia Pty Ltd SI8.0H-13 | 190 |  |  | PowerPlus Energy Pty Ltd | LiFe4838P | 50 | SMA Australia Pty Ltd | SI8.0H-13 | PowerPlus Energy | 2026-09-14
2024-01-08 | HBS9879 | PowerPlus Energy Pty Ltd LiFe4838P (x51) w/ SMA Australia Pty Ltd SI8.0H-13 | 193.8 |  |  | PowerPlus Energy Pty Ltd | LiFe4838P | 51 | SMA Australia Pty Ltd | SI8.0H-13 | PowerPlus Energy | 2026-09-14
2024-01-08 | HBS9880 | PowerPlus Energy Pty Ltd LiFe4838P (x52) w/ SMA Australia Pty Ltd SI8.0H-13 | 197.6 |  |  | PowerPlus Energy Pty Ltd | LiFe4838P | 52 | SMA Australia Pty Ltd | SI8.0H-13 | PowerPlus Energy | 2026-09-14
2024-01-08 | HBS9881 | PowerPlus Energy Pty Ltd LiFe4838P (x53) w/ SMA Australia Pty Ltd SI8.0H-13 | 201.4 |  |  | PowerPlus Energy Pty Ltd | LiFe4838P | 53 | SMA Australia Pty Ltd | SI8.0H-13 | PowerPlus Energy | 2026-09-14
2024-01-08 | HBS9882 | PowerPlus Energy Pty Ltd LiFe4838P (x54) w/ SMA Australia Pty Ltd SI8.0H-13 | 205.2 |  |  | PowerPlus Energy Pty Ltd | LiFe4838P | 54 | SMA Australia Pty Ltd | SI8.0H-13 | PowerPlus Energy | 2026-09-14
2024-01-08 | HBS9883 | PowerPlus Energy Pty Ltd LiFe4838P (x55) w/ SMA Australia Pty Ltd SI8.0H-13 | 209 |  |  | PowerPlus Energy Pty Ltd | LiFe4838P | 55 | SMA Australia Pty Ltd | SI8.0H-13 | PowerPlus Energy | 2026-09-14
2024-01-08 | HBS9884 | PowerPlus Energy Pty Ltd LiFe4838P (x56) w/ SMA Australia Pty Ltd SI8.0H-13 | 212.8 |  |  | PowerPlus Energy Pty Ltd | LiFe4838P | 56 | SMA Australia Pty Ltd | SI8.0H-13 | PowerPlus Energy | 2026-09-14
2024-01-08 | HBS9885 | PowerPlus Energy Pty Ltd LiFe4838P (x57) w/ SMA Australia Pty Ltd SI8.0H-13 | 216.6 |  |  | PowerPlus Energy Pty Ltd | LiFe4838P | 57 | SMA Australia Pty Ltd | SI8.0H-13 | PowerPlus Energy | 2026-09-14
2024-01-08 | HBS9886 | PowerPlus Energy Pty Ltd LiFe4838P (x58) w/ SMA Australia Pty Ltd SI8.0H-13 | 220.4 |  |  | PowerPlus Energy Pty Ltd | LiFe4838P | 58 | SMA Australia Pty Ltd | SI8.0H-13 | PowerPlus Energy | 2026-09-14
2024-01-08 | HBS9887 | PowerPlus Energy Pty Ltd LiFe4838P (x59) w/ SMA Australia Pty Ltd SI8.0H-13 | 224.2 |  |  | PowerPlus Energy Pty Ltd | LiFe4838P | 59 | SMA Australia Pty Ltd | SI8.0H-13 | PowerPlus Energy | 2026-09-14
2024-01-08 | HBS9888 | PowerPlus Energy Pty Ltd LiFe4838P (x60) w/ SMA Australia Pty Ltd SI8.0H-13 | 228 |  |  | PowerPlus Energy Pty Ltd | LiFe4838P | 60 | SMA Australia Pty Ltd | SI8.0H-13 | PowerPlus Energy | 2026-09-14
2024-01-11 | HBS10004 | ESY SUNHOME CO., LTD ESYSUNHOME 10KWH+ (x1) w/ ESY SUNHOME CO., LTD ESYSUNHOME HM6 | 9.728 |  |  | ESY SUNHOME CO., LTD | ESYSUNHOME 10KWH+ | 1 | ESY SUNHOME CO., LTD | ESYSUNHOME HM6 | ESYSUNHOME | 2026-12-19
2024-01-11 | HBS10005 | ESY SUNHOME CO., LTD ESYSUNHOME 15KWH+ (x1) w/ ESY SUNHOME CO., LTD ESYSUNHOME HM6 | 14.592 |  |  | ESY SUNHOME CO., LTD | ESYSUNHOME 15KWH+ | 1 | ESY SUNHOME CO., LTD | ESYSUNHOME HM6 | ESYSUNHOME | 2026-12-19
2024-01-11 | HBS10006 | ESY SUNHOME CO., LTD ESYSUNHOME 20KWH+ (x1) w/ ESY SUNHOME CO., LTD ESYSUNHOME HM6 | 19.456 |  |  | ESY SUNHOME CO., LTD | ESYSUNHOME 20KWH+ | 1 | ESY SUNHOME CO., LTD | ESYSUNHOME HM6 | ESYSUNHOME | 2026-12-19
2024-01-11 | HBS10007 | ESY SUNHOME CO., LTD ESYSUNHOME 25KWH+ (x1) w/ ESY SUNHOME CO., LTD ESYSUNHOME HM6 | 24.32 |  |  | ESY SUNHOME CO., LTD | ESYSUNHOME 25KWH+ | 1 | ESY SUNHOME CO., LTD | ESYSUNHOME HM6 | ESYSUNHOME | 2026-12-19
2024-01-11 | HBS10008 | ESY SUNHOME CO., LTD ESYSUNHOME 30KWH+ (x1) w/ ESY SUNHOME CO., LTD ESYSUNHOME HM6 | 29.184 |  |  | ESY SUNHOME CO., LTD | ESYSUNHOME 30KWH+ | 1 | ESY SUNHOME CO., LTD | ESYSUNHOME HM6 | ESYSUNHOME | 2026-12-19
2024-01-19 | HBS10068 | RedEarth Energy Storage Ltd Troppo-4841 (x2) w/ Ningbo Deye Inverter Technology Co SUN-12K-SG04LP3-AU Deye Solarman / Deye Cloud | 6.56 |  |  | RedEarth Energy Storage Ltd | Troppo-4841 | 2 | Ningbo Deye Inverter Technology Co | SUN-12K-SG04LP3-AU | RedEarth Energy Storage Ltd Troppo-4841 | 2027-04-28
2024-01-19 | HBS10069 | RedEarth Energy Storage Ltd Troppo-4841 (x3) w/ Ningbo Deye Inverter Technology Co SUN-12K-SG04LP3-AU Deye Solarman / Deye Cloud | 9.84 |  |  | RedEarth Energy Storage Ltd | Troppo-4841 | 3 | Ningbo Deye Inverter Technology Co | SUN-12K-SG04LP3-AU | RedEarth Energy Storage Ltd Troppo-4841 | 2027-04-28
2024-01-19 | HBS10070 | RedEarth Energy Storage Ltd Troppo-4841 (x4) w/ Ningbo Deye Inverter Technology Co SUN-12K-SG04LP3-AU Deye Solarman / Deye Cloud | 13.12 |  |  | RedEarth Energy Storage Ltd | Troppo-4841 | 4 | Ningbo Deye Inverter Technology Co | SUN-12K-SG04LP3-AU | RedEarth Energy Storage Ltd Troppo-4841 | 2027-04-28
2024-01-19 | HBS10071 | RedEarth Energy Storage Ltd Troppo-4841 (x5) w/ Ningbo Deye Inverter Technology Co SUN-12K-SG04LP3-AU Deye Solarman / Deye Cloud | 16.4 |  |  | RedEarth Energy Storage Ltd | Troppo-4841 | 5 | Ningbo Deye Inverter Technology Co | SUN-12K-SG04LP3-AU | RedEarth Energy Storage Ltd Troppo-4841 | 2027-04-28
2024-01-19 | HBS10072 | RedEarth Energy Storage Ltd Troppo-4841 (x6) w/ Ningbo Deye Inverter Technology Co SUN-12K-SG04LP3-AU Deye Solarman / Deye Cloud | 19.68 |  |  | RedEarth Energy Storage Ltd | Troppo-4841 | 6 | Ningbo Deye Inverter Technology Co | SUN-12K-SG04LP3-AU | RedEarth Energy Storage Ltd Troppo-4841 | 2027-04-28
2024-01-19 | HBS10073 | RedEarth Energy Storage Ltd Troppo-4841 (x7) w/ Ningbo Deye Inverter Technology Co SUN-12K-SG04LP3-AU Deye Solarman / Deye Cloud | 22.96 |  |  | RedEarth Energy Storage Ltd | Troppo-4841 | 7 | Ningbo Deye Inverter Technology Co | SUN-12K-SG04LP3-AU | RedEarth Energy Storage Ltd Troppo-4841 | 2027-04-28
2024-01-19 | HBS10074 | RedEarth Energy Storage Ltd Troppo-4841 (x8) w/ Ningbo Deye Inverter Technology Co SUN-12K-SG04LP3-AU Deye Solarman / Deye Cloud | 26.24 |  |  | RedEarth Energy Storage Ltd | Troppo-4841 | 8 | Ningbo Deye Inverter Technology Co | SUN-12K-SG04LP3-AU | RedEarth Energy Storage Ltd Troppo-4841 | 2027-04-28
2024-01-19 | HBS10075 | RedEarth Energy Storage Ltd Troppo-4841 (x9) w/ Ningbo Deye Inverter Technology Co SUN-12K-SG04LP3-AU Deye Solarman / Deye Cloud | 29.52 |  |  | RedEarth Energy Storage Ltd | Troppo-4841 | 9 | Ningbo Deye Inverter Technology Co | SUN-12K-SG04LP3-AU | RedEarth Energy Storage Ltd Troppo-4841 | 2027-04-28
2024-01-19 | HBS10076 | RedEarth Energy Storage Ltd Troppo-4841 (x10) w/ Ningbo Deye Inverter Technology Co SUN-12K-SG04LP3-AU Deye Solarman / Deye Cloud | 32.8 |  |  | RedEarth Energy Storage Ltd | Troppo-4841 | 10 | Ningbo Deye Inverter Technology Co | SUN-12K-SG04LP3-AU | RedEarth Energy Storage Ltd Troppo-4841 | 2027-04-28
2024-01-19 | HBS10077 | RedEarth Energy Storage Ltd Troppo-4841 (x11) w/ Ningbo Deye Inverter Technology Co SUN-12K-SG04LP3-AU Deye Solarman / Deye Cloud | 36.08 |  |  | RedEarth Energy Storage Ltd | Troppo-4841 | 11 | Ningbo Deye Inverter Technology Co | SUN-12K-SG04LP3-AU | RedEarth Energy Storage Ltd Troppo-4841 | 2027-04-28
2024-01-19 | HBS10078 | RedEarth Energy Storage Ltd Troppo-4841 (x12) w/ Ningbo Deye Inverter Technology Co SUN-12K-SG04LP3-AU Deye Solarman / Deye Cloud | 39.36 |  |  | RedEarth Energy Storage Ltd | Troppo-4841 | 12 | Ningbo Deye Inverter Technology Co | SUN-12K-SG04LP3-AU | RedEarth Energy Storage Ltd Troppo-4841 | 2027-04-28
2024-01-19 | HBS10079 | RedEarth Energy Storage Ltd Troppo-4841 (x13) w/ Ningbo Deye Inverter Technology Co SUN-12K-SG04LP3-AU Deye Solarman / Deye Cloud | 42.64 |  |  | RedEarth Energy Storage Ltd | Troppo-4841 | 13 | Ningbo Deye Inverter Technology Co | SUN-12K-SG04LP3-AU | RedEarth Energy Storage Ltd Troppo-4841 | 2027-04-28
2024-01-19 | HBS10080 | RedEarth Energy Storage Ltd Troppo-4841 (x14) w/ Ningbo Deye Inverter Technology Co SUN-12K-SG04LP3-AU Deye Solarman / Deye Cloud | 45.92 |  |  | RedEarth Energy Storage Ltd | Troppo-4841 | 14 | Ningbo Deye Inverter Technology Co | SUN-12K-SG04LP3-AU | RedEarth Energy Storage Ltd Troppo-4841 | 2027-04-28
2024-01-19 | HBS10081 | RedEarth Energy Storage Ltd Troppo-4841 (x15) w/ Ningbo Deye Inverter Technology Co SUN-12K-SG04LP3-AU Deye Solarman / Deye Cloud | 49.2 |  |  | RedEarth Energy Storage Ltd | Troppo-4841 | 15 | Ningbo Deye Inverter Technology Co | SUN-12K-SG04LP3-AU | RedEarth Energy Storage Ltd Troppo-4841 | 2027-04-28
2024-01-19 | HBS10082 | RedEarth Energy Storage Ltd Troppo-4841 (x16) w/ Ningbo Deye Inverter Technology Co SUN-12K-SG04LP3-AU Deye Solarman / Deye Cloud | 52.48 |  |  | RedEarth Energy Storage Ltd | Troppo-4841 | 16 | Ningbo Deye Inverter Technology Co | SUN-12K-SG04LP3-AU | RedEarth Energy Storage Ltd Troppo-4841 | 2027-04-28
2024-01-19 | HBS10083 | RedEarth Energy Storage Ltd Troppo-4841 (x17) w/ Ningbo Deye Inverter Technology Co SUN-12K-SG04LP3-AU Deye Solarman / Deye Cloud | 55.76 |  |  | RedEarth Energy Storage Ltd | Troppo-4841 | 17 | Ningbo Deye Inverter Technology Co | SUN-12K-SG04LP3-AU | RedEarth Energy Storage Ltd Troppo-4841 | 2027-04-28
2024-01-19 | HBS10084 | RedEarth Energy Storage Ltd Troppo-4841 (x18) w/ Ningbo Deye Inverter Technology Co SUN-12K-SG04LP3-AU Deye Solarman / Deye Cloud | 59.04 |  |  | RedEarth Energy Storage Ltd | Troppo-4841 | 18 | Ningbo Deye Inverter Technology Co | SUN-12K-SG04LP3-AU | RedEarth Energy Storage Ltd Troppo-4841 | 2027-04-28
2024-01-19 | HBS10085 | RedEarth Energy Storage Ltd Troppo-4841 (x19) w/ Ningbo Deye Inverter Technology Co SUN-12K-SG04LP3-AU Deye Solarman / Deye Cloud | 62.32 |  |  | RedEarth Energy Storage Ltd | Troppo-4841 | 19 | Ningbo Deye Inverter Technology Co | SUN-12K-SG04LP3-AU | RedEarth Energy Storage Ltd Troppo-4841 | 2027-04-28
2024-01-19 | HBS10086 | RedEarth Energy Storage Ltd Troppo-4841 (x20) w/ Ningbo Deye Inverter Technology Co SUN-12K-SG04LP3-AU Deye Solarman / Deye Cloud | 65.6 |  |  | RedEarth Energy Storage Ltd | Troppo-4841 | 20 | Ningbo Deye Inverter Technology Co | SUN-12K-SG04LP3-AU | RedEarth Energy Storage Ltd Troppo-4841 | 2027-04-28
2024-01-29 | HBS10087 | Solax Power Network Technology (Zhe jiang) Co Ltd T-BAT HS7.2 (x1) w/ SolaX X1-Hybrid-3.0-D | 6.5 |  |  | Solax Power Network Technology (Zhe jiang) Co Ltd | T-BAT HS7.2 | 1 | SolaX | X1-Hybrid-3.0-D | SolaX Triple Power | 2027-05-24
2024-01-29 | HBS10088 | Solax Power Network Technology (Zhe jiang) Co Ltd T-BAT HS10.8 (x1) w/ SolaX X1-Hybrid-3.0-D | 9.9 |  |  | Solax Power Network Technology (Zhe jiang) Co Ltd | T-BAT HS10.8 | 1 | SolaX | X1-Hybrid-3.0-D | SolaX Triple Power | 2027-05-24
2024-01-29 | HBS10089 | Solax Power Network Technology (Zhe jiang) Co Ltd T-BAT HS14.4 (x1) w/ SolaX X1-Hybrid-3.0-D | 13.3 |  |  | Solax Power Network Technology (Zhe jiang) Co Ltd | T-BAT HS14.4 | 1 | SolaX | X1-Hybrid-3.0-D | SolaX Triple Power | 2027-05-24
2024-01-29 | HBS10090 | Solax Power Network Technology (Zhe jiang) Co Ltd T-BAT HS18.0 (x1) w/ SolaX X1-Hybrid-3.0-D | 16.5 |  |  | Solax Power Network Technology (Zhe jiang) Co Ltd | T-BAT HS18.0 | 1 | SolaX | X1-Hybrid-3.0-D | SolaX Triple Power | 2027-05-24
2024-01-29 | HBS10091 | Solax Power Network Technology (Zhe jiang) Co Ltd T-BAT HS21.6 (x1) w/ SolaX X1-Hybrid-3.0-D | 19.8 |  |  | Solax Power Network Technology (Zhe jiang) Co Ltd | T-BAT HS21.6 | 1 | SolaX | X1-Hybrid-3.0-D | SolaX Triple Power | 2027-05-24
2024-01-29 | HBS10092 | Solax Power Network Technology (Zhe jiang) Co Ltd T-BAT HS25.2 (x1) w/ SolaX X1-Hybrid-3.0-D | 23.2 |  |  | Solax Power Network Technology (Zhe jiang) Co Ltd | T-BAT HS25.2 | 1 | SolaX | X1-Hybrid-3.0-D | SolaX Triple Power | 2027-05-24
2024-01-29 | HBS10093 | Solax Power Network Technology (Zhe jiang) Co Ltd T-BAT HS28.8 (x1) w/ SolaX X1-Hybrid-3.0-D | 26.4 |  |  | Solax Power Network Technology (Zhe jiang) Co Ltd | T-BAT HS28.8 | 1 | SolaX | X1-Hybrid-3.0-D | SolaX Triple Power | 2027-05-24
2024-01-29 | HBS10094 | Solax Power Network Technology (Zhe jiang) Co Ltd T-BAT HS7.2 (x1) w/ SolaX X1-Hybrid-3.0-D Chint DDSU666 | 6.5 |  |  | Solax Power Network Technology (Zhe jiang) Co Ltd | T-BAT HS7.2 | 1 | SolaX | X1-Hybrid-3.0-D | SolaX Triple Power | 2027-05-24
2024-01-29 | HBS10095 | Solax Power Network Technology (Zhe jiang) Co Ltd T-BAT HS10.8 (x1) w/ SolaX X1-Hybrid-3.0-D Chint DDSU666 | 9.9 |  |  | Solax Power Network Technology (Zhe jiang) Co Ltd | T-BAT HS10.8 | 1 | SolaX | X1-Hybrid-3.0-D | SolaX Triple Power | 2027-05-24
2024-01-29 | HBS10096 | Solax Power Network Technology (Zhe jiang) Co Ltd T-BAT HS14.4 (x1) w/ SolaX X1-Hybrid-3.0-D Chint DDSU666 | 13.3 |  |  | Solax Power Network Technology (Zhe jiang) Co Ltd | T-BAT HS14.4 | 1 | SolaX | X1-Hybrid-3.0-D | SolaX Triple Power | 2027-05-24
2024-01-29 | HBS10097 | Solax Power Network Technology (Zhe jiang) Co Ltd T-BAT HS18.0 (x1) w/ SolaX X1-Hybrid-3.0-D Chint DDSU666 | 16.5 |  |  | Solax Power Network Technology (Zhe jiang) Co Ltd | T-BAT HS18.0 | 1 | SolaX | X1-Hybrid-3.0-D | SolaX Triple Power | 2027-05-24
2024-01-29 | HBS10098 | Solax Power Network Technology (Zhe jiang) Co Ltd T-BAT HS21.6 (x1) w/ SolaX X1-Hybrid-3.0-D Chint DDSU666 | 19.8 |  |  | Solax Power Network Technology (Zhe jiang) Co Ltd | T-BAT HS21.6 | 1 | SolaX | X1-Hybrid-3.0-D | SolaX Triple Power | 2027-05-24
2024-01-29 | HBS10099 | Solax Power Network Technology (Zhe jiang) Co Ltd T-BAT HS25.2 (x1) w/ SolaX X1-Hybrid-3.0-D Chint DDSU666 | 23.2 |  |  | Solax Power Network Technology (Zhe jiang) Co Ltd | T-BAT HS25.2 | 1 | SolaX | X1-Hybrid-3.0-D | SolaX Triple Power | 2027-05-24
2024-01-29 | HBS10100 | Solax Power Network Technology (Zhe jiang) Co Ltd T-BAT HS28.8 (x1) w/ SolaX X1-Hybrid-3.0-D Chint DDSU666 | 26.4 |  |  | Solax Power Network Technology (Zhe jiang) Co Ltd | T-BAT HS28.8 | 1 | SolaX | X1-Hybrid-3.0-D | SolaX Triple Power | 2027-05-24
2024-01-29 | HBS10101 | Solax Power Network Technology (Zhe jiang) Co Ltd T-BAT HS7.2 (x1) w/ SolaX X1-Hybrid-3.0-D Chint DDSU666-CT | 6.5 |  |  | Solax Power Network Technology (Zhe jiang) Co Ltd | T-BAT HS7.2 | 1 | SolaX | X1-Hybrid-3.0-D | SolaX Triple Power | 2027-05-24
2024-01-29 | HBS10102 | Solax Power Network Technology (Zhe jiang) Co Ltd T-BAT HS10.8 (x1) w/ SolaX X1-Hybrid-3.0-D Chint DDSU666-CT | 9.9 |  |  | Solax Power Network Technology (Zhe jiang) Co Ltd | T-BAT HS10.8 | 1 | SolaX | X1-Hybrid-3.0-D | SolaX Triple Power | 2027-05-24
2024-01-29 | HBS10103 | Solax Power Network Technology (Zhe jiang) Co Ltd T-BAT HS14.4 (x1) w/ SolaX X1-Hybrid-3.0-D Chint DDSU666-CT | 13.3 |  |  | Solax Power Network Technology (Zhe jiang) Co Ltd | T-BAT HS14.4 | 1 | SolaX | X1-Hybrid-3.0-D | SolaX Triple Power | 2027-05-24
2024-01-29 | HBS10104 | Solax Power Network Technology (Zhe jiang) Co Ltd T-BAT HS18.0 (x1) w/ SolaX X1-Hybrid-3.0-D Chint DDSU666-CT | 16.5 |  |  | Solax Power Network Technology (Zhe jiang) Co Ltd | T-BAT HS18.0 | 1 | SolaX | X1-Hybrid-3.0-D | SolaX Triple Power | 2027-05-24
2024-01-29 | HBS10105 | Solax Power Network Technology (Zhe jiang) Co Ltd T-BAT HS21.6 (x1) w/ SolaX X1-Hybrid-3.0-D Chint DDSU666-CT | 19.8 |  |  | Solax Power Network Technology (Zhe jiang) Co Ltd | T-BAT HS21.6 | 1 | SolaX | X1-Hybrid-3.0-D | SolaX Triple Power | 2027-05-24
2024-01-29 | HBS10106 | Solax Power Network Technology (Zhe jiang) Co Ltd T-BAT HS25.2 (x1) w/ SolaX X1-Hybrid-3.0-D Chint DDSU666-CT | 23.2 |  |  | Solax Power Network Technology (Zhe jiang) Co Ltd | T-BAT HS25.2 | 1 | SolaX | X1-Hybrid-3.0-D | SolaX Triple Power | 2027-05-24
2024-01-29 | HBS10107 | Solax Power Network Technology (Zhe jiang) Co Ltd T-BAT HS28.8 (x1) w/ SolaX X1-Hybrid-3.0-D Chint DDSU666-CT | 26.4 |  |  | Solax Power Network Technology (Zhe jiang) Co Ltd | T-BAT HS28.8 | 1 | SolaX | X1-Hybrid-3.0-D | SolaX Triple Power | 2027-05-24
2024-01-29 | HBS10108 | Solax Power Network Technology (Zhe jiang) Co Ltd T-BAT HS7.2 (x1) w/ SolaX X1-Hybrid-3.7-D | 6.5 |  |  | Solax Power Network Technology (Zhe jiang) Co Ltd | T-BAT HS7.2 | 1 | SolaX | X1-Hybrid-3.7-D | SolaX Triple Power | 2027-05-24
2024-01-29 | HBS10109 | Solax Power Network Technology (Zhe jiang) Co Ltd T-BAT HS10.8 (x1) w/ SolaX X1-Hybrid-3.7-D | 9.9 |  |  | Solax Power Network Technology (Zhe jiang) Co Ltd | T-BAT HS10.8 | 1 | SolaX | X1-Hybrid-3.7-D | SolaX Triple Power | 2027-05-24
2024-01-29 | HBS10110 | Solax Power Network Technology (Zhe jiang) Co Ltd T-BAT HS14.4 (x1) w/ SolaX X1-Hybrid-3.7-D | 13.3 |  |  | Solax Power Network Technology (Zhe jiang) Co Ltd | T-BAT HS14.4 | 1 | SolaX | X1-Hybrid-3.7-D | SolaX Triple Power | 2027-05-24
2024-01-29 | HBS10111 | Solax Power Network Technology (Zhe jiang) Co Ltd T-BAT HS18.0 (x1) w/ SolaX X1-Hybrid-3.7-D | 16.5 |  |  | Solax Power Network Technology (Zhe jiang) Co Ltd | T-BAT HS18.0 | 1 | SolaX | X1-Hybrid-3.7-D | SolaX Triple Power | 2027-05-24
2024-01-29 | HBS10112 | Solax Power Network Technology (Zhe jiang) Co Ltd T-BAT HS21.6 (x1) w/ SolaX X1-Hybrid-3.7-D | 19.8 |  |  | Solax Power Network Technology (Zhe jiang) Co Ltd | T-BAT HS21.6 | 1 | SolaX | X1-Hybrid-3.7-D | SolaX Triple Power | 2027-05-24
2024-01-29 | HBS10113 | Solax Power Network Technology (Zhe jiang) Co Ltd T-BAT HS25.2 (x1) w/ SolaX X1-Hybrid-3.7-D | 23.2 |  |  | Solax Power Network Technology (Zhe jiang) Co Ltd | T-BAT HS25.2 | 1 | SolaX | X1-Hybrid-3.7-D | SolaX Triple Power | 2027-05-24
2024-01-29 | HBS10114 | Solax Power Network Technology (Zhe jiang) Co Ltd T-BAT HS28.8 (x1) w/ SolaX X1-Hybrid-3.7-D | 26.4 |  |  | Solax Power Network Technology (Zhe jiang) Co Ltd | T-BAT HS28.8 | 1 | SolaX | X1-Hybrid-3.7-D | SolaX Triple Power | 2027-05-24
2024-01-29 | HBS10115 | Solax Power Network Technology (Zhe jiang) Co Ltd T-BAT HS7.2 (x1) w/ SolaX X1-Hybrid-3.7-D Chint DDSU666 | 6.5 |  |  | Solax Power Network Technology (Zhe jiang) Co Ltd | T-BAT HS7.2 | 1 | SolaX | X1-Hybrid-3.7-D | SolaX Triple Power | 2027-05-24
2024-01-29 | HBS10116 | Solax Power Network Technology (Zhe jiang) Co Ltd T-BAT HS10.8 (x1) w/ SolaX X1-Hybrid-3.7-D Chint DDSU666 | 9.9 |  |  | Solax Power Network Technology (Zhe jiang) Co Ltd | T-BAT HS10.8 | 1 | SolaX | X1-Hybrid-3.7-D | SolaX Triple Power | 2027-05-24
2024-01-29 | HBS10117 | Solax Power Network Technology (Zhe jiang) Co Ltd T-BAT HS14.4 (x1) w/ SolaX X1-Hybrid-3.7-D Chint DDSU666 | 13.3 |  |  | Solax Power Network Technology (Zhe jiang) Co Ltd | T-BAT HS14.4 | 1 | SolaX | X1-Hybrid-3.7-D | SolaX Triple Power | 2027-05-24
2024-01-29 | HBS10118 | Solax Power Network Technology (Zhe jiang) Co Ltd T-BAT HS18.0 (x1) w/ SolaX X1-Hybrid-3.7-D Chint DDSU666 | 16.5 |  |  | Solax Power Network Technology (Zhe jiang) Co Ltd | T-BAT HS18.0 | 1 | SolaX | X1-Hybrid-3.7-D | SolaX Triple Power | 2027-05-24
2024-01-29 | HBS10119 | Solax Power Network Technology (Zhe jiang) Co Ltd T-BAT HS21.6 (x1) w/ SolaX X1-Hybrid-3.7-D Chint DDSU666 | 19.8 |  |  | Solax Power Network Technology (Zhe jiang) Co Ltd | T-BAT HS21.6 | 1 | SolaX | X1-Hybrid-3.7-D | SolaX Triple Power | 2027-05-24
2024-01-29 | HBS10120 | Solax Power Network Technology (Zhe jiang) Co Ltd T-BAT HS25.2 (x1) w/ SolaX X1-Hybrid-3.7-D Chint DDSU666 | 23.2 |  |  | Solax Power Network Technology (Zhe jiang) Co Ltd | T-BAT HS25.2 | 1 | SolaX | X1-Hybrid-3.7-D | SolaX Triple Power | 2027-05-24
2024-01-29 | HBS10121 | Solax Power Network Technology (Zhe jiang) Co Ltd T-BAT HS28.8 (x1) w/ SolaX X1-Hybrid-3.7-D Chint DDSU666 | 26.4 |  |  | Solax Power Network Technology (Zhe jiang) Co Ltd | T-BAT HS28.8 | 1 | SolaX | X1-Hybrid-3.7-D | SolaX Triple Power | 2027-05-24
2024-01-29 | HBS10122 | Solax Power Network Technology (Zhe jiang) Co Ltd T-BAT HS7.2 (x1) w/ SolaX X1-Hybrid-3.7-D Chint DDSU666-CT | 6.5 |  |  | Solax Power Network Technology (Zhe jiang) Co Ltd | T-BAT HS7.2 | 1 | SolaX | X1-Hybrid-3.7-D | SolaX Triple Power | 2027-05-24
2024-01-29 | HBS10123 | Solax Power Network Technology (Zhe jiang) Co Ltd T-BAT HS10.8 (x1) w/ SolaX X1-Hybrid-3.7-D Chint DDSU666-CT | 9.9 |  |  | Solax Power Network Technology (Zhe jiang) Co Ltd | T-BAT HS10.8 | 1 | SolaX | X1-Hybrid-3.7-D | SolaX Triple Power | 2027-05-24
2024-01-29 | HBS10124 | Solax Power Network Technology (Zhe jiang) Co Ltd T-BAT HS14.4 (x1) w/ SolaX X1-Hybrid-3.7-D Chint DDSU666-CT | 13.3 |  |  | Solax Power Network Technology (Zhe jiang) Co Ltd | T-BAT HS14.4 | 1 | SolaX | X1-Hybrid-3.7-D | SolaX Triple Power | 2027-05-24
2024-01-29 | HBS10125 | Solax Power Network Technology (Zhe jiang) Co Ltd T-BAT HS18.0 (x1) w/ SolaX X1-Hybrid-3.7-D Chint DDSU666-CT | 16.5 |  |  | Solax Power Network Technology (Zhe jiang) Co Ltd | T-BAT HS18.0 | 1 | SolaX | X1-Hybrid-3.7-D | SolaX Triple Power | 2027-05-24
2024-01-29 | HBS10126 | Solax Power Network Technology (Zhe jiang) Co Ltd T-BAT HS21.6 (x1) w/ SolaX X1-Hybrid-3.7-D Chint DDSU666-CT | 19.8 |  |  | Solax Power Network Technology (Zhe jiang) Co Ltd | T-BAT HS21.6 | 1 | SolaX | X1-Hybrid-3.7-D | SolaX Triple Power | 2027-05-24
2024-01-29 | HBS10127 | Solax Power Network Technology (Zhe jiang) Co Ltd T-BAT HS25.2 (x1) w/ SolaX X1-Hybrid-3.7-D Chint DDSU666-CT | 23.2 |  |  | Solax Power Network Technology (Zhe jiang) Co Ltd | T-BAT HS25.2 | 1 | SolaX | X1-Hybrid-3.7-D | SolaX Triple Power | 2027-05-24
2024-01-29 | HBS10128 | Solax Power Network Technology (Zhe jiang) Co Ltd T-BAT HS28.8 (x1) w/ SolaX X1-Hybrid-3.7-D Chint DDSU666-CT | 26.4 |  |  | Solax Power Network Technology (Zhe jiang) Co Ltd | T-BAT HS28.8 | 1 | SolaX | X1-Hybrid-3.7-D | SolaX Triple Power | 2027-05-24
2024-01-29 | HBS10129 | Solax Power Network Technology (Zhe jiang) Co Ltd T-BAT HS7.2 (x1) w/ SolaX X1-Hybrid-5.0-D | 6.5 |  |  | Solax Power Network Technology (Zhe jiang) Co Ltd | T-BAT HS7.2 | 1 | SolaX | X1-Hybrid-5.0-D | SolaX Triple Power | 2027-05-24
2024-01-29 | HBS10130 | Solax Power Network Technology (Zhe jiang) Co Ltd T-BAT HS10.8 (x1) w/ SolaX X1-Hybrid-5.0-D | 9.9 |  |  | Solax Power Network Technology (Zhe jiang) Co Ltd | T-BAT HS10.8 | 1 | SolaX | X1-Hybrid-5.0-D | SolaX Triple Power | 2027-05-24
2024-01-29 | HBS10131 | Solax Power Network Technology (Zhe jiang) Co Ltd T-BAT HS14.4 (x1) w/ SolaX X1-Hybrid-5.0-D | 13.3 |  |  | Solax Power Network Technology (Zhe jiang) Co Ltd | T-BAT HS14.4 | 1 | SolaX | X1-Hybrid-5.0-D | SolaX Triple Power | 2027-05-24
2024-01-29 | HBS10132 | Solax Power Network Technology (Zhe jiang) Co Ltd T-BAT HS18.0 (x1) w/ SolaX X1-Hybrid-5.0-D | 16.5 |  |  | Solax Power Network Technology (Zhe jiang) Co Ltd | T-BAT HS18.0 | 1 | SolaX | X1-Hybrid-5.0-D | SolaX Triple Power | 2027-05-24
2024-01-29 | HBS10133 | Solax Power Network Technology (Zhe jiang) Co Ltd T-BAT HS21.6 (x1) w/ SolaX X1-Hybrid-5.0-D | 19.8 |  |  | Solax Power Network Technology (Zhe jiang) Co Ltd | T-BAT HS21.6 | 1 | SolaX | X1-Hybrid-5.0-D | SolaX Triple Power | 2027-05-24
2024-01-29 | HBS10134 | Solax Power Network Technology (Zhe jiang) Co Ltd T-BAT HS25.2 (x1) w/ SolaX X1-Hybrid-5.0-D | 23.2 |  |  | Solax Power Network Technology (Zhe jiang) Co Ltd | T-BAT HS25.2 | 1 | SolaX | X1-Hybrid-5.0-D | SolaX Triple Power | 2027-05-24
2024-01-29 | HBS10135 | Solax Power Network Technology (Zhe jiang) Co Ltd T-BAT HS28.8 (x1) w/ SolaX X1-Hybrid-5.0-D | 26.4 |  |  | Solax Power Network Technology (Zhe jiang) Co Ltd | T-BAT HS28.8 | 1 | SolaX | X1-Hybrid-5.0-D | SolaX Triple Power | 2027-05-24
2024-01-29 | HBS10136 | Solax Power Network Technology (Zhe jiang) Co Ltd T-BAT HS7.2 (x1) w/ SolaX X1-Hybrid-5.0-D Chint DDSU666 | 6.5 |  |  | Solax Power Network Technology (Zhe jiang) Co Ltd | T-BAT HS7.2 | 1 | SolaX | X1-Hybrid-5.0-D | SolaX Triple Power | 2027-05-24
2024-01-29 | HBS10137 | Solax Power Network Technology (Zhe jiang) Co Ltd T-BAT HS10.8 (x1) w/ SolaX X1-Hybrid-5.0-D Chint DDSU666 | 9.9 |  |  | Solax Power Network Technology (Zhe jiang) Co Ltd | T-BAT HS10.8 | 1 | SolaX | X1-Hybrid-5.0-D | SolaX Triple Power | 2027-05-24
2024-01-29 | HBS10138 | Solax Power Network Technology (Zhe jiang) Co Ltd T-BAT HS14.4 (x1) w/ SolaX X1-Hybrid-5.0-D Chint DDSU666 | 13.3 |  |  | Solax Power Network Technology (Zhe jiang) Co Ltd | T-BAT HS14.4 | 1 | SolaX | X1-Hybrid-5.0-D | SolaX Triple Power | 2027-05-24
2024-01-29 | HBS10139 | Solax Power Network Technology (Zhe jiang) Co Ltd T-BAT HS18.0 (x1) w/ SolaX X1-Hybrid-5.0-D Chint DDSU666 | 16.5 |  |  | Solax Power Network Technology (Zhe jiang) Co Ltd | T-BAT HS18.0 | 1 | SolaX | X1-Hybrid-5.0-D | SolaX Triple Power | 2027-05-24
2024-01-29 | HBS10140 | Solax Power Network Technology (Zhe jiang) Co Ltd T-BAT HS21.6 (x1) w/ SolaX X1-Hybrid-5.0-D Chint DDSU666 | 19.8 |  |  | Solax Power Network Technology (Zhe jiang) Co Ltd | T-BAT HS21.6 | 1 | SolaX | X1-Hybrid-5.0-D | SolaX Triple Power | 2027-05-24
2024-01-29 | HBS10141 | Solax Power Network Technology (Zhe jiang) Co Ltd T-BAT HS25.2 (x1) w/ SolaX X1-Hybrid-5.0-D Chint DDSU666 | 23.2 |  |  | Solax Power Network Technology (Zhe jiang) Co Ltd | T-BAT HS25.2 | 1 | SolaX | X1-Hybrid-5.0-D | SolaX Triple Power | 2027-05-24
2024-01-29 | HBS10142 | Solax Power Network Technology (Zhe jiang) Co Ltd T-BAT HS28.8 (x1) w/ SolaX X1-Hybrid-5.0-D Chint DDSU666 | 26.4 |  |  | Solax Power Network Technology (Zhe jiang) Co Ltd | T-BAT HS28.8 | 1 | SolaX | X1-Hybrid-5.0-D | SolaX Triple Power | 2027-05-24
2024-01-29 | HBS10143 | Solax Power Network Technology (Zhe jiang) Co Ltd T-BAT HS7.2 (x1) w/ SolaX X1-Hybrid-5.0-D Chint DDSU666-CT | 6.5 |  |  | Solax Power Network Technology (Zhe jiang) Co Ltd | T-BAT HS7.2 | 1 | SolaX | X1-Hybrid-5.0-D | SolaX Triple Power | 2027-05-24
2024-01-29 | HBS10144 | Solax Power Network Technology (Zhe jiang) Co Ltd T-BAT HS10.8 (x1) w/ SolaX X1-Hybrid-5.0-D Chint DDSU666-CT | 9.9 |  |  | Solax Power Network Technology (Zhe jiang) Co Ltd | T-BAT HS10.8 | 1 | SolaX | X1-Hybrid-5.0-D | SolaX Triple Power | 2027-05-24
2024-01-29 | HBS10145 | Solax Power Network Technology (Zhe jiang) Co Ltd T-BAT HS14.4 (x1) w/ SolaX X1-Hybrid-5.0-D Chint DDSU666-CT | 13.3 |  |  | Solax Power Network Technology (Zhe jiang) Co Ltd | T-BAT HS14.4 | 1 | SolaX | X1-Hybrid-5.0-D | SolaX Triple Power | 2027-05-24
2024-01-29 | HBS10146 | Solax Power Network Technology (Zhe jiang) Co Ltd T-BAT HS18.0 (x1) w/ SolaX X1-Hybrid-5.0-D Chint DDSU666-CT | 16.5 |  |  | Solax Power Network Technology (Zhe jiang) Co Ltd | T-BAT HS18.0 | 1 | SolaX | X1-Hybrid-5.0-D | SolaX Triple Power | 2027-05-24
2024-01-29 | HBS10147 | Solax Power Network Technology (Zhe jiang) Co Ltd T-BAT HS21.6 (x1) w/ SolaX X1-Hybrid-5.0-D Chint DDSU666-CT | 19.8 |  |  | Solax Power Network Technology (Zhe jiang) Co Ltd | T-BAT HS21.6 | 1 | SolaX | X1-Hybrid-5.0-D | SolaX Triple Power | 2027-05-24
2024-01-29 | HBS10148 | Solax Power Network Technology (Zhe jiang) Co Ltd T-BAT HS25.2 (x1) w/ SolaX X1-Hybrid-5.0-D Chint DDSU666-CT | 23.2 |  |  | Solax Power Network Technology (Zhe jiang) Co Ltd | T-BAT HS25.2 | 1 | SolaX | X1-Hybrid-5.0-D | SolaX Triple Power | 2027-05-24
2024-01-29 | HBS10149 | Solax Power Network Technology (Zhe jiang) Co Ltd T-BAT HS28.8 (x1) w/ SolaX X1-Hybrid-5.0-D Chint DDSU666-CT | 26.4 |  |  | Solax Power Network Technology (Zhe jiang) Co Ltd | T-BAT HS28.8 | 1 | SolaX | X1-Hybrid-5.0-D | SolaX Triple Power | 2027-05-24
2024-01-29 | HBS10150 | Solax Power Network Technology (Zhe jiang) Co Ltd T-BAT HS7.2 (x1) w/ SolaX X1-Hybrid-6.0-D | 6.5 |  |  | Solax Power Network Technology (Zhe jiang) Co Ltd | T-BAT HS7.2 | 1 | SolaX | X1-Hybrid-6.0-D | SolaX Triple Power | 2027-05-24
2024-01-29 | HBS10151 | Solax Power Network Technology (Zhe jiang) Co Ltd T-BAT HS10.8 (x1) w/ SolaX X1-Hybrid-6.0-D | 9.9 |  |  | Solax Power Network Technology (Zhe jiang) Co Ltd | T-BAT HS10.8 | 1 | SolaX | X1-Hybrid-6.0-D | SolaX Triple Power | 2027-05-24
2024-01-29 | HBS10152 | Solax Power Network Technology (Zhe jiang) Co Ltd T-BAT HS14.4 (x1) w/ SolaX X1-Hybrid-6.0-D | 13.3 |  |  | Solax Power Network Technology (Zhe jiang) Co Ltd | T-BAT HS14.4 | 1 | SolaX | X1-Hybrid-6.0-D | SolaX Triple Power | 2027-05-24
2024-01-29 | HBS10153 | Solax Power Network Technology (Zhe jiang) Co Ltd T-BAT HS18.0 (x1) w/ SolaX X1-Hybrid-6.0-D | 16.5 |  |  | Solax Power Network Technology (Zhe jiang) Co Ltd | T-BAT HS18.0 | 1 | SolaX | X1-Hybrid-6.0-D | SolaX Triple Power | 2027-05-24
2024-01-29 | HBS10154 | Solax Power Network Technology (Zhe jiang) Co Ltd T-BAT HS21.6 (x1) w/ SolaX X1-Hybrid-6.0-D | 19.8 |  |  | Solax Power Network Technology (Zhe jiang) Co Ltd | T-BAT HS21.6 | 1 | SolaX | X1-Hybrid-6.0-D | SolaX Triple Power | 2027-05-24
2024-01-29 | HBS10155 | Solax Power Network Technology (Zhe jiang) Co Ltd T-BAT HS25.2 (x1) w/ SolaX X1-Hybrid-6.0-D | 23.2 |  |  | Solax Power Network Technology (Zhe jiang) Co Ltd | T-BAT HS25.2 | 1 | SolaX | X1-Hybrid-6.0-D | SolaX Triple Power | 2027-05-24
2024-01-29 | HBS10156 | Solax Power Network Technology (Zhe jiang) Co Ltd T-BAT HS28.8 (x1) w/ SolaX X1-Hybrid-6.0-D | 26.4 |  |  | Solax Power Network Technology (Zhe jiang) Co Ltd | T-BAT HS28.8 | 1 | SolaX | X1-Hybrid-6.0-D | SolaX Triple Power | 2027-05-24
2024-01-29 | HBS10157 | Solax Power Network Technology (Zhe jiang) Co Ltd T-BAT HS7.2 (x1) w/ SolaX X1-Hybrid-6.0-D Chint DDSU666 | 6.5 |  |  | Solax Power Network Technology (Zhe jiang) Co Ltd | T-BAT HS7.2 | 1 | SolaX | X1-Hybrid-6.0-D | SolaX Triple Power | 2027-05-24
2024-01-29 | HBS10158 | Solax Power Network Technology (Zhe jiang) Co Ltd T-BAT HS10.8 (x1) w/ SolaX X1-Hybrid-6.0-D Chint DDSU666 | 9.9 |  |  | Solax Power Network Technology (Zhe jiang) Co Ltd | T-BAT HS10.8 | 1 | SolaX | X1-Hybrid-6.0-D | SolaX Triple Power | 2027-05-24
2024-01-29 | HBS10159 | Solax Power Network Technology (Zhe jiang) Co Ltd T-BAT HS14.4 (x1) w/ SolaX X1-Hybrid-6.0-D Chint DDSU666 | 13.3 |  |  | Solax Power Network Technology (Zhe jiang) Co Ltd | T-BAT HS14.4 | 1 | SolaX | X1-Hybrid-6.0-D | SolaX Triple Power | 2027-05-24
2024-01-29 | HBS10160 | Solax Power Network Technology (Zhe jiang) Co Ltd T-BAT HS18.0 (x1) w/ SolaX X1-Hybrid-6.0-D Chint DDSU666 | 16.5 |  |  | Solax Power Network Technology (Zhe jiang) Co Ltd | T-BAT HS18.0 | 1 | SolaX | X1-Hybrid-6.0-D | SolaX Triple Power | 2027-05-24
2024-01-29 | HBS10161 | Solax Power Network Technology (Zhe jiang) Co Ltd T-BAT HS21.6 (x1) w/ SolaX X1-Hybrid-6.0-D Chint DDSU666 | 19.8 |  |  | Solax Power Network Technology (Zhe jiang) Co Ltd | T-BAT HS21.6 | 1 | SolaX | X1-Hybrid-6.0-D | SolaX Triple Power | 2027-05-24
2024-01-29 | HBS10162 | Solax Power Network Technology (Zhe jiang) Co Ltd T-BAT HS25.2 (x1) w/ SolaX X1-Hybrid-6.0-D Chint DDSU666 | 23.2 |  |  | Solax Power Network Technology (Zhe jiang) Co Ltd | T-BAT HS25.2 | 1 | SolaX | X1-Hybrid-6.0-D | SolaX Triple Power | 2027-05-24
2024-01-29 | HBS10163 | Solax Power Network Technology (Zhe jiang) Co Ltd T-BAT HS28.8 (x1) w/ SolaX X1-Hybrid-6.0-D Chint DDSU666 | 26.4 |  |  | Solax Power Network Technology (Zhe jiang) Co Ltd | T-BAT HS28.8 | 1 | SolaX | X1-Hybrid-6.0-D | SolaX Triple Power | 2027-05-24
2024-01-29 | HBS10164 | Solax Power Network Technology (Zhe jiang) Co Ltd T-BAT HS7.2 (x1) w/ SolaX X1-Hybrid-6.0-D Chint DDSU666-CT | 6.5 |  |  | Solax Power Network Technology (Zhe jiang) Co Ltd | T-BAT HS7.2 | 1 | SolaX | X1-Hybrid-6.0-D | SolaX Triple Power | 2027-05-24
2024-01-29 | HBS10165 | Solax Power Network Technology (Zhe jiang) Co Ltd T-BAT HS10.8 (x1) w/ SolaX X1-Hybrid-6.0-D Chint DDSU666-CT | 9.9 |  |  | Solax Power Network Technology (Zhe jiang) Co Ltd | T-BAT HS10.8 | 1 | SolaX | X1-Hybrid-6.0-D | SolaX Triple Power | 2027-05-24
2024-01-29 | HBS10166 | Solax Power Network Technology (Zhe jiang) Co Ltd T-BAT HS14.4 (x1) w/ SolaX X1-Hybrid-6.0-D Chint DDSU666-CT | 13.3 |  |  | Solax Power Network Technology (Zhe jiang) Co Ltd | T-BAT HS14.4 | 1 | SolaX | X1-Hybrid-6.0-D | SolaX Triple Power | 2027-05-24
2024-01-29 | HBS10167 | Solax Power Network Technology (Zhe jiang) Co Ltd T-BAT HS18.0 (x1) w/ SolaX X1-Hybrid-6.0-D Chint DDSU666-CT | 16.5 |  |  | Solax Power Network Technology (Zhe jiang) Co Ltd | T-BAT HS18.0 | 1 | SolaX | X1-Hybrid-6.0-D | SolaX Triple Power | 2027-05-24
2024-01-29 | HBS10168 | Solax Power Network Technology (Zhe jiang) Co Ltd T-BAT HS21.6 (x1) w/ SolaX X1-Hybrid-6.0-D Chint DDSU666-CT | 19.8 |  |  | Solax Power Network Technology (Zhe jiang) Co Ltd | T-BAT HS21.6 | 1 | SolaX | X1-Hybrid-6.0-D | SolaX Triple Power | 2027-05-24
2024-01-29 | HBS10169 | Solax Power Network Technology (Zhe jiang) Co Ltd T-BAT HS25.2 (x1) w/ SolaX X1-Hybrid-6.0-D Chint DDSU666-CT | 23.2 |  |  | Solax Power Network Technology (Zhe jiang) Co Ltd | T-BAT HS25.2 | 1 | SolaX | X1-Hybrid-6.0-D | SolaX Triple Power | 2027-05-24
2024-01-29 | HBS10170 | Solax Power Network Technology (Zhe jiang) Co Ltd T-BAT HS28.8 (x1) w/ SolaX X1-Hybrid-6.0-D Chint DDSU666-CT | 26.4 |  |  | Solax Power Network Technology (Zhe jiang) Co Ltd | T-BAT HS28.8 | 1 | SolaX | X1-Hybrid-6.0-D | SolaX Triple Power | 2027-05-24
2024-01-29 | HBS10171 | Solax Power Network Technology (Zhe jiang) Co Ltd T-BAT HS7.2 (x1) w/ SolaX X1-Hybrid-7.5-D | 6.5 |  |  | Solax Power Network Technology (Zhe jiang) Co Ltd | T-BAT HS7.2 | 1 | SolaX | X1-Hybrid-7.5-D | SolaX Triple Power | 2027-05-24
2024-01-29 | HBS10172 | Solax Power Network Technology (Zhe jiang) Co Ltd T-BAT HS10.8 (x1) w/ SolaX X1-Hybrid-7.5-D | 9.9 |  |  | Solax Power Network Technology (Zhe jiang) Co Ltd | T-BAT HS10.8 | 1 | SolaX | X1-Hybrid-7.5-D | SolaX Triple Power | 2027-05-24
2024-01-29 | HBS10173 | Solax Power Network Technology (Zhe jiang) Co Ltd T-BAT HS14.4 (x1) w/ SolaX X1-Hybrid-7.5-D | 13.3 |  |  | Solax Power Network Technology (Zhe jiang) Co Ltd | T-BAT HS14.4 | 1 | SolaX | X1-Hybrid-7.5-D | SolaX Triple Power | 2027-05-24
2024-01-29 | HBS10174 | Solax Power Network Technology (Zhe jiang) Co Ltd T-BAT HS18.0 (x1) w/ SolaX X1-Hybrid-7.5-D | 16.5 |  |  | Solax Power Network Technology (Zhe jiang) Co Ltd | T-BAT HS18.0 | 1 | SolaX | X1-Hybrid-7.5-D | SolaX Triple Power | 2027-05-24
2024-01-29 | HBS10175 | Solax Power Network Technology (Zhe jiang) Co Ltd T-BAT HS21.6 (x1) w/ SolaX X1-Hybrid-7.5-D | 19.8 |  |  | Solax Power Network Technology (Zhe jiang) Co Ltd | T-BAT HS21.6 | 1 | SolaX | X1-Hybrid-7.5-D | SolaX Triple Power | 2027-05-24
2024-01-29 | HBS10176 | Solax Power Network Technology (Zhe jiang) Co Ltd T-BAT HS25.2 (x1) w/ SolaX X1-Hybrid-7.5-D | 23.2 |  |  | Solax Power Network Technology (Zhe jiang) Co Ltd | T-BAT HS25.2 | 1 | SolaX | X1-Hybrid-7.5-D | SolaX Triple Power | 2027-05-24
2024-01-29 | HBS10177 | Solax Power Network Technology (Zhe jiang) Co Ltd T-BAT HS28.8 (x1) w/ SolaX X1-Hybrid-7.5-D | 26.4 |  |  | Solax Power Network Technology (Zhe jiang) Co Ltd | T-BAT HS28.8 | 1 | SolaX | X1-Hybrid-7.5-D | SolaX Triple Power | 2027-05-24
2024-01-29 | HBS10178 | Solax Power Network Technology (Zhe jiang) Co Ltd T-BAT HS7.2 (x1) w/ SolaX X1-Hybrid-7.5-D Chint DDSU666 | 6.5 |  |  | Solax Power Network Technology (Zhe jiang) Co Ltd | T-BAT HS7.2 | 1 | SolaX | X1-Hybrid-7.5-D | SolaX Triple Power | 2027-05-24
2024-01-29 | HBS10179 | Solax Power Network Technology (Zhe jiang) Co Ltd T-BAT HS10.8 (x1) w/ SolaX X1-Hybrid-7.5-D Chint DDSU666 | 9.9 |  |  | Solax Power Network Technology (Zhe jiang) Co Ltd | T-BAT HS10.8 | 1 | SolaX | X1-Hybrid-7.5-D | SolaX Triple Power | 2027-05-24
2024-01-29 | HBS10180 | Solax Power Network Technology (Zhe jiang) Co Ltd T-BAT HS14.4 (x1) w/ SolaX X1-Hybrid-7.5-D Chint DDSU666 | 13.3 |  |  | Solax Power Network Technology (Zhe jiang) Co Ltd | T-BAT HS14.4 | 1 | SolaX | X1-Hybrid-7.5-D | SolaX Triple Power | 2027-05-24
2024-01-29 | HBS10181 | Solax Power Network Technology (Zhe jiang) Co Ltd T-BAT HS18.0 (x1) w/ SolaX X1-Hybrid-7.5-D Chint DDSU666 | 16.5 |  |  | Solax Power Network Technology (Zhe jiang) Co Ltd | T-BAT HS18.0 | 1 | SolaX | X1-Hybrid-7.5-D | SolaX Triple Power | 2027-05-24
2024-01-29 | HBS10182 | Solax Power Network Technology (Zhe jiang) Co Ltd T-BAT HS21.6 (x1) w/ SolaX X1-Hybrid-7.5-D Chint DDSU666 | 19.8 |  |  | Solax Power Network Technology (Zhe jiang) Co Ltd | T-BAT HS21.6 | 1 | SolaX | X1-Hybrid-7.5-D | SolaX Triple Power | 2027-05-24
2024-01-29 | HBS10183 | Solax Power Network Technology (Zhe jiang) Co Ltd T-BAT HS25.2 (x1) w/ SolaX X1-Hybrid-7.5-D Chint DDSU666 | 23.2 |  |  | Solax Power Network Technology (Zhe jiang) Co Ltd | T-BAT HS25.2 | 1 | SolaX | X1-Hybrid-7.5-D | SolaX Triple Power | 2027-05-24
2024-01-29 | HBS10184 | Solax Power Network Technology (Zhe jiang) Co Ltd T-BAT HS28.8 (x1) w/ SolaX X1-Hybrid-7.5-D Chint DDSU666 | 26.4 |  |  | Solax Power Network Technology (Zhe jiang) Co Ltd | T-BAT HS28.8 | 1 | SolaX | X1-Hybrid-7.5-D | SolaX Triple Power | 2027-05-24
2024-01-29 | HBS10185 | Solax Power Network Technology (Zhe jiang) Co Ltd T-BAT HS7.2 (x1) w/ SolaX X1-Hybrid-7.5-D Chint DDSU666-CT | 6.5 |  |  | Solax Power Network Technology (Zhe jiang) Co Ltd | T-BAT HS7.2 | 1 | SolaX | X1-Hybrid-7.5-D | SolaX Triple Power | 2027-05-24
2024-01-29 | HBS10186 | Solax Power Network Technology (Zhe jiang) Co Ltd T-BAT HS10.8 (x1) w/ SolaX X1-Hybrid-7.5-D Chint DDSU666-CT | 9.9 |  |  | Solax Power Network Technology (Zhe jiang) Co Ltd | T-BAT HS10.8 | 1 | SolaX | X1-Hybrid-7.5-D | SolaX Triple Power | 2027-05-24
2024-01-29 | HBS10187 | Solax Power Network Technology (Zhe jiang) Co Ltd T-BAT HS14.4 (x1) w/ SolaX X1-Hybrid-7.5-D Chint DDSU666-CT | 13.3 |  |  | Solax Power Network Technology (Zhe jiang) Co Ltd | T-BAT HS14.4 | 1 | SolaX | X1-Hybrid-7.5-D | SolaX Triple Power | 2027-05-24
2024-01-29 | HBS10188 | Solax Power Network Technology (Zhe jiang) Co Ltd T-BAT HS18.0 (x1) w/ SolaX X1-Hybrid-7.5-D Chint DDSU666-CT | 16.5 |  |  | Solax Power Network Technology (Zhe jiang) Co Ltd | T-BAT HS18.0 | 1 | SolaX | X1-Hybrid-7.5-D | SolaX Triple Power | 2027-05-24
2024-01-29 | HBS10189 | Solax Power Network Technology (Zhe jiang) Co Ltd T-BAT HS21.6 (x1) w/ SolaX X1-Hybrid-7.5-D Chint DDSU666-CT | 19.8 |  |  | Solax Power Network Technology (Zhe jiang) Co Ltd | T-BAT HS21.6 | 1 | SolaX | X1-Hybrid-7.5-D | SolaX Triple Power | 2027-05-24
2024-01-29 | HBS10190 | Solax Power Network Technology (Zhe jiang) Co Ltd T-BAT HS25.2 (x1) w/ SolaX X1-Hybrid-7.5-D Chint DDSU666-CT | 23.2 |  |  | Solax Power Network Technology (Zhe jiang) Co Ltd | T-BAT HS25.2 | 1 | SolaX | X1-Hybrid-7.5-D | SolaX Triple Power | 2027-05-24
2024-01-29 | HBS10191 | Solax Power Network Technology (Zhe jiang) Co Ltd T-BAT HS28.8 (x1) w/ SolaX X1-Hybrid-7.5-D Chint DDSU666-CT | 26.4 |  |  | Solax Power Network Technology (Zhe jiang) Co Ltd | T-BAT HS28.8 | 1 | SolaX | X1-Hybrid-7.5-D | SolaX Triple Power | 2027-05-24
2024-01-29 | HBS10192 | Solax Power Network Technology (Zhe jiang) Co Ltd T-BAT HS10.8 (x1) w/ SolaX X3-Hybrid-5.0-D | 9.9 |  |  | Solax Power Network Technology (Zhe jiang) Co Ltd | T-BAT HS10.8 | 1 | SolaX | X3-Hybrid-5.0-D |  | 2026-09-08
2024-01-29 | HBS10193 | Solax Power Network Technology (Zhe jiang) Co Ltd T-BAT HS14.4 (x1) w/ SolaX X3-Hybrid-5.0-D | 13.3 |  |  | Solax Power Network Technology (Zhe jiang) Co Ltd | T-BAT HS14.4 | 1 | SolaX | X3-Hybrid-5.0-D |  | 2026-09-08
2024-01-29 | HBS10194 | Solax Power Network Technology (Zhe jiang) Co Ltd T-BAT HS18.0 (x1) w/ SolaX X3-Hybrid-5.0-D | 16.5 |  |  | Solax Power Network Technology (Zhe jiang) Co Ltd | T-BAT HS18.0 | 1 | SolaX | X3-Hybrid-5.0-D |  | 2026-09-08
2024-01-29 | HBS10195 | Solax Power Network Technology (Zhe jiang) Co Ltd T-BAT HS21.6 (x1) w/ SolaX X3-Hybrid-5.0-D | 19.8 |  |  | Solax Power Network Technology (Zhe jiang) Co Ltd | T-BAT HS21.6 | 1 | SolaX | X3-Hybrid-5.0-D |  | 2026-09-08
2024-01-29 | HBS10196 | Solax Power Network Technology (Zhe jiang) Co Ltd T-BAT HS25.2 (x1) w/ SolaX X3-Hybrid-5.0-D | 23.2 |  |  | Solax Power Network Technology (Zhe jiang) Co Ltd | T-BAT HS25.2 | 1 | SolaX | X3-Hybrid-5.0-D |  | 2026-09-08
2024-01-29 | HBS10197 | Solax Power Network Technology (Zhe jiang) Co Ltd T-BAT HS28.8 (x1) w/ SolaX X3-Hybrid-5.0-D | 26.4 |  |  | Solax Power Network Technology (Zhe jiang) Co Ltd | T-BAT HS28.8 | 1 | SolaX | X3-Hybrid-5.0-D |  | 2026-09-08
2024-01-29 | HBS10198 | Solax Power Network Technology (Zhe jiang) Co Ltd T-BAT HS32.4 (x1) w/ SolaX X3-Hybrid-5.0-D | 29.7 |  |  | Solax Power Network Technology (Zhe jiang) Co Ltd | T-BAT HS32.4 | 1 | SolaX | X3-Hybrid-5.0-D |  | 2026-09-08
2024-01-29 | HBS10199 | Solax Power Network Technology (Zhe jiang) Co Ltd T-BAT HS36.0 (x1) w/ SolaX X3-Hybrid-5.0-D | 33.1 |  |  | Solax Power Network Technology (Zhe jiang) Co Ltd | T-BAT HS36.0 | 1 | SolaX | X3-Hybrid-5.0-D |  | 2026-09-08
2024-01-29 | HBS10200 | Solax Power Network Technology (Zhe jiang) Co Ltd T-BAT HS39.6 (x1) w/ SolaX X3-Hybrid-5.0-D | 36.4 |  |  | Solax Power Network Technology (Zhe jiang) Co Ltd | T-BAT HS39.6 | 1 | SolaX | X3-Hybrid-5.0-D |  | 2026-09-08
2024-01-29 | HBS10201 | Solax Power Network Technology (Zhe jiang) Co Ltd T-BAT HS43.2 (x1) w/ SolaX X3-Hybrid-5.0-D | 39.7 |  |  | Solax Power Network Technology (Zhe jiang) Co Ltd | T-BAT HS43.2 | 1 | SolaX | X3-Hybrid-5.0-D |  | 2026-09-08
2024-01-29 | HBS10202 | Solax Power Network Technology (Zhe jiang) Co Ltd T-BAT HS46.8 (x1) w/ SolaX X3-Hybrid-5.0-D | 43.1 |  |  | Solax Power Network Technology (Zhe jiang) Co Ltd | T-BAT HS46.8 | 1 | SolaX | X3-Hybrid-5.0-D |  | 2026-09-08
2024-01-29 | HBS10203 | Solax Power Network Technology (Zhe jiang) Co Ltd T-BAT HS10.8 (x1) w/ SolaX X3-Hybrid-5.0-D Chint DTSU666 | 9.9 |  |  | Solax Power Network Technology (Zhe jiang) Co Ltd | T-BAT HS10.8 | 1 | SolaX | X3-Hybrid-5.0-D |  | 2026-09-08
2024-01-29 | HBS10204 | Solax Power Network Technology (Zhe jiang) Co Ltd T-BAT HS14.4 (x1) w/ SolaX X3-Hybrid-5.0-D Chint DTSU666 | 13.3 |  |  | Solax Power Network Technology (Zhe jiang) Co Ltd | T-BAT HS14.4 | 1 | SolaX | X3-Hybrid-5.0-D |  | 2026-09-08
2024-01-29 | HBS10205 | Solax Power Network Technology (Zhe jiang) Co Ltd T-BAT HS18.0 (x1) w/ SolaX X3-Hybrid-5.0-D Chint DTSU666 | 16.5 |  |  | Solax Power Network Technology (Zhe jiang) Co Ltd | T-BAT HS18.0 | 1 | SolaX | X3-Hybrid-5.0-D |  | 2026-09-08
2024-01-29 | HBS10206 | Solax Power Network Technology (Zhe jiang) Co Ltd T-BAT HS21.6 (x1) w/ SolaX X3-Hybrid-5.0-D Chint DTSU666 | 19.8 |  |  | Solax Power Network Technology (Zhe jiang) Co Ltd | T-BAT HS21.6 | 1 | SolaX | X3-Hybrid-5.0-D |  | 2026-09-08
2024-01-29 | HBS10207 | Solax Power Network Technology (Zhe jiang) Co Ltd T-BAT HS25.2 (x1) w/ SolaX X3-Hybrid-5.0-D Chint DTSU666 | 23.2 |  |  | Solax Power Network Technology (Zhe jiang) Co Ltd | T-BAT HS25.2 | 1 | SolaX | X3-Hybrid-5.0-D |  | 2026-09-08
2024-01-29 | HBS10208 | Solax Power Network Technology (Zhe jiang) Co Ltd T-BAT HS28.8 (x1) w/ SolaX X3-Hybrid-5.0-D Chint DTSU666 | 26.4 |  |  | Solax Power Network Technology (Zhe jiang) Co Ltd | T-BAT HS28.8 | 1 | SolaX | X3-Hybrid-5.0-D |  | 2026-09-08
2024-01-29 | HBS10209 | Solax Power Network Technology (Zhe jiang) Co Ltd T-BAT HS32.4 (x1) w/ SolaX X3-Hybrid-5.0-D Chint DTSU666 | 29.7 |  |  | Solax Power Network Technology (Zhe jiang) Co Ltd | T-BAT HS32.4 | 1 | SolaX | X3-Hybrid-5.0-D |  | 2026-09-08
2024-01-29 | HBS10210 | Solax Power Network Technology (Zhe jiang) Co Ltd T-BAT HS36.0 (x1) w/ SolaX X3-Hybrid-5.0-D Chint DTSU666 | 33.1 |  |  | Solax Power Network Technology (Zhe jiang) Co Ltd | T-BAT HS36.0 | 1 | SolaX | X3-Hybrid-5.0-D |  | 2026-09-08
2024-01-29 | HBS10211 | Solax Power Network Technology (Zhe jiang) Co Ltd T-BAT HS39.6 (x1) w/ SolaX X3-Hybrid-5.0-D Chint DTSU666 | 36.4 |  |  | Solax Power Network Technology (Zhe jiang) Co Ltd | T-BAT HS39.6 | 1 | SolaX | X3-Hybrid-5.0-D |  | 2026-09-08
2024-01-29 | HBS10212 | Solax Power Network Technology (Zhe jiang) Co Ltd T-BAT HS43.2 (x1) w/ SolaX X3-Hybrid-5.0-D Chint DTSU666 | 39.7 |  |  | Solax Power Network Technology (Zhe jiang) Co Ltd | T-BAT HS43.2 | 1 | SolaX | X3-Hybrid-5.0-D |  | 2026-09-08
2024-01-29 | HBS10213 | Solax Power Network Technology (Zhe jiang) Co Ltd T-BAT HS46.8 (x1) w/ SolaX X3-Hybrid-5.0-D Chint DTSU666 | 43.1 |  |  | Solax Power Network Technology (Zhe jiang) Co Ltd | T-BAT HS46.8 | 1 | SolaX | X3-Hybrid-5.0-D |  | 2026-09-08
2024-01-29 | HBS10214 | Solax Power Network Technology (Zhe jiang) Co Ltd T-BAT HS10.8 (x1) w/ SolaX X3-Hybrid-5.0-D Chint DTSU66-CT | 9.9 |  |  | Solax Power Network Technology (Zhe jiang) Co Ltd | T-BAT HS10.8 | 1 | SolaX | X3-Hybrid-5.0-D |  | 2026-09-08
2024-01-29 | HBS10215 | Solax Power Network Technology (Zhe jiang) Co Ltd T-BAT HS14.4 (x1) w/ SolaX X3-Hybrid-5.0-D Chint DTSU66-CT | 13.3 |  |  | Solax Power Network Technology (Zhe jiang) Co Ltd | T-BAT HS14.4 | 1 | SolaX | X3-Hybrid-5.0-D |  | 2026-09-08
2024-01-29 | HBS10216 | Solax Power Network Technology (Zhe jiang) Co Ltd T-BAT HS18.0 (x1) w/ SolaX X3-Hybrid-5.0-D Chint DTSU66-CT | 16.5 |  |  | Solax Power Network Technology (Zhe jiang) Co Ltd | T-BAT HS18.0 | 1 | SolaX | X3-Hybrid-5.0-D |  | 2026-09-08
2024-01-29 | HBS10217 | Solax Power Network Technology (Zhe jiang) Co Ltd T-BAT HS21.6 (x1) w/ SolaX X3-Hybrid-5.0-D Chint DTSU66-CT | 19.8 |  |  | Solax Power Network Technology (Zhe jiang) Co Ltd | T-BAT HS21.6 | 1 | SolaX | X3-Hybrid-5.0-D |  | 2026-09-08
2024-01-29 | HBS10218 | Solax Power Network Technology (Zhe jiang) Co Ltd T-BAT HS25.2 (x1) w/ SolaX X3-Hybrid-5.0-D Chint DTSU66-CT | 23.2 |  |  | Solax Power Network Technology (Zhe jiang) Co Ltd | T-BAT HS25.2 | 1 | SolaX | X3-Hybrid-5.0-D |  | 2026-09-08
2024-01-29 | HBS10219 | Solax Power Network Technology (Zhe jiang) Co Ltd T-BAT HS28.8 (x1) w/ SolaX X3-Hybrid-5.0-D Chint DTSU66-CT | 26.4 |  |  | Solax Power Network Technology (Zhe jiang) Co Ltd | T-BAT HS28.8 | 1 | SolaX | X3-Hybrid-5.0-D |  | 2026-09-08
2024-01-29 | HBS10220 | Solax Power Network Technology (Zhe jiang) Co Ltd T-BAT HS32.4 (x1) w/ SolaX X3-Hybrid-5.0-D Chint DTSU66-CT | 29.7 |  |  | Solax Power Network Technology (Zhe jiang) Co Ltd | T-BAT HS32.4 | 1 | SolaX | X3-Hybrid-5.0-D |  | 2026-09-08
2024-01-29 | HBS10221 | Solax Power Network Technology (Zhe jiang) Co Ltd T-BAT HS36.0 (x1) w/ SolaX X3-Hybrid-5.0-D Chint DTSU66-CT | 33.1 |  |  | Solax Power Network Technology (Zhe jiang) Co Ltd | T-BAT HS36.0 | 1 | SolaX | X3-Hybrid-5.0-D |  | 2026-09-08
2024-01-29 | HBS10222 | Solax Power Network Technology (Zhe jiang) Co Ltd T-BAT HS39.6 (x1) w/ SolaX X3-Hybrid-5.0-D Chint DTSU66-CT | 36.4 |  |  | Solax Power Network Technology (Zhe jiang) Co Ltd | T-BAT HS39.6 | 1 | SolaX | X3-Hybrid-5.0-D |  | 2026-09-08
2024-01-29 | HBS10223 | Solax Power Network Technology (Zhe jiang) Co Ltd T-BAT HS43.2 (x1) w/ SolaX X3-Hybrid-5.0-D Chint DTSU66-CT | 39.7 |  |  | Solax Power Network Technology (Zhe jiang) Co Ltd | T-BAT HS43.2 | 1 | SolaX | X3-Hybrid-5.0-D |  | 2026-09-08
2024-01-29 | HBS10224 | Solax Power Network Technology (Zhe jiang) Co Ltd T-BAT HS46.8 (x1) w/ SolaX X3-Hybrid-5.0-D Chint DTSU66-CT | 43.1 |  |  | Solax Power Network Technology (Zhe jiang) Co Ltd | T-BAT HS46.8 | 1 | SolaX | X3-Hybrid-5.0-D |  | 2026-09-08
2024-01-29 | HBS10225 | Solax Power Network Technology (Zhe jiang) Co Ltd T-BAT HS10.8 (x1) w/ SolaX X3-Hybrid-6.0-D | 9.9 |  |  | Solax Power Network Technology (Zhe jiang) Co Ltd | T-BAT HS10.8 | 1 | SolaX | X3-Hybrid-6.0-D |  | 2026-09-08
2024-01-29 | HBS10226 | Solax Power Network Technology (Zhe jiang) Co Ltd T-BAT HS14.4 (x1) w/ SolaX X3-Hybrid-6.0-D | 13.3 |  |  | Solax Power Network Technology (Zhe jiang) Co Ltd | T-BAT HS14.4 | 1 | SolaX | X3-Hybrid-6.0-D |  | 2026-09-08
2024-01-29 | HBS10227 | Solax Power Network Technology (Zhe jiang) Co Ltd T-BAT HS18.0 (x1) w/ SolaX X3-Hybrid-6.0-D | 16.5 |  |  | Solax Power Network Technology (Zhe jiang) Co Ltd | T-BAT HS18.0 | 1 | SolaX | X3-Hybrid-6.0-D |  | 2026-09-08
2024-01-29 | HBS10228 | Solax Power Network Technology (Zhe jiang) Co Ltd T-BAT HS21.6 (x1) w/ SolaX X3-Hybrid-6.0-D | 19.8 |  |  | Solax Power Network Technology (Zhe jiang) Co Ltd | T-BAT HS21.6 | 1 | SolaX | X3-Hybrid-6.0-D |  | 2026-09-08
2024-01-29 | HBS10229 | Solax Power Network Technology (Zhe jiang) Co Ltd T-BAT HS25.2 (x1) w/ SolaX X3-Hybrid-6.0-D | 23.2 |  |  | Solax Power Network Technology (Zhe jiang) Co Ltd | T-BAT HS25.2 | 1 | SolaX | X3-Hybrid-6.0-D |  | 2026-09-08
2024-01-29 | HBS10230 | Solax Power Network Technology (Zhe jiang) Co Ltd T-BAT HS28.8 (x1) w/ SolaX X3-Hybrid-6.0-D | 26.4 |  |  | Solax Power Network Technology (Zhe jiang) Co Ltd | T-BAT HS28.8 | 1 | SolaX | X3-Hybrid-6.0-D |  | 2026-09-08
2024-01-29 | HBS10231 | Solax Power Network Technology (Zhe jiang) Co Ltd T-BAT HS32.4 (x1) w/ SolaX X3-Hybrid-6.0-D | 29.7 |  |  | Solax Power Network Technology (Zhe jiang) Co Ltd | T-BAT HS32.4 | 1 | SolaX | X3-Hybrid-6.0-D |  | 2026-09-08
2024-01-29 | HBS10232 | Solax Power Network Technology (Zhe jiang) Co Ltd T-BAT HS36.0 (x1) w/ SolaX X3-Hybrid-6.0-D | 33.1 |  |  | Solax Power Network Technology (Zhe jiang) Co Ltd | T-BAT HS36.0 | 1 | SolaX | X3-Hybrid-6.0-D |  | 2026-09-08
2024-01-29 | HBS10233 | Solax Power Network Technology (Zhe jiang) Co Ltd T-BAT HS39.6 (x1) w/ SolaX X3-Hybrid-6.0-D | 36.4 |  |  | Solax Power Network Technology (Zhe jiang) Co Ltd | T-BAT HS39.6 | 1 | SolaX | X3-Hybrid-6.0-D |  | 2026-09-08
2024-01-29 | HBS10234 | Solax Power Network Technology (Zhe jiang) Co Ltd T-BAT HS43.2 (x1) w/ SolaX X3-Hybrid-6.0-D | 39.7 |  |  | Solax Power Network Technology (Zhe jiang) Co Ltd | T-BAT HS43.2 | 1 | SolaX | X3-Hybrid-6.0-D |  | 2026-09-08
2024-01-29 | HBS10235 | Solax Power Network Technology (Zhe jiang) Co Ltd T-BAT HS46.8 (x1) w/ SolaX X3-Hybrid-6.0-D | 43.1 |  |  | Solax Power Network Technology (Zhe jiang) Co Ltd | T-BAT HS46.8 | 1 | SolaX | X3-Hybrid-6.0-D |  | 2026-09-08
2024-01-29 | HBS10236 | Solax Power Network Technology (Zhe jiang) Co Ltd T-BAT HS10.8 (x1) w/ SolaX X3-Hybrid-6.0-D Chint DTSU666 | 9.9 |  |  | Solax Power Network Technology (Zhe jiang) Co Ltd | T-BAT HS10.8 | 1 | SolaX | X3-Hybrid-6.0-D |  | 2026-09-08
2024-01-29 | HBS10237 | Solax Power Network Technology (Zhe jiang) Co Ltd T-BAT HS14.4 (x1) w/ SolaX X3-Hybrid-6.0-D Chint DTSU666 | 13.3 |  |  | Solax Power Network Technology (Zhe jiang) Co Ltd | T-BAT HS14.4 | 1 | SolaX | X3-Hybrid-6.0-D |  | 2026-09-08
2024-01-29 | HBS10238 | Solax Power Network Technology (Zhe jiang) Co Ltd T-BAT HS18.0 (x1) w/ SolaX X3-Hybrid-6.0-D Chint DTSU666 | 16.5 |  |  | Solax Power Network Technology (Zhe jiang) Co Ltd | T-BAT HS18.0 | 1 | SolaX | X3-Hybrid-6.0-D |  | 2026-09-08
2024-01-29 | HBS10239 | Solax Power Network Technology (Zhe jiang) Co Ltd T-BAT HS21.6 (x1) w/ SolaX X3-Hybrid-6.0-D Chint DTSU666 | 19.8 |  |  | Solax Power Network Technology (Zhe jiang) Co Ltd | T-BAT HS21.6 | 1 | SolaX | X3-Hybrid-6.0-D |  | 2026-09-08
2024-01-29 | HBS10240 | Solax Power Network Technology (Zhe jiang) Co Ltd T-BAT HS25.2 (x1) w/ SolaX X3-Hybrid-6.0-D Chint DTSU666 | 23.2 |  |  | Solax Power Network Technology (Zhe jiang) Co Ltd | T-BAT HS25.2 | 1 | SolaX | X3-Hybrid-6.0-D |  | 2026-09-08
2024-01-29 | HBS10241 | Solax Power Network Technology (Zhe jiang) Co Ltd T-BAT HS28.8 (x1) w/ SolaX X3-Hybrid-6.0-D Chint DTSU666 | 26.4 |  |  | Solax Power Network Technology (Zhe jiang) Co Ltd | T-BAT HS28.8 | 1 | SolaX | X3-Hybrid-6.0-D |  | 2026-09-08
2024-01-29 | HBS10242 | Solax Power Network Technology (Zhe jiang) Co Ltd T-BAT HS32.4 (x1) w/ SolaX X3-Hybrid-6.0-D Chint DTSU666 | 29.7 |  |  | Solax Power Network Technology (Zhe jiang) Co Ltd | T-BAT HS32.4 | 1 | SolaX | X3-Hybrid-6.0-D |  | 2026-09-08
2024-01-29 | HBS10243 | Solax Power Network Technology (Zhe jiang) Co Ltd T-BAT HS36.0 (x1) w/ SolaX X3-Hybrid-6.0-D Chint DTSU666 | 33.1 |  |  | Solax Power Network Technology (Zhe jiang) Co Ltd | T-BAT HS36.0 | 1 | SolaX | X3-Hybrid-6.0-D |  | 2026-09-08
2024-01-29 | HBS10244 | Solax Power Network Technology (Zhe jiang) Co Ltd T-BAT HS39.6 (x1) w/ SolaX X3-Hybrid-6.0-D Chint DTSU666 | 36.4 |  |  | Solax Power Network Technology (Zhe jiang) Co Ltd | T-BAT HS39.6 | 1 | SolaX | X3-Hybrid-6.0-D |  | 2026-09-08
2024-01-29 | HBS10245 | Solax Power Network Technology (Zhe jiang) Co Ltd T-BAT HS43.2 (x1) w/ SolaX X3-Hybrid-6.0-D Chint DTSU666 | 39.7 |  |  | Solax Power Network Technology (Zhe jiang) Co Ltd | T-BAT HS43.2 | 1 | SolaX | X3-Hybrid-6.0-D |  | 2026-09-08
2024-01-29 | HBS10246 | Solax Power Network Technology (Zhe jiang) Co Ltd T-BAT HS46.8 (x1) w/ SolaX X3-Hybrid-6.0-D Chint DTSU666 | 43.1 |  |  | Solax Power Network Technology (Zhe jiang) Co Ltd | T-BAT HS46.8 | 1 | SolaX | X3-Hybrid-6.0-D |  | 2026-09-08
2024-01-29 | HBS10247 | Solax Power Network Technology (Zhe jiang) Co Ltd T-BAT HS10.8 (x1) w/ SolaX X3-Hybrid-6.0-D Chint DTSU66-CT | 9.9 |  |  | Solax Power Network Technology (Zhe jiang) Co Ltd | T-BAT HS10.8 | 1 | SolaX | X3-Hybrid-6.0-D |  | 2026-09-08
2024-01-29 | HBS10248 | Solax Power Network Technology (Zhe jiang) Co Ltd T-BAT HS14.4 (x1) w/ SolaX X3-Hybrid-6.0-D Chint DTSU66-CT | 13.3 |  |  | Solax Power Network Technology (Zhe jiang) Co Ltd | T-BAT HS14.4 | 1 | SolaX | X3-Hybrid-6.0-D |  | 2026-09-08
2024-01-29 | HBS10249 | Solax Power Network Technology (Zhe jiang) Co Ltd T-BAT HS18.0 (x1) w/ SolaX X3-Hybrid-6.0-D Chint DTSU66-CT | 16.5 |  |  | Solax Power Network Technology (Zhe jiang) Co Ltd | T-BAT HS18.0 | 1 | SolaX | X3-Hybrid-6.0-D |  | 2026-09-08
2024-01-29 | HBS10250 | Solax Power Network Technology (Zhe jiang) Co Ltd T-BAT HS21.6 (x1) w/ SolaX X3-Hybrid-6.0-D Chint DTSU66-CT | 19.8 |  |  | Solax Power Network Technology (Zhe jiang) Co Ltd | T-BAT HS21.6 | 1 | SolaX | X3-Hybrid-6.0-D |  | 2026-09-08
2024-01-29 | HBS10251 | Solax Power Network Technology (Zhe jiang) Co Ltd T-BAT HS25.2 (x1) w/ SolaX X3-Hybrid-6.0-D Chint DTSU66-CT | 23.2 |  |  | Solax Power Network Technology (Zhe jiang) Co Ltd | T-BAT HS25.2 | 1 | SolaX | X3-Hybrid-6.0-D |  | 2026-09-08
2024-01-29 | HBS10252 | Solax Power Network Technology (Zhe jiang) Co Ltd T-BAT HS28.8 (x1) w/ SolaX X3-Hybrid-6.0-D Chint DTSU66-CT | 26.4 |  |  | Solax Power Network Technology (Zhe jiang) Co Ltd | T-BAT HS28.8 | 1 | SolaX | X3-Hybrid-6.0-D |  | 2026-09-08
2024-01-29 | HBS10253 | Solax Power Network Technology (Zhe jiang) Co Ltd T-BAT HS32.4 (x1) w/ SolaX X3-Hybrid-6.0-D Chint DTSU66-CT | 29.7 |  |  | Solax Power Network Technology (Zhe jiang) Co Ltd | T-BAT HS32.4 | 1 | SolaX | X3-Hybrid-6.0-D |  | 2026-09-08
2024-01-29 | HBS10254 | Solax Power Network Technology (Zhe jiang) Co Ltd T-BAT HS36.0 (x1) w/ SolaX X3-Hybrid-6.0-D Chint DTSU66-CT | 33.1 |  |  | Solax Power Network Technology (Zhe jiang) Co Ltd | T-BAT HS36.0 | 1 | SolaX | X3-Hybrid-6.0-D |  | 2026-09-08
2024-01-29 | HBS10255 | Solax Power Network Technology (Zhe jiang) Co Ltd T-BAT HS39.6 (x1) w/ SolaX X3-Hybrid-6.0-D Chint DTSU66-CT | 36.4 |  |  | Solax Power Network Technology (Zhe jiang) Co Ltd | T-BAT HS39.6 | 1 | SolaX | X3-Hybrid-6.0-D |  | 2026-09-08
2024-01-29 | HBS10256 | Solax Power Network Technology (Zhe jiang) Co Ltd T-BAT HS43.2 (x1) w/ SolaX X3-Hybrid-6.0-D Chint DTSU66-CT | 39.7 |  |  | Solax Power Network Technology (Zhe jiang) Co Ltd | T-BAT HS43.2 | 1 | SolaX | X3-Hybrid-6.0-D |  | 2026-09-08
2024-01-29 | HBS10257 | Solax Power Network Technology (Zhe jiang) Co Ltd T-BAT HS46.8 (x1) w/ SolaX X3-Hybrid-6.0-D Chint DTSU66-CT | 43.1 |  |  | Solax Power Network Technology (Zhe jiang) Co Ltd | T-BAT HS46.8 | 1 | SolaX | X3-Hybrid-6.0-D |  | 2026-09-08
2024-01-29 | HBS10258 | Solax Power Network Technology (Zhe jiang) Co Ltd T-BAT HS10.8 (x1) w/ SolaX X3-Hybrid-8.0-D | 9.9 |  |  | Solax Power Network Technology (Zhe jiang) Co Ltd | T-BAT HS10.8 | 1 | SolaX | X3-Hybrid-8.0-D |  | 2026-09-08
2024-01-29 | HBS10259 | Solax Power Network Technology (Zhe jiang) Co Ltd T-BAT HS14.4 (x1) w/ SolaX X3-Hybrid-8.0-D | 13.3 |  |  | Solax Power Network Technology (Zhe jiang) Co Ltd | T-BAT HS14.4 | 1 | SolaX | X3-Hybrid-8.0-D |  | 2026-09-08
2024-01-29 | HBS10260 | Solax Power Network Technology (Zhe jiang) Co Ltd T-BAT HS18.0 (x1) w/ SolaX X3-Hybrid-8.0-D | 16.5 |  |  | Solax Power Network Technology (Zhe jiang) Co Ltd | T-BAT HS18.0 | 1 | SolaX | X3-Hybrid-8.0-D |  | 2026-09-08
2024-01-29 | HBS10261 | Solax Power Network Technology (Zhe jiang) Co Ltd T-BAT HS21.6 (x1) w/ SolaX X3-Hybrid-8.0-D | 19.8 |  |  | Solax Power Network Technology (Zhe jiang) Co Ltd | T-BAT HS21.6 | 1 | SolaX | X3-Hybrid-8.0-D |  | 2026-09-08
2024-01-29 | HBS10262 | Solax Power Network Technology (Zhe jiang) Co Ltd T-BAT HS25.2 (x1) w/ SolaX X3-Hybrid-8.0-D | 23.2 |  |  | Solax Power Network Technology (Zhe jiang) Co Ltd | T-BAT HS25.2 | 1 | SolaX | X3-Hybrid-8.0-D |  | 2026-09-08
2024-01-29 | HBS10263 | Solax Power Network Technology (Zhe jiang) Co Ltd T-BAT HS28.8 (x1) w/ SolaX X3-Hybrid-8.0-D | 26.4 |  |  | Solax Power Network Technology (Zhe jiang) Co Ltd | T-BAT HS28.8 | 1 | SolaX | X3-Hybrid-8.0-D |  | 2026-09-08
2024-01-29 | HBS10264 | Solax Power Network Technology (Zhe jiang) Co Ltd T-BAT HS32.4 (x1) w/ SolaX X3-Hybrid-8.0-D | 29.7 |  |  | Solax Power Network Technology (Zhe jiang) Co Ltd | T-BAT HS32.4 | 1 | SolaX | X3-Hybrid-8.0-D |  | 2026-09-08
2024-01-29 | HBS10265 | Solax Power Network Technology (Zhe jiang) Co Ltd T-BAT HS36.0 (x1) w/ SolaX X3-Hybrid-8.0-D | 33.1 |  |  | Solax Power Network Technology (Zhe jiang) Co Ltd | T-BAT HS36.0 | 1 | SolaX | X3-Hybrid-8.0-D |  | 2026-09-08
2024-01-29 | HBS10266 | Solax Power Network Technology (Zhe jiang) Co Ltd T-BAT HS39.6 (x1) w/ SolaX X3-Hybrid-8.0-D | 36.4 |  |  | Solax Power Network Technology (Zhe jiang) Co Ltd | T-BAT HS39.6 | 1 | SolaX | X3-Hybrid-8.0-D |  | 2026-09-08
2024-01-29 | HBS10267 | Solax Power Network Technology (Zhe jiang) Co Ltd T-BAT HS43.2 (x1) w/ SolaX X3-Hybrid-8.0-D | 39.7 |  |  | Solax Power Network Technology (Zhe jiang) Co Ltd | T-BAT HS43.2 | 1 | SolaX | X3-Hybrid-8.0-D |  | 2026-09-08
2024-01-29 | HBS10268 | Solax Power Network Technology (Zhe jiang) Co Ltd T-BAT HS46.8 (x1) w/ SolaX X3-Hybrid-8.0-D | 43.1 |  |  | Solax Power Network Technology (Zhe jiang) Co Ltd | T-BAT HS46.8 | 1 | SolaX | X3-Hybrid-8.0-D |  | 2026-09-08
2024-01-29 | HBS10269 | Solax Power Network Technology (Zhe jiang) Co Ltd T-BAT HS10.8 (x1) w/ SolaX X3-Hybrid-8.0-D Chint DTSU666 | 9.9 |  |  | Solax Power Network Technology (Zhe jiang) Co Ltd | T-BAT HS10.8 | 1 | SolaX | X3-Hybrid-8.0-D |  | 2026-09-08
2024-01-29 | HBS10270 | Solax Power Network Technology (Zhe jiang) Co Ltd T-BAT HS14.4 (x1) w/ SolaX X3-Hybrid-8.0-D Chint DTSU666 | 13.3 |  |  | Solax Power Network Technology (Zhe jiang) Co Ltd | T-BAT HS14.4 | 1 | SolaX | X3-Hybrid-8.0-D |  | 2026-09-08
2024-01-29 | HBS10271 | Solax Power Network Technology (Zhe jiang) Co Ltd T-BAT HS18.0 (x1) w/ SolaX X3-Hybrid-8.0-D Chint DTSU666 | 16.5 |  |  | Solax Power Network Technology (Zhe jiang) Co Ltd | T-BAT HS18.0 | 1 | SolaX | X3-Hybrid-8.0-D |  | 2026-09-08
2024-01-29 | HBS10272 | Solax Power Network Technology (Zhe jiang) Co Ltd T-BAT HS21.6 (x1) w/ SolaX X3-Hybrid-8.0-D Chint DTSU666 | 19.8 |  |  | Solax Power Network Technology (Zhe jiang) Co Ltd | T-BAT HS21.6 | 1 | SolaX | X3-Hybrid-8.0-D |  | 2026-09-08
2024-01-29 | HBS10273 | Solax Power Network Technology (Zhe jiang) Co Ltd T-BAT HS25.2 (x1) w/ SolaX X3-Hybrid-8.0-D Chint DTSU666 | 23.2 |  |  | Solax Power Network Technology (Zhe jiang) Co Ltd | T-BAT HS25.2 | 1 | SolaX | X3-Hybrid-8.0-D |  | 2026-09-08
2024-01-29 | HBS10274 | Solax Power Network Technology (Zhe jiang) Co Ltd T-BAT HS28.8 (x1) w/ SolaX X3-Hybrid-8.0-D Chint DTSU666 | 26.4 |  |  | Solax Power Network Technology (Zhe jiang) Co Ltd | T-BAT HS28.8 | 1 | SolaX | X3-Hybrid-8.0-D |  | 2026-09-08
2024-01-29 | HBS10275 | Solax Power Network Technology (Zhe jiang) Co Ltd T-BAT HS32.4 (x1) w/ SolaX X3-Hybrid-8.0-D Chint DTSU666 | 29.7 |  |  | Solax Power Network Technology (Zhe jiang) Co Ltd | T-BAT HS32.4 | 1 | SolaX | X3-Hybrid-8.0-D |  | 2026-09-08
2024-01-29 | HBS10276 | Solax Power Network Technology (Zhe jiang) Co Ltd T-BAT HS36.0 (x1) w/ SolaX X3-Hybrid-8.0-D Chint DTSU666 | 33.1 |  |  | Solax Power Network Technology (Zhe jiang) Co Ltd | T-BAT HS36.0 | 1 | SolaX | X3-Hybrid-8.0-D |  | 2026-09-08
2024-01-29 | HBS10277 | Solax Power Network Technology (Zhe jiang) Co Ltd T-BAT HS39.6 (x1) w/ SolaX X3-Hybrid-8.0-D Chint DTSU666 | 36.4 |  |  | Solax Power Network Technology (Zhe jiang) Co Ltd | T-BAT HS39.6 | 1 | SolaX | X3-Hybrid-8.0-D |  | 2026-09-08
2024-01-29 | HBS10278 | Solax Power Network Technology (Zhe jiang) Co Ltd T-BAT HS43.2 (x1) w/ SolaX X3-Hybrid-8.0-D Chint DTSU666 | 39.7 |  |  | Solax Power Network Technology (Zhe jiang) Co Ltd | T-BAT HS43.2 | 1 | SolaX | X3-Hybrid-8.0-D |  | 2026-09-08
2024-01-29 | HBS10279 | Solax Power Network Technology (Zhe jiang) Co Ltd T-BAT HS46.8 (x1) w/ SolaX X3-Hybrid-8.0-D Chint DTSU666 | 43.1 |  |  | Solax Power Network Technology (Zhe jiang) Co Ltd | T-BAT HS46.8 | 1 | SolaX | X3-Hybrid-8.0-D |  | 2026-09-08
2024-01-29 | HBS10280 | Solax Power Network Technology (Zhe jiang) Co Ltd T-BAT HS10.8 (x1) w/ SolaX X3-Hybrid-8.0-D Chint DTSU66-CT | 9.9 |  |  | Solax Power Network Technology (Zhe jiang) Co Ltd | T-BAT HS10.8 | 1 | SolaX | X3-Hybrid-8.0-D |  | 2026-09-08
2024-01-29 | HBS10281 | Solax Power Network Technology (Zhe jiang) Co Ltd T-BAT HS14.4 (x1) w/ SolaX X3-Hybrid-8.0-D Chint DTSU66-CT | 13.3 |  |  | Solax Power Network Technology (Zhe jiang) Co Ltd | T-BAT HS14.4 | 1 | SolaX | X3-Hybrid-8.0-D |  | 2026-09-08
2024-01-29 | HBS10282 | Solax Power Network Technology (Zhe jiang) Co Ltd T-BAT HS18.0 (x1) w/ SolaX X3-Hybrid-8.0-D Chint DTSU66-CT | 16.5 |  |  | Solax Power Network Technology (Zhe jiang) Co Ltd | T-BAT HS18.0 | 1 | SolaX | X3-Hybrid-8.0-D |  | 2026-09-08
2024-01-29 | HBS10283 | Solax Power Network Technology (Zhe jiang) Co Ltd T-BAT HS21.6 (x1) w/ SolaX X3-Hybrid-8.0-D Chint DTSU66-CT | 19.8 |  |  | Solax Power Network Technology (Zhe jiang) Co Ltd | T-BAT HS21.6 | 1 | SolaX | X3-Hybrid-8.0-D |  | 2026-09-08
2024-01-29 | HBS10284 | Solax Power Network Technology (Zhe jiang) Co Ltd T-BAT HS25.2 (x1) w/ SolaX X3-Hybrid-8.0-D Chint DTSU66-CT | 23.2 |  |  | Solax Power Network Technology (Zhe jiang) Co Ltd | T-BAT HS25.2 | 1 | SolaX | X3-Hybrid-8.0-D |  | 2026-09-08
2024-01-29 | HBS10285 | Solax Power Network Technology (Zhe jiang) Co Ltd T-BAT HS28.8 (x1) w/ SolaX X3-Hybrid-8.0-D Chint DTSU66-CT | 26.4 |  |  | Solax Power Network Technology (Zhe jiang) Co Ltd | T-BAT HS28.8 | 1 | SolaX | X3-Hybrid-8.0-D |  | 2026-09-08
2024-01-29 | HBS10286 | Solax Power Network Technology (Zhe jiang) Co Ltd T-BAT HS32.4 (x1) w/ SolaX X3-Hybrid-8.0-D Chint DTSU66-CT | 29.7 |  |  | Solax Power Network Technology (Zhe jiang) Co Ltd | T-BAT HS32.4 | 1 | SolaX | X3-Hybrid-8.0-D |  | 2026-09-08
2024-01-29 | HBS10287 | Solax Power Network Technology (Zhe jiang) Co Ltd T-BAT HS36.0 (x1) w/ SolaX X3-Hybrid-8.0-D Chint DTSU66-CT | 33.1 |  |  | Solax Power Network Technology (Zhe jiang) Co Ltd | T-BAT HS36.0 | 1 | SolaX | X3-Hybrid-8.0-D |  | 2026-09-08
2024-01-29 | HBS10288 | Solax Power Network Technology (Zhe jiang) Co Ltd T-BAT HS39.6 (x1) w/ SolaX X3-Hybrid-8.0-D Chint DTSU66-CT | 36.4 |  |  | Solax Power Network Technology (Zhe jiang) Co Ltd | T-BAT HS39.6 | 1 | SolaX | X3-Hybrid-8.0-D |  | 2026-09-08
2024-01-29 | HBS10289 | Solax Power Network Technology (Zhe jiang) Co Ltd T-BAT HS43.2 (x1) w/ SolaX X3-Hybrid-8.0-D Chint DTSU66-CT | 39.7 |  |  | Solax Power Network Technology (Zhe jiang) Co Ltd | T-BAT HS43.2 | 1 | SolaX | X3-Hybrid-8.0-D |  | 2026-09-08
2024-01-29 | HBS10290 | Solax Power Network Technology (Zhe jiang) Co Ltd T-BAT HS46.8 (x1) w/ SolaX X3-Hybrid-8.0-D Chint DTSU66-CT | 43.1 |  |  | Solax Power Network Technology (Zhe jiang) Co Ltd | T-BAT HS46.8 | 1 | SolaX | X3-Hybrid-8.0-D |  | 2026-09-08
2024-01-29 | HBS10291 | Solax Power Network Technology (Zhe jiang) Co Ltd T-BAT HS10.8 (x1) w/ SolaX X3-Hybrid-10.0-D | 9.9 |  |  | Solax Power Network Technology (Zhe jiang) Co Ltd | T-BAT HS10.8 | 1 | SolaX | X3-Hybrid-10.0-D |  | 2026-09-08
2024-01-29 | HBS10292 | Solax Power Network Technology (Zhe jiang) Co Ltd T-BAT HS14.4 (x1) w/ SolaX X3-Hybrid-10.0-D | 13.3 |  |  | Solax Power Network Technology (Zhe jiang) Co Ltd | T-BAT HS14.4 | 1 | SolaX | X3-Hybrid-10.0-D |  | 2026-09-08
2024-01-29 | HBS10293 | Solax Power Network Technology (Zhe jiang) Co Ltd T-BAT HS18.0 (x1) w/ SolaX X3-Hybrid-10.0-D | 16.5 |  |  | Solax Power Network Technology (Zhe jiang) Co Ltd | T-BAT HS18.0 | 1 | SolaX | X3-Hybrid-10.0-D |  | 2026-09-08
2024-01-29 | HBS10294 | Solax Power Network Technology (Zhe jiang) Co Ltd T-BAT HS21.6 (x1) w/ SolaX X3-Hybrid-10.0-D | 19.8 |  |  | Solax Power Network Technology (Zhe jiang) Co Ltd | T-BAT HS21.6 | 1 | SolaX | X3-Hybrid-10.0-D |  | 2026-09-08
2024-01-29 | HBS10295 | Solax Power Network Technology (Zhe jiang) Co Ltd T-BAT HS25.2 (x1) w/ SolaX X3-Hybrid-10.0-D | 23.2 |  |  | Solax Power Network Technology (Zhe jiang) Co Ltd | T-BAT HS25.2 | 1 | SolaX | X3-Hybrid-10.0-D |  | 2026-09-08
2024-01-29 | HBS10296 | Solax Power Network Technology (Zhe jiang) Co Ltd T-BAT HS28.8 (x1) w/ SolaX X3-Hybrid-10.0-D | 26.4 |  |  | Solax Power Network Technology (Zhe jiang) Co Ltd | T-BAT HS28.8 | 1 | SolaX | X3-Hybrid-10.0-D |  | 2026-09-08
2024-01-29 | HBS10297 | Solax Power Network Technology (Zhe jiang) Co Ltd T-BAT HS32.4 (x1) w/ SolaX X3-Hybrid-10.0-D | 29.7 |  |  | Solax Power Network Technology (Zhe jiang) Co Ltd | T-BAT HS32.4 | 1 | SolaX | X3-Hybrid-10.0-D |  | 2026-09-08
2024-01-29 | HBS10298 | Solax Power Network Technology (Zhe jiang) Co Ltd T-BAT HS36.0 (x1) w/ SolaX X3-Hybrid-10.0-D | 33.1 |  |  | Solax Power Network Technology (Zhe jiang) Co Ltd | T-BAT HS36.0 | 1 | SolaX | X3-Hybrid-10.0-D |  | 2026-09-08
2024-01-29 | HBS10299 | Solax Power Network Technology (Zhe jiang) Co Ltd T-BAT HS39.6 (x1) w/ SolaX X3-Hybrid-10.0-D | 36.4 |  |  | Solax Power Network Technology (Zhe jiang) Co Ltd | T-BAT HS39.6 | 1 | SolaX | X3-Hybrid-10.0-D |  | 2026-09-08
2024-01-29 | HBS10300 | Solax Power Network Technology (Zhe jiang) Co Ltd T-BAT HS43.2 (x1) w/ SolaX X3-Hybrid-10.0-D | 39.7 |  |  | Solax Power Network Technology (Zhe jiang) Co Ltd | T-BAT HS43.2 | 1 | SolaX | X3-Hybrid-10.0-D |  | 2026-09-08
2024-01-29 | HBS10301 | Solax Power Network Technology (Zhe jiang) Co Ltd T-BAT HS46.8 (x1) w/ SolaX X3-Hybrid-10.0-D | 43.1 |  |  | Solax Power Network Technology (Zhe jiang) Co Ltd | T-BAT HS46.8 | 1 | SolaX | X3-Hybrid-10.0-D |  | 2026-09-08
2024-01-29 | HBS10302 | Solax Power Network Technology (Zhe jiang) Co Ltd T-BAT HS10.8 (x1) w/ SolaX X3-Hybrid-10.0-D Chint DTSU666 | 9.9 |  |  | Solax Power Network Technology (Zhe jiang) Co Ltd | T-BAT HS10.8 | 1 | SolaX | X3-Hybrid-10.0-D |  | 2026-09-08
2024-01-29 | HBS10303 | Solax Power Network Technology (Zhe jiang) Co Ltd T-BAT HS14.4 (x1) w/ SolaX X3-Hybrid-10.0-D Chint DTSU666 | 13.3 |  |  | Solax Power Network Technology (Zhe jiang) Co Ltd | T-BAT HS14.4 | 1 | SolaX | X3-Hybrid-10.0-D |  | 2026-09-08
2024-01-29 | HBS10304 | Solax Power Network Technology (Zhe jiang) Co Ltd T-BAT HS18.0 (x1) w/ SolaX X3-Hybrid-10.0-D Chint DTSU666 | 16.5 |  |  | Solax Power Network Technology (Zhe jiang) Co Ltd | T-BAT HS18.0 | 1 | SolaX | X3-Hybrid-10.0-D |  | 2026-09-08
2024-01-29 | HBS10305 | Solax Power Network Technology (Zhe jiang) Co Ltd T-BAT HS21.6 (x1) w/ SolaX X3-Hybrid-10.0-D Chint DTSU666 | 19.8 |  |  | Solax Power Network Technology (Zhe jiang) Co Ltd | T-BAT HS21.6 | 1 | SolaX | X3-Hybrid-10.0-D |  | 2026-09-08
2024-01-29 | HBS10306 | Solax Power Network Technology (Zhe jiang) Co Ltd T-BAT HS25.2 (x1) w/ SolaX X3-Hybrid-10.0-D Chint DTSU666 | 23.2 |  |  | Solax Power Network Technology (Zhe jiang) Co Ltd | T-BAT HS25.2 | 1 | SolaX | X3-Hybrid-10.0-D |  | 2026-09-08
2024-01-29 | HBS10307 | Solax Power Network Technology (Zhe jiang) Co Ltd T-BAT HS28.8 (x1) w/ SolaX X3-Hybrid-10.0-D Chint DTSU666 | 26.4 |  |  | Solax Power Network Technology (Zhe jiang) Co Ltd | T-BAT HS28.8 | 1 | SolaX | X3-Hybrid-10.0-D |  | 2026-09-08
2024-01-29 | HBS10308 | Solax Power Network Technology (Zhe jiang) Co Ltd T-BAT HS32.4 (x1) w/ SolaX X3-Hybrid-10.0-D Chint DTSU666 | 29.7 |  |  | Solax Power Network Technology (Zhe jiang) Co Ltd | T-BAT HS32.4 | 1 | SolaX | X3-Hybrid-10.0-D |  | 2026-09-08
2024-01-29 | HBS10309 | Solax Power Network Technology (Zhe jiang) Co Ltd T-BAT HS36.0 (x1) w/ SolaX X3-Hybrid-10.0-D Chint DTSU666 | 33.1 |  |  | Solax Power Network Technology (Zhe jiang) Co Ltd | T-BAT HS36.0 | 1 | SolaX | X3-Hybrid-10.0-D |  | 2026-09-08
2024-01-29 | HBS10310 | Solax Power Network Technology (Zhe jiang) Co Ltd T-BAT HS39.6 (x1) w/ SolaX X3-Hybrid-10.0-D Chint DTSU666 | 36.4 |  |  | Solax Power Network Technology (Zhe jiang) Co Ltd | T-BAT HS39.6 | 1 | SolaX | X3-Hybrid-10.0-D |  | 2026-09-08
2024-01-29 | HBS10311 | Solax Power Network Technology (Zhe jiang) Co Ltd T-BAT HS43.2 (x1) w/ SolaX X3-Hybrid-10.0-D Chint DTSU666 | 39.7 |  |  | Solax Power Network Technology (Zhe jiang) Co Ltd | T-BAT HS43.2 | 1 | SolaX | X3-Hybrid-10.0-D |  | 2026-09-08
2024-01-29 | HBS10312 | Solax Power Network Technology (Zhe jiang) Co Ltd T-BAT HS46.8 (x1) w/ SolaX X3-Hybrid-10.0-D Chint DTSU666 | 43.1 |  |  | Solax Power Network Technology (Zhe jiang) Co Ltd | T-BAT HS46.8 | 1 | SolaX | X3-Hybrid-10.0-D |  | 2026-09-08
2024-01-29 | HBS10313 | Solax Power Network Technology (Zhe jiang) Co Ltd T-BAT HS10.8 (x1) w/ SolaX X3-Hybrid-10.0-D Chint DTSU66-CT | 9.9 |  |  | Solax Power Network Technology (Zhe jiang) Co Ltd | T-BAT HS10.8 | 1 | SolaX | X3-Hybrid-10.0-D |  | 2026-09-08
2024-01-29 | HBS10314 | Solax Power Network Technology (Zhe jiang) Co Ltd T-BAT HS14.4 (x1) w/ SolaX X3-Hybrid-10.0-D Chint DTSU66-CT | 13.3 |  |  | Solax Power Network Technology (Zhe jiang) Co Ltd | T-BAT HS14.4 | 1 | SolaX | X3-Hybrid-10.0-D |  | 2026-09-08
2024-01-29 | HBS10315 | Solax Power Network Technology (Zhe jiang) Co Ltd T-BAT HS18.0 (x1) w/ SolaX X3-Hybrid-10.0-D Chint DTSU66-CT | 16.5 |  |  | Solax Power Network Technology (Zhe jiang) Co Ltd | T-BAT HS18.0 | 1 | SolaX | X3-Hybrid-10.0-D |  | 2026-09-08
2024-01-29 | HBS10316 | Solax Power Network Technology (Zhe jiang) Co Ltd T-BAT HS21.6 (x1) w/ SolaX X3-Hybrid-10.0-D Chint DTSU66-CT | 19.8 |  |  | Solax Power Network Technology (Zhe jiang) Co Ltd | T-BAT HS21.6 | 1 | SolaX | X3-Hybrid-10.0-D |  | 2026-09-08
2024-01-29 | HBS10317 | Solax Power Network Technology (Zhe jiang) Co Ltd T-BAT HS25.2 (x1) w/ SolaX X3-Hybrid-10.0-D Chint DTSU66-CT | 23.2 |  |  | Solax Power Network Technology (Zhe jiang) Co Ltd | T-BAT HS25.2 | 1 | SolaX | X3-Hybrid-10.0-D |  | 2026-09-08
2024-01-29 | HBS10318 | Solax Power Network Technology (Zhe jiang) Co Ltd T-BAT HS28.8 (x1) w/ SolaX X3-Hybrid-10.0-D Chint DTSU66-CT | 26.4 |  |  | Solax Power Network Technology (Zhe jiang) Co Ltd | T-BAT HS28.8 | 1 | SolaX | X3-Hybrid-10.0-D |  | 2026-09-08
2024-01-29 | HBS10319 | Solax Power Network Technology (Zhe jiang) Co Ltd T-BAT HS32.4 (x1) w/ SolaX X3-Hybrid-10.0-D Chint DTSU66-CT | 29.7 |  |  | Solax Power Network Technology (Zhe jiang) Co Ltd | T-BAT HS32.4 | 1 | SolaX | X3-Hybrid-10.0-D |  | 2026-09-08
2024-01-29 | HBS10320 | Solax Power Network Technology (Zhe jiang) Co Ltd T-BAT HS36.0 (x1) w/ SolaX X3-Hybrid-10.0-D Chint DTSU66-CT | 33.1 |  |  | Solax Power Network Technology (Zhe jiang) Co Ltd | T-BAT HS36.0 | 1 | SolaX | X3-Hybrid-10.0-D |  | 2026-09-08
2024-01-29 | HBS10321 | Solax Power Network Technology (Zhe jiang) Co Ltd T-BAT HS39.6 (x1) w/ SolaX X3-Hybrid-10.0-D Chint DTSU66-CT | 36.4 |  |  | Solax Power Network Technology (Zhe jiang) Co Ltd | T-BAT HS39.6 | 1 | SolaX | X3-Hybrid-10.0-D |  | 2026-09-08
2024-01-29 | HBS10322 | Solax Power Network Technology (Zhe jiang) Co Ltd T-BAT HS43.2 (x1) w/ SolaX X3-Hybrid-10.0-D Chint DTSU66-CT | 39.7 |  |  | Solax Power Network Technology (Zhe jiang) Co Ltd | T-BAT HS43.2 | 1 | SolaX | X3-Hybrid-10.0-D |  | 2026-09-08
2024-01-29 | HBS10323 | Solax Power Network Technology (Zhe jiang) Co Ltd T-BAT HS46.8 (x1) w/ SolaX X3-Hybrid-10.0-D Chint DTSU66-CT | 43.1 |  |  | Solax Power Network Technology (Zhe jiang) Co Ltd | T-BAT HS46.8 | 1 | SolaX | X3-Hybrid-10.0-D |  | 2026-09-08
2024-01-29 | HBS10324 | Solax Power Network Technology (Zhe jiang) Co Ltd T-BAT HS10.8 (x1) w/ SolaX X3-Hybrid-12.0-D | 9.9 |  |  | Solax Power Network Technology (Zhe jiang) Co Ltd | T-BAT HS10.8 | 1 | SolaX | X3-Hybrid-12.0-D |  | 2026-09-08
2024-01-29 | HBS10325 | Solax Power Network Technology (Zhe jiang) Co Ltd T-BAT HS14.4 (x1) w/ SolaX X3-Hybrid-12.0-D | 13.3 |  |  | Solax Power Network Technology (Zhe jiang) Co Ltd | T-BAT HS14.4 | 1 | SolaX | X3-Hybrid-12.0-D |  | 2026-09-08
2024-01-29 | HBS10326 | Solax Power Network Technology (Zhe jiang) Co Ltd T-BAT HS18.0 (x1) w/ SolaX X3-Hybrid-12.0-D | 16.5 |  |  | Solax Power Network Technology (Zhe jiang) Co Ltd | T-BAT HS18.0 | 1 | SolaX | X3-Hybrid-12.0-D |  | 2026-09-08
2024-01-29 | HBS10327 | Solax Power Network Technology (Zhe jiang) Co Ltd T-BAT HS21.6 (x1) w/ SolaX X3-Hybrid-12.0-D | 19.8 |  |  | Solax Power Network Technology (Zhe jiang) Co Ltd | T-BAT HS21.6 | 1 | SolaX | X3-Hybrid-12.0-D |  | 2026-09-08
2024-01-29 | HBS10328 | Solax Power Network Technology (Zhe jiang) Co Ltd T-BAT HS25.2 (x1) w/ SolaX X3-Hybrid-12.0-D | 23.2 |  |  | Solax Power Network Technology (Zhe jiang) Co Ltd | T-BAT HS25.2 | 1 | SolaX | X3-Hybrid-12.0-D |  | 2026-09-08
2024-01-29 | HBS10329 | Solax Power Network Technology (Zhe jiang) Co Ltd T-BAT HS28.8 (x1) w/ SolaX X3-Hybrid-12.0-D | 26.4 |  |  | Solax Power Network Technology (Zhe jiang) Co Ltd | T-BAT HS28.8 | 1 | SolaX | X3-Hybrid-12.0-D |  | 2026-09-08
2024-01-29 | HBS10330 | Solax Power Network Technology (Zhe jiang) Co Ltd T-BAT HS32.4 (x1) w/ SolaX X3-Hybrid-12.0-D | 29.7 |  |  | Solax Power Network Technology (Zhe jiang) Co Ltd | T-BAT HS32.4 | 1 | SolaX | X3-Hybrid-12.0-D |  | 2026-09-08
2024-01-29 | HBS10331 | Solax Power Network Technology (Zhe jiang) Co Ltd T-BAT HS36.0 (x1) w/ SolaX X3-Hybrid-12.0-D | 33.1 |  |  | Solax Power Network Technology (Zhe jiang) Co Ltd | T-BAT HS36.0 | 1 | SolaX | X3-Hybrid-12.0-D |  | 2026-09-08
2024-01-29 | HBS10332 | Solax Power Network Technology (Zhe jiang) Co Ltd T-BAT HS39.6 (x1) w/ SolaX X3-Hybrid-12.0-D | 36.4 |  |  | Solax Power Network Technology (Zhe jiang) Co Ltd | T-BAT HS39.6 | 1 | SolaX | X3-Hybrid-12.0-D |  | 2026-09-08
2024-01-29 | HBS10333 | Solax Power Network Technology (Zhe jiang) Co Ltd T-BAT HS43.2 (x1) w/ SolaX X3-Hybrid-12.0-D | 39.7 |  |  | Solax Power Network Technology (Zhe jiang) Co Ltd | T-BAT HS43.2 | 1 | SolaX | X3-Hybrid-12.0-D |  | 2026-09-08
2024-01-29 | HBS10334 | Solax Power Network Technology (Zhe jiang) Co Ltd T-BAT HS46.8 (x1) w/ SolaX X3-Hybrid-12.0-D | 43.1 |  |  | Solax Power Network Technology (Zhe jiang) Co Ltd | T-BAT HS46.8 | 1 | SolaX | X3-Hybrid-12.0-D |  | 2026-09-08
2024-01-29 | HBS10335 | Solax Power Network Technology (Zhe jiang) Co Ltd T-BAT HS10.8 (x1) w/ SolaX X3-Hybrid-12.0-D Chint DTSU666 | 9.9 |  |  | Solax Power Network Technology (Zhe jiang) Co Ltd | T-BAT HS10.8 | 1 | SolaX | X3-Hybrid-12.0-D |  | 2026-09-08
2024-01-29 | HBS10336 | Solax Power Network Technology (Zhe jiang) Co Ltd T-BAT HS14.4 (x1) w/ SolaX X3-Hybrid-12.0-D Chint DTSU666 | 13.3 |  |  | Solax Power Network Technology (Zhe jiang) Co Ltd | T-BAT HS14.4 | 1 | SolaX | X3-Hybrid-12.0-D |  | 2026-09-08
2024-01-29 | HBS10337 | Solax Power Network Technology (Zhe jiang) Co Ltd T-BAT HS18.0 (x1) w/ SolaX X3-Hybrid-12.0-D Chint DTSU666 | 16.5 |  |  | Solax Power Network Technology (Zhe jiang) Co Ltd | T-BAT HS18.0 | 1 | SolaX | X3-Hybrid-12.0-D |  | 2026-09-08
2024-01-29 | HBS10338 | Solax Power Network Technology (Zhe jiang) Co Ltd T-BAT HS21.6 (x1) w/ SolaX X3-Hybrid-12.0-D Chint DTSU666 | 19.8 |  |  | Solax Power Network Technology (Zhe jiang) Co Ltd | T-BAT HS21.6 | 1 | SolaX | X3-Hybrid-12.0-D |  | 2026-09-08
2024-01-29 | HBS10339 | Solax Power Network Technology (Zhe jiang) Co Ltd T-BAT HS25.2 (x1) w/ SolaX X3-Hybrid-12.0-D Chint DTSU666 | 23.2 |  |  | Solax Power Network Technology (Zhe jiang) Co Ltd | T-BAT HS25.2 | 1 | SolaX | X3-Hybrid-12.0-D |  | 2026-09-08
2024-01-29 | HBS10340 | Solax Power Network Technology (Zhe jiang) Co Ltd T-BAT HS28.8 (x1) w/ SolaX X3-Hybrid-12.0-D Chint DTSU666 | 26.4 |  |  | Solax Power Network Technology (Zhe jiang) Co Ltd | T-BAT HS28.8 | 1 | SolaX | X3-Hybrid-12.0-D |  | 2026-09-08
2024-01-29 | HBS10341 | Solax Power Network Technology (Zhe jiang) Co Ltd T-BAT HS32.4 (x1) w/ SolaX X3-Hybrid-12.0-D Chint DTSU666 | 29.7 |  |  | Solax Power Network Technology (Zhe jiang) Co Ltd | T-BAT HS32.4 | 1 | SolaX | X3-Hybrid-12.0-D |  | 2026-09-08
2024-01-29 | HBS10342 | Solax Power Network Technology (Zhe jiang) Co Ltd T-BAT HS36.0 (x1) w/ SolaX X3-Hybrid-12.0-D Chint DTSU666 | 33.1 |  |  | Solax Power Network Technology (Zhe jiang) Co Ltd | T-BAT HS36.0 | 1 | SolaX | X3-Hybrid-12.0-D |  | 2026-09-08
2024-01-29 | HBS10343 | Solax Power Network Technology (Zhe jiang) Co Ltd T-BAT HS39.6 (x1) w/ SolaX X3-Hybrid-12.0-D Chint DTSU666 | 36.4 |  |  | Solax Power Network Technology (Zhe jiang) Co Ltd | T-BAT HS39.6 | 1 | SolaX | X3-Hybrid-12.0-D |  | 2026-09-08
2024-01-29 | HBS10344 | Solax Power Network Technology (Zhe jiang) Co Ltd T-BAT HS43.2 (x1) w/ SolaX X3-Hybrid-12.0-D Chint DTSU666 | 39.7 |  |  | Solax Power Network Technology (Zhe jiang) Co Ltd | T-BAT HS43.2 | 1 | SolaX | X3-Hybrid-12.0-D |  | 2026-09-08
2024-01-29 | HBS10345 | Solax Power Network Technology (Zhe jiang) Co Ltd T-BAT HS46.8 (x1) w/ SolaX X3-Hybrid-12.0-D Chint DTSU666 | 43.1 |  |  | Solax Power Network Technology (Zhe jiang) Co Ltd | T-BAT HS46.8 | 1 | SolaX | X3-Hybrid-12.0-D |  | 2026-09-08
2024-01-29 | HBS10346 | Solax Power Network Technology (Zhe jiang) Co Ltd T-BAT HS10.8 (x1) w/ SolaX X3-Hybrid-12.0-D Chint DTSU66-CT | 9.9 |  |  | Solax Power Network Technology (Zhe jiang) Co Ltd | T-BAT HS10.8 | 1 | SolaX | X3-Hybrid-12.0-D |  | 2026-09-08
2024-01-29 | HBS10347 | Solax Power Network Technology (Zhe jiang) Co Ltd T-BAT HS14.4 (x1) w/ SolaX X3-Hybrid-12.0-D Chint DTSU66-CT | 13.3 |  |  | Solax Power Network Technology (Zhe jiang) Co Ltd | T-BAT HS14.4 | 1 | SolaX | X3-Hybrid-12.0-D |  | 2026-09-08
2024-01-29 | HBS10348 | Solax Power Network Technology (Zhe jiang) Co Ltd T-BAT HS18.0 (x1) w/ SolaX X3-Hybrid-12.0-D Chint DTSU66-CT | 16.5 |  |  | Solax Power Network Technology (Zhe jiang) Co Ltd | T-BAT HS18.0 | 1 | SolaX | X3-Hybrid-12.0-D |  | 2026-09-08
2024-01-29 | HBS10349 | Solax Power Network Technology (Zhe jiang) Co Ltd T-BAT HS21.6 (x1) w/ SolaX X3-Hybrid-12.0-D Chint DTSU66-CT | 19.8 |  |  | Solax Power Network Technology (Zhe jiang) Co Ltd | T-BAT HS21.6 | 1 | SolaX | X3-Hybrid-12.0-D |  | 2026-09-08
2024-01-29 | HBS10350 | Solax Power Network Technology (Zhe jiang) Co Ltd T-BAT HS25.2 (x1) w/ SolaX X3-Hybrid-12.0-D Chint DTSU66-CT | 23.2 |  |  | Solax Power Network Technology (Zhe jiang) Co Ltd | T-BAT HS25.2 | 1 | SolaX | X3-Hybrid-12.0-D |  | 2026-09-08
2024-01-29 | HBS10351 | Solax Power Network Technology (Zhe jiang) Co Ltd T-BAT HS28.8 (x1) w/ SolaX X3-Hybrid-12.0-D Chint DTSU66-CT | 26.4 |  |  | Solax Power Network Technology (Zhe jiang) Co Ltd | T-BAT HS28.8 | 1 | SolaX | X3-Hybrid-12.0-D |  | 2026-09-08
2024-01-29 | HBS10352 | Solax Power Network Technology (Zhe jiang) Co Ltd T-BAT HS32.4 (x1) w/ SolaX X3-Hybrid-12.0-D Chint DTSU66-CT | 29.7 |  |  | Solax Power Network Technology (Zhe jiang) Co Ltd | T-BAT HS32.4 | 1 | SolaX | X3-Hybrid-12.0-D |  | 2026-09-08
2024-01-29 | HBS10353 | Solax Power Network Technology (Zhe jiang) Co Ltd T-BAT HS36.0 (x1) w/ SolaX X3-Hybrid-12.0-D Chint DTSU66-CT | 33.1 |  |  | Solax Power Network Technology (Zhe jiang) Co Ltd | T-BAT HS36.0 | 1 | SolaX | X3-Hybrid-12.0-D |  | 2026-09-08
2024-01-29 | HBS10354 | Solax Power Network Technology (Zhe jiang) Co Ltd T-BAT HS39.6 (x1) w/ SolaX X3-Hybrid-12.0-D Chint DTSU66-CT | 36.4 |  |  | Solax Power Network Technology (Zhe jiang) Co Ltd | T-BAT HS39.6 | 1 | SolaX | X3-Hybrid-12.0-D |  | 2026-09-08
2024-01-29 | HBS10355 | Solax Power Network Technology (Zhe jiang) Co Ltd T-BAT HS43.2 (x1) w/ SolaX X3-Hybrid-12.0-D Chint DTSU66-CT | 39.7 |  |  | Solax Power Network Technology (Zhe jiang) Co Ltd | T-BAT HS43.2 | 1 | SolaX | X3-Hybrid-12.0-D |  | 2026-09-08
2024-01-29 | HBS10356 | Solax Power Network Technology (Zhe jiang) Co Ltd T-BAT HS46.8 (x1) w/ SolaX X3-Hybrid-12.0-D Chint DTSU66-CT | 43.1 |  |  | Solax Power Network Technology (Zhe jiang) Co Ltd | T-BAT HS46.8 | 1 | SolaX | X3-Hybrid-12.0-D |  | 2026-09-08
2024-01-29 | HBS10357 | Solax Power Network Technology (Zhe jiang) Co Ltd T-BAT HS10.8 (x1) w/ SolaX X3-Hybrid-15.0-D | 9.9 |  |  | Solax Power Network Technology (Zhe jiang) Co Ltd | T-BAT HS10.8 | 1 | SolaX | X3-Hybrid-15.0-D |  | 2026-09-08
2024-01-29 | HBS10358 | Solax Power Network Technology (Zhe jiang) Co Ltd T-BAT HS14.4 (x1) w/ SolaX X3-Hybrid-15.0-D | 13.3 |  |  | Solax Power Network Technology (Zhe jiang) Co Ltd | T-BAT HS14.4 | 1 | SolaX | X3-Hybrid-15.0-D |  | 2026-09-08
2024-01-29 | HBS10359 | Solax Power Network Technology (Zhe jiang) Co Ltd T-BAT HS18.0 (x1) w/ SolaX X3-Hybrid-15.0-D | 16.5 |  |  | Solax Power Network Technology (Zhe jiang) Co Ltd | T-BAT HS18.0 | 1 | SolaX | X3-Hybrid-15.0-D |  | 2026-09-08
2024-01-29 | HBS10360 | Solax Power Network Technology (Zhe jiang) Co Ltd T-BAT HS21.6 (x1) w/ SolaX X3-Hybrid-15.0-D | 19.8 |  |  | Solax Power Network Technology (Zhe jiang) Co Ltd | T-BAT HS21.6 | 1 | SolaX | X3-Hybrid-15.0-D |  | 2026-09-08
2024-01-29 | HBS10361 | Solax Power Network Technology (Zhe jiang) Co Ltd T-BAT HS25.2 (x1) w/ SolaX X3-Hybrid-15.0-D | 23.2 |  |  | Solax Power Network Technology (Zhe jiang) Co Ltd | T-BAT HS25.2 | 1 | SolaX | X3-Hybrid-15.0-D |  | 2026-09-08
2024-01-29 | HBS10362 | Solax Power Network Technology (Zhe jiang) Co Ltd T-BAT HS28.8 (x1) w/ SolaX X3-Hybrid-15.0-D | 26.4 |  |  | Solax Power Network Technology (Zhe jiang) Co Ltd | T-BAT HS28.8 | 1 | SolaX | X3-Hybrid-15.0-D |  | 2026-09-08
2024-01-29 | HBS10363 | Solax Power Network Technology (Zhe jiang) Co Ltd T-BAT HS32.4 (x1) w/ SolaX X3-Hybrid-15.0-D | 29.7 |  |  | Solax Power Network Technology (Zhe jiang) Co Ltd | T-BAT HS32.4 | 1 | SolaX | X3-Hybrid-15.0-D |  | 2026-09-08
2024-01-29 | HBS10364 | Solax Power Network Technology (Zhe jiang) Co Ltd T-BAT HS36.0 (x1) w/ SolaX X3-Hybrid-15.0-D | 33.1 |  |  | Solax Power Network Technology (Zhe jiang) Co Ltd | T-BAT HS36.0 | 1 | SolaX | X3-Hybrid-15.0-D |  | 2026-09-08
2024-01-29 | HBS10365 | Solax Power Network Technology (Zhe jiang) Co Ltd T-BAT HS39.6 (x1) w/ SolaX X3-Hybrid-15.0-D | 36.4 |  |  | Solax Power Network Technology (Zhe jiang) Co Ltd | T-BAT HS39.6 | 1 | SolaX | X3-Hybrid-15.0-D |  | 2026-09-08
2024-01-29 | HBS10366 | Solax Power Network Technology (Zhe jiang) Co Ltd T-BAT HS43.2 (x1) w/ SolaX X3-Hybrid-15.0-D | 39.7 |  |  | Solax Power Network Technology (Zhe jiang) Co Ltd | T-BAT HS43.2 | 1 | SolaX | X3-Hybrid-15.0-D |  | 2026-09-08
2024-01-29 | HBS10367 | Solax Power Network Technology (Zhe jiang) Co Ltd T-BAT HS46.8 (x1) w/ SolaX X3-Hybrid-15.0-D | 43.1 |  |  | Solax Power Network Technology (Zhe jiang) Co Ltd | T-BAT HS46.8 | 1 | SolaX | X3-Hybrid-15.0-D |  | 2026-09-08
2024-01-29 | HBS10368 | Solax Power Network Technology (Zhe jiang) Co Ltd T-BAT HS10.8 (x1) w/ SolaX X3-Hybrid-15.0-D Chint DTSU666 | 9.9 |  |  | Solax Power Network Technology (Zhe jiang) Co Ltd | T-BAT HS10.8 | 1 | SolaX | X3-Hybrid-15.0-D |  | 2026-09-08
2024-01-29 | HBS10369 | Solax Power Network Technology (Zhe jiang) Co Ltd T-BAT HS14.4 (x1) w/ SolaX X3-Hybrid-15.0-D Chint DTSU666 | 13.3 |  |  | Solax Power Network Technology (Zhe jiang) Co Ltd | T-BAT HS14.4 | 1 | SolaX | X3-Hybrid-15.0-D |  | 2026-09-08
2024-01-29 | HBS10370 | Solax Power Network Technology (Zhe jiang) Co Ltd T-BAT HS18.0 (x1) w/ SolaX X3-Hybrid-15.0-D Chint DTSU666 | 16.5 |  |  | Solax Power Network Technology (Zhe jiang) Co Ltd | T-BAT HS18.0 | 1 | SolaX | X3-Hybrid-15.0-D |  | 2026-09-08
2024-01-29 | HBS10371 | Solax Power Network Technology (Zhe jiang) Co Ltd T-BAT HS21.6 (x1) w/ SolaX X3-Hybrid-15.0-D Chint DTSU666 | 19.8 |  |  | Solax Power Network Technology (Zhe jiang) Co Ltd | T-BAT HS21.6 | 1 | SolaX | X3-Hybrid-15.0-D |  | 2026-09-08
2024-01-29 | HBS10372 | Solax Power Network Technology (Zhe jiang) Co Ltd T-BAT HS25.2 (x1) w/ SolaX X3-Hybrid-15.0-D Chint DTSU666 | 23.2 |  |  | Solax Power Network Technology (Zhe jiang) Co Ltd | T-BAT HS25.2 | 1 | SolaX | X3-Hybrid-15.0-D |  | 2026-09-08
2024-01-29 | HBS10373 | Solax Power Network Technology (Zhe jiang) Co Ltd T-BAT HS28.8 (x1) w/ SolaX X3-Hybrid-15.0-D Chint DTSU666 | 26.4 |  |  | Solax Power Network Technology (Zhe jiang) Co Ltd | T-BAT HS28.8 | 1 | SolaX | X3-Hybrid-15.0-D |  | 2026-09-08
2024-01-29 | HBS10374 | Solax Power Network Technology (Zhe jiang) Co Ltd T-BAT HS32.4 (x1) w/ SolaX X3-Hybrid-15.0-D Chint DTSU666 | 29.7 |  |  | Solax Power Network Technology (Zhe jiang) Co Ltd | T-BAT HS32.4 | 1 | SolaX | X3-Hybrid-15.0-D |  | 2026-09-08
2024-01-29 | HBS10375 | Solax Power Network Technology (Zhe jiang) Co Ltd T-BAT HS36.0 (x1) w/ SolaX X3-Hybrid-15.0-D Chint DTSU666 | 33.1 |  |  | Solax Power Network Technology (Zhe jiang) Co Ltd | T-BAT HS36.0 | 1 | SolaX | X3-Hybrid-15.0-D |  | 2026-09-08
2024-01-29 | HBS10376 | Solax Power Network Technology (Zhe jiang) Co Ltd T-BAT HS39.6 (x1) w/ SolaX X3-Hybrid-15.0-D Chint DTSU666 | 36.4 |  |  | Solax Power Network Technology (Zhe jiang) Co Ltd | T-BAT HS39.6 | 1 | SolaX | X3-Hybrid-15.0-D |  | 2026-09-08
2024-01-29 | HBS10377 | Solax Power Network Technology (Zhe jiang) Co Ltd T-BAT HS43.2 (x1) w/ SolaX X3-Hybrid-15.0-D Chint DTSU666 | 39.7 |  |  | Solax Power Network Technology (Zhe jiang) Co Ltd | T-BAT HS43.2 | 1 | SolaX | X3-Hybrid-15.0-D |  | 2026-09-08
2024-01-29 | HBS10378 | Solax Power Network Technology (Zhe jiang) Co Ltd T-BAT HS46.8 (x1) w/ SolaX X3-Hybrid-15.0-D Chint DTSU666 | 43.1 |  |  | Solax Power Network Technology (Zhe jiang) Co Ltd | T-BAT HS46.8 | 1 | SolaX | X3-Hybrid-15.0-D |  | 2026-09-08
2024-01-29 | HBS10379 | Solax Power Network Technology (Zhe jiang) Co Ltd T-BAT HS10.8 (x1) w/ SolaX X3-Hybrid-15.0-D Chint DTSU66-CT | 9.9 |  |  | Solax Power Network Technology (Zhe jiang) Co Ltd | T-BAT HS10.8 | 1 | SolaX | X3-Hybrid-15.0-D |  | 2026-09-08
2024-01-29 | HBS10380 | Solax Power Network Technology (Zhe jiang) Co Ltd T-BAT HS14.4 (x1) w/ SolaX X3-Hybrid-15.0-D Chint DTSU66-CT | 13.3 |  |  | Solax Power Network Technology (Zhe jiang) Co Ltd | T-BAT HS14.4 | 1 | SolaX | X3-Hybrid-15.0-D |  | 2026-09-08
2024-01-29 | HBS10381 | Solax Power Network Technology (Zhe jiang) Co Ltd T-BAT HS18.0 (x1) w/ SolaX X3-Hybrid-15.0-D Chint DTSU66-CT | 16.5 |  |  | Solax Power Network Technology (Zhe jiang) Co Ltd | T-BAT HS18.0 | 1 | SolaX | X3-Hybrid-15.0-D |  | 2026-09-08
2024-01-29 | HBS10382 | Solax Power Network Technology (Zhe jiang) Co Ltd T-BAT HS21.6 (x1) w/ SolaX X3-Hybrid-15.0-D Chint DTSU66-CT | 19.8 |  |  | Solax Power Network Technology (Zhe jiang) Co Ltd | T-BAT HS21.6 | 1 | SolaX | X3-Hybrid-15.0-D |  | 2026-09-08
2024-01-29 | HBS10383 | Solax Power Network Technology (Zhe jiang) Co Ltd T-BAT HS25.2 (x1) w/ SolaX X3-Hybrid-15.0-D Chint DTSU66-CT | 23.2 |  |  | Solax Power Network Technology (Zhe jiang) Co Ltd | T-BAT HS25.2 | 1 | SolaX | X3-Hybrid-15.0-D |  | 2026-09-08
2024-01-29 | HBS10384 | Solax Power Network Technology (Zhe jiang) Co Ltd T-BAT HS28.8 (x1) w/ SolaX X3-Hybrid-15.0-D Chint DTSU66-CT | 26.4 |  |  | Solax Power Network Technology (Zhe jiang) Co Ltd | T-BAT HS28.8 | 1 | SolaX | X3-Hybrid-15.0-D |  | 2026-09-08
2024-01-29 | HBS10385 | Solax Power Network Technology (Zhe jiang) Co Ltd T-BAT HS32.4 (x1) w/ SolaX X3-Hybrid-15.0-D Chint DTSU66-CT | 29.7 |  |  | Solax Power Network Technology (Zhe jiang) Co Ltd | T-BAT HS32.4 | 1 | SolaX | X3-Hybrid-15.0-D |  | 2026-09-08
2024-01-29 | HBS10386 | Solax Power Network Technology (Zhe jiang) Co Ltd T-BAT HS36.0 (x1) w/ SolaX X3-Hybrid-15.0-D Chint DTSU66-CT | 33.1 |  |  | Solax Power Network Technology (Zhe jiang) Co Ltd | T-BAT HS36.0 | 1 | SolaX | X3-Hybrid-15.0-D |  | 2026-09-08
2024-01-29 | HBS10387 | Solax Power Network Technology (Zhe jiang) Co Ltd T-BAT HS39.6 (x1) w/ SolaX X3-Hybrid-15.0-D Chint DTSU66-CT | 36.4 |  |  | Solax Power Network Technology (Zhe jiang) Co Ltd | T-BAT HS39.6 | 1 | SolaX | X3-Hybrid-15.0-D |  | 2026-09-08
2024-01-29 | HBS10388 | Solax Power Network Technology (Zhe jiang) Co Ltd T-BAT HS43.2 (x1) w/ SolaX X3-Hybrid-15.0-D Chint DTSU66-CT | 39.7 |  |  | Solax Power Network Technology (Zhe jiang) Co Ltd | T-BAT HS43.2 | 1 | SolaX | X3-Hybrid-15.0-D |  | 2026-09-08
2024-01-29 | HBS10389 | Solax Power Network Technology (Zhe jiang) Co Ltd T-BAT HS46.8 (x1) w/ SolaX X3-Hybrid-15.0-D Chint DTSU66-CT | 43.1 |  |  | Solax Power Network Technology (Zhe jiang) Co Ltd | T-BAT HS46.8 | 1 | SolaX | X3-Hybrid-15.0-D |  | 2026-09-08
2024-02-22 | HBS10390 | Goodwe LX F 9.6-H-20 (x1) w/ Goodwe GW5KL-ET GM3000 | 9.6 |  |  | Goodwe | LX F 9.6-H-20 | 1 | Goodwe | GW5KL-ET | Goodwe | 2026-10-28
2024-02-22 | HBS10391 | Goodwe LX F 9.6-H-20 (x1) w/ Goodwe GW6KL-ET GM3000 | 9.6 |  |  | Goodwe | LX F 9.6-H-20 | 1 | Goodwe | GW6KL-ET | Goodwe | 2026-10-28
2024-02-22 | HBS10392 | Goodwe LX F 9.6-H-20 (x1) w/ Goodwe GW8KL-ET GM3000 | 9.6 |  |  | Goodwe | LX F 9.6-H-20 | 1 | Goodwe | GW8KL-ET | Goodwe | 2026-10-28
2024-02-22 | HBS10393 | Goodwe LX F 9.6-H-20 (x1) w/ Goodwe GW10KL-ET GM3000 | 9.6 |  |  | Goodwe | LX F 9.6-H-20 | 1 | Goodwe | GW10KL-ET | Goodwe | 2026-10-28
2024-02-22 | HBS10394 | Goodwe LX F 12.8-H-20 (x1) w/ Goodwe GW5KL-ET GM3000 | 12.8 |  |  | Goodwe | LX F 12.8-H-20 | 1 | Goodwe | GW5KL-ET | Goodwe | 2026-10-28
2024-02-22 | HBS10395 | Goodwe LX F 12.8-H-20 (x1) w/ Goodwe GW6KL-ET GM3000 | 12.8 |  |  | Goodwe | LX F 12.8-H-20 | 1 | Goodwe | GW6KL-ET | Goodwe | 2026-10-28
2024-02-22 | HBS10396 | Goodwe LX F 12.8-H-20 (x1) w/ Goodwe GW8KL-ET GM3000 | 12.8 |  |  | Goodwe | LX F 12.8-H-20 | 1 | Goodwe | GW8KL-ET | Goodwe | 2026-10-28
2024-02-22 | HBS10397 | Goodwe LX F 12.8-H-20 (x1) w/ Goodwe GW10KL-ET GM3000 | 12.8 |  |  | Goodwe | LX F 12.8-H-20 | 1 | Goodwe | GW10KL-ET | Goodwe | 2026-10-28
2024-02-22 | HBS10398 | Goodwe LX F 16-H-20 (x1) w/ Goodwe GW5KL-ET GM3000 | 16 |  |  | Goodwe | LX F 16-H-20 | 1 | Goodwe | GW5KL-ET | Goodwe | 2026-10-28
2024-02-22 | HBS10399 | Goodwe LX F 16-H-20 (x1) w/ Goodwe GW6KL-ET GM3000 | 16 |  |  | Goodwe | LX F 16-H-20 | 1 | Goodwe | GW6KL-ET | Goodwe | 2026-10-28
2024-02-22 | HBS10400 | Goodwe LX F 16-H-20 (x1) w/ Goodwe GW8KL-ET GM3000 | 16 |  |  | Goodwe | LX F 16-H-20 | 1 | Goodwe | GW8KL-ET | Goodwe | 2026-10-28
2024-02-22 | HBS10401 | Goodwe LX F 16-H-20 (x1) w/ Goodwe GW10KL-ET GM3000 | 16 |  |  | Goodwe | LX F 16-H-20 | 1 | Goodwe | GW10KL-ET | Goodwe | 2026-10-28
2024-02-22 | HBS10402 | Goodwe LX F 19.2-H-20 (x1) w/ Goodwe GW5KL-ET GM3000 | 19.2 |  |  | Goodwe | LX F 19.2-H-20 | 1 | Goodwe | GW5KL-ET | Goodwe | 2026-10-28
2024-02-22 | HBS10403 | Goodwe LX F 19.2-H-20 (x1) w/ Goodwe GW6KL-ET GM3000 | 19.2 |  |  | Goodwe | LX F 19.2-H-20 | 1 | Goodwe | GW6KL-ET | Goodwe | 2026-10-28
2024-02-22 | HBS10404 | Goodwe LX F 19.2-H-20 (x1) w/ Goodwe GW8KL-ET GM3000 | 19.2 |  |  | Goodwe | LX F 19.2-H-20 | 1 | Goodwe | GW8KL-ET | Goodwe | 2026-10-28
2024-02-22 | HBS10405 | Goodwe LX F 19.2-H-20 (x1) w/ Goodwe GW10KL-ET GM3000 | 19.2 |  |  | Goodwe | LX F 19.2-H-20 | 1 | Goodwe | GW10KL-ET | Goodwe | 2026-10-28
2024-02-22 | HBS10406 | Goodwe LX F 22.4-H-20 (x1) w/ Goodwe GW5KL-ET GM3000 | 22.4 |  |  | Goodwe | LX F 22.4-H-20 | 1 | Goodwe | GW5KL-ET | Goodwe | 2026-10-28
2024-02-22 | HBS10407 | Goodwe LX F 22.4-H-20 (x1) w/ Goodwe GW6KL-ET GM3000 | 22.4 |  |  | Goodwe | LX F 22.4-H-20 | 1 | Goodwe | GW6KL-ET | Goodwe | 2026-10-28
2024-02-22 | HBS10408 | Goodwe LX F 22.4-H-20 (x1) w/ Goodwe GW8KL-ET GM3000 | 22.4 |  |  | Goodwe | LX F 22.4-H-20 | 1 | Goodwe | GW8KL-ET | Goodwe | 2026-10-28
2024-02-22 | HBS10409 | Goodwe LX F 22.4-H-20 (x1) w/ Goodwe GW10KL-ET GM3000 | 22.4 |  |  | Goodwe | LX F 22.4-H-20 | 1 | Goodwe | GW10KL-ET | Goodwe | 2026-10-28
2024-02-22 | HBS10410 | Goodwe LX F 25.6-H-20 (x1) w/ Goodwe GW5KL-ET GM3000 | 25.6 |  |  | Goodwe | LX F 25.6-H-20 | 1 | Goodwe | GW5KL-ET | Goodwe | 2026-10-28
2024-02-22 | HBS10411 | Goodwe LX F 25.6-H-20 (x1) w/ Goodwe GW6KL-ET GM3000 | 25.6 |  |  | Goodwe | LX F 25.6-H-20 | 1 | Goodwe | GW6KL-ET | Goodwe | 2026-10-28
2024-02-22 | HBS10412 | Goodwe LX F 25.6-H-20 (x1) w/ Goodwe GW8KL-ET GM3000 | 25.6 |  |  | Goodwe | LX F 25.6-H-20 | 1 | Goodwe | GW8KL-ET | Goodwe | 2026-10-28
2024-02-22 | HBS10413 | Goodwe LX F 25.6-H-20 (x1) w/ Goodwe GW10KL-ET GM3000 | 25.6 |  |  | Goodwe | LX F 25.6-H-20 | 1 | Goodwe | GW10KL-ET | Goodwe | 2026-10-28
2024-02-22 | HBS10415 | Goodwe LX F 12.8-H-20 (x1) w/ Goodwe GW20K-ET GM3000 | 12.8 |  |  | Goodwe | LX F 12.8-H-20 | 1 | Goodwe | GW20K-ET | Goodwe | 2026-02-10
2024-02-22 | HBS10416 | Goodwe LX F 12.8-H-20 (x1) w/ Goodwe GW25K-ET GM3000 | 12.8 |  |  | Goodwe | LX F 12.8-H-20 | 1 | Goodwe | GW25K-ET | Goodwe | 2026-02-10
2024-02-22 | HBS10417 | Goodwe LX F 12.8-H-20 (x1) w/ Goodwe GW29.9K-ET GM3000 | 12.8 |  |  | Goodwe | LX F 12.8-H-20 | 1 | Goodwe | GW29.9K-ET | Goodwe | 2026-02-10
2024-02-22 | HBS10419 | Goodwe LX F 16-H-20 (x1) w/ Goodwe GW20K-ET GM3000 | 16 |  |  | Goodwe | LX F 16-H-20 | 1 | Goodwe | GW20K-ET | Goodwe | 2026-02-10
2024-02-22 | HBS10420 | Goodwe LX F 16-H-20 (x1) w/ Goodwe GW25K-ET GM3000 | 16 |  |  | Goodwe | LX F 16-H-20 | 1 | Goodwe | GW25K-ET | Goodwe | 2026-02-10
2024-02-22 | HBS10421 | Goodwe LX F 16-H-20 (x1) w/ Goodwe GW29.9K-ET GM3000 | 16 |  |  | Goodwe | LX F 16-H-20 | 1 | Goodwe | GW29.9K-ET | Goodwe | 2026-02-10
2024-02-22 | HBS10423 | Goodwe LX F 19.2-H-20 (x1) w/ Goodwe GW20K-ET GM3000 | 19.2 |  |  | Goodwe | LX F 19.2-H-20 | 1 | Goodwe | GW20K-ET | Goodwe | 2026-02-10
2024-02-22 | HBS10424 | Goodwe LX F 19.2-H-20 (x1) w/ Goodwe GW25K-ET GM3000 | 19.2 |  |  | Goodwe | LX F 19.2-H-20 | 1 | Goodwe | GW25K-ET | Goodwe | 2026-02-10
2024-02-22 | HBS10425 | Goodwe LX F 19.2-H-20 (x1) w/ Goodwe GW29.9K-ET GM3000 | 19.2 |  |  | Goodwe | LX F 19.2-H-20 | 1 | Goodwe | GW29.9K-ET | Goodwe | 2026-02-10
2024-02-22 | HBS10427 | Goodwe LX F 22.4-H-20 (x1) w/ Goodwe GW20K-ET GM3000 | 22.4 |  |  | Goodwe | LX F 22.4-H-20 | 1 | Goodwe | GW20K-ET | Goodwe | 2026-02-10
2024-02-22 | HBS10428 | Goodwe LX F 22.4-H-20 (x1) w/ Goodwe GW25K-ET GM3000 | 22.4 |  |  | Goodwe | LX F 22.4-H-20 | 1 | Goodwe | GW25K-ET | Goodwe | 2026-02-10
2024-02-22 | HBS10429 | Goodwe LX F 22.4-H-20 (x1) w/ Goodwe GW29.9K-ET GM3000 | 22.4 |  |  | Goodwe | LX F 22.4-H-20 | 1 | Goodwe | GW29.9K-ET | Goodwe | 2026-02-10
2024-02-22 | HBS10431 | Goodwe LX F 25.6-H-20 (x1) w/ Goodwe GW20K-ET GM3000 | 25.6 |  |  | Goodwe | LX F 25.6-H-20 | 1 | Goodwe | GW20K-ET | Goodwe | 2026-02-10
2024-02-22 | HBS10432 | Goodwe LX F 25.6-H-20 (x1) w/ Goodwe GW25K-ET GM3000 | 25.6 |  |  | Goodwe | LX F 25.6-H-20 | 1 | Goodwe | GW25K-ET | Goodwe | 2026-02-10
2024-02-22 | HBS10433 | Goodwe LX F 25.6-H-20 (x1) w/ Goodwe GW29.9K-ET GM3000 | 25.6 |  |  | Goodwe | LX F 25.6-H-20 | 1 | Goodwe | GW29.9K-ET | Goodwe | 2026-02-10
2024-02-22 | HBS10435 | Goodwe LX F 28.8-H-20 (x1) w/ Goodwe GW20K-ET GM3000 | 28.8 |  |  | Goodwe | LX F 28.8-H-20 | 1 | Goodwe | GW20K-ET | Goodwe | 2026-02-10
2024-02-22 | HBS10436 | Goodwe LX F 28.8-H-20 (x1) w/ Goodwe GW25K-ET GM3000 | 28.8 |  |  | Goodwe | LX F 28.8-H-20 | 1 | Goodwe | GW25K-ET | Goodwe | 2026-02-10
2024-02-22 | HBS10437 | Goodwe LX F 28.8-H-20 (x1) w/ Goodwe GW29.9K-ET GM3000 | 28.8 |  |  | Goodwe | LX F 28.8-H-20 | 1 | Goodwe | GW29.9K-ET | Goodwe | 2026-02-10
2024-02-23 | HBS10439 | Evantra IP Pty Ltd EVANTRA-6.0HS-10.24KWH (AS4777-2 2020) (x) | 10.24 | Evantra IP Pty Ltd | EVANTRA-6.0HS-10.24KWH (AS4777-2 2020) | [5 empty] | Evantra | 2026-09-26
2024-02-23 | HBS10440 | Evantra IP Pty Ltd EVANTRA-5.0HS-10.24KWH (AS4777-2 2020) (x) | 10.24 | Evantra IP Pty Ltd | EVANTRA-5.0HS-10.24KWH (AS4777-2 2020) | [5 empty] | Evantra | 2026-09-26
2024-02-23 | HBS10441 | Evantra IP Pty Ltd EVANTRA-3.6HS-10.24KWH (AS4777-2 2020) (x) | 10.24 | Evantra IP Pty Ltd | EVANTRA-3.6HS-10.24KWH (AS4777-2 2020) | [5 empty] | Evantra | 2026-09-26
2024-02-29 | HBS10442 | iStore IS-BATT-10000-S0 (IS-BATT-5000-BMS + 2 x IS-BATT-5000-ES) (x1) w/ iStore IS-HYB-5000-1PH iStore P-IS-DDSU666-H | 10 |  |  | iStore | IS-BATT-10000-S0 (IS-BATT-5000-BMS + 2 x IS-BATT-5000-ES) | 1 | iStore | IS-HYB-5000-1PH | ISTORE | 2026-11-17
2024-02-29 | HBS10443 | iStore IS-BATT-15000-S0 (IS-BATT-5000-BMS + 3 x IS-BATT-5000-ES) (x1) w/ iStore IS-HYB-5000-1PH iStore P-IS-DDSU666-H | 15 |  |  | iStore | IS-BATT-15000-S0 (IS-BATT-5000-BMS + 3 x IS-BATT-5000-ES) | 1 | iStore | IS-HYB-5000-1PH | ISTORE | 2026-11-17
2024-02-29 | HBS10444 | iStore IS-BATT-10000-S0 (IS-BATT-5000-BMS + 2 x IS-BATT-5000-ES) (x2) w/ iStore IS-HYB-5000-1PH iStore P-IS-DDSU666-H | 20 |  |  | iStore | IS-BATT-10000-S0 (IS-BATT-5000-BMS + 2 x IS-BATT-5000-ES) | 2 | iStore | IS-HYB-5000-1PH | ISTORE | 2026-11-17
2024-02-29 | HBS10445 | iStore IS-BATT-10000-S0 (IS-BATT-5000-BMS + 2 x IS-BATT-5000-ES) + IS-BATT-15000-S0 (IS-BATT-5000-BMS + 3 x IS-BATT-5000-ES) (x2) w/ iStore IS-HYB-5000-1PH iStore P-IS-DDSU666-H | 25 |  |  | iStore | IS-BATT-10000-S0 (IS-BATT-5000-BMS + 2 x IS-BATT-5000-ES) + IS-BATT-15000-S0 (IS-BATT-5000-BMS + 3 x IS-BATT-5000-ES) | 2 | iStore | IS-HYB-5000-1PH | ISTORE | 2026-11-17
2024-02-29 | HBS10446 | iStore IS-BATT-15000-S0 (IS-BATT-5000-BMS + 3 x IS-BATT-5000-ES) (x2) w/ iStore IS-HYB-5000-1PH iStore P-IS-DDSU666-H | 30 |  |  | iStore | IS-BATT-15000-S0 (IS-BATT-5000-BMS + 3 x IS-BATT-5000-ES) | 2 | iStore | IS-HYB-5000-1PH | ISTORE | 2026-11-17
2024-02-29 | HBS10447 | iStore IS-BATT-10000-S0 (IS-BATT-5000-BMS + 2 x IS-BATT-5000-ES) (x1) w/ iStore IS-HYB-6000-1PH iStore P-IS-DDSU666-H | 10 |  |  | iStore | IS-BATT-10000-S0 (IS-BATT-5000-BMS + 2 x IS-BATT-5000-ES) | 1 | iStore | IS-HYB-6000-1PH | ISTORE | 2026-11-17
2024-02-29 | HBS10448 | iStore IS-BATT-15000-S0 (IS-BATT-5000-BMS + 3 x IS-BATT-5000-ES) (x1) w/ iStore IS-HYB-6000-1PH iStore P-IS-DDSU666-H | 15 |  |  | iStore | IS-BATT-15000-S0 (IS-BATT-5000-BMS + 3 x IS-BATT-5000-ES) | 1 | iStore | IS-HYB-6000-1PH | ISTORE | 2026-11-17
2024-02-29 | HBS10449 | iStore IS-BATT-10000-S0 (IS-BATT-5000-BMS + 2 x IS-BATT-5000-ES) (x2) w/ iStore IS-HYB-6000-1PH iStore P-IS-DDSU666-H | 20 |  |  | iStore | IS-BATT-10000-S0 (IS-BATT-5000-BMS + 2 x IS-BATT-5000-ES) | 2 | iStore | IS-HYB-6000-1PH | ISTORE | 2026-11-17
2024-02-29 | HBS10450 | iStore IS-BATT-10000-S0 (IS-BATT-5000-BMS + 2 x IS-BATT-5000-ES) + IS-BATT-15000-S0 (IS-BATT-5000-BMS + 3 x IS-BATT-5000-ES) (x2) w/ iStore IS-HYB-6000-1PH iStore P-IS-DDSU666-H | 25 |  |  | iStore | IS-BATT-10000-S0 (IS-BATT-5000-BMS + 2 x IS-BATT-5000-ES) + IS-BATT-15000-S0 (IS-BATT-5000-BMS + 3 x IS-BATT-5000-ES) | 2 | iStore | IS-HYB-6000-1PH | ISTORE | 2026-11-17
2024-02-29 | HBS10451 | iStore IS-BATT-15000-S0 (IS-BATT-5000-BMS + 3 x IS-BATT-5000-ES) (x2) w/ iStore IS-HYB-6000-1PH iStore P-IS-DDSU666-H | 30 |  |  | iStore | IS-BATT-15000-S0 (IS-BATT-5000-BMS + 3 x IS-BATT-5000-ES) | 2 | iStore | IS-HYB-6000-1PH | ISTORE | 2026-11-17
2024-02-29 | HBS10452 | iStore IS-BATT-10000-S0 (IS-BATT-5000-BMS + 2 x IS-BATT-5000-ES) (x1) w/ iStore IS-HYB-5000-3PH iStore P-IS-DTSU666-H | 10 |  |  | iStore | IS-BATT-10000-S0 (IS-BATT-5000-BMS + 2 x IS-BATT-5000-ES) | 1 | iStore | IS-HYB-5000-3PH | ISTORE | 2026-11-09
2024-02-29 | HBS10453 | iStore IS-BATT-15000-S0 (IS-BATT-5000-BMS + 3 x IS-BATT-5000-ES) (x1) w/ iStore IS-HYB-5000-3PH iStore P-IS-DTSU666-H | 15 |  |  | iStore | IS-BATT-15000-S0 (IS-BATT-5000-BMS + 3 x IS-BATT-5000-ES) | 1 | iStore | IS-HYB-5000-3PH | ISTORE | 2026-11-09
2024-02-29 | HBS10454 | iStore IS-BATT-10000-S0 (IS-BATT-5000-BMS + 2 x IS-BATT-5000-ES) (x2) w/ iStore IS-HYB-5000-3PH iStore P-IS-DTSU666-H | 20 |  |  | iStore | IS-BATT-10000-S0 (IS-BATT-5000-BMS + 2 x IS-BATT-5000-ES) | 2 | iStore | IS-HYB-5000-3PH | ISTORE | 2026-11-09
2024-02-29 | HBS10455 | iStore IS-BATT-10000-S0 (IS-BATT-5000-BMS + 2 x IS-BATT-5000-ES) + IS-BATT-15000-S0 (IS-BATT-5000-BMS + 3 x IS-BATT-5000-ES) (x2) w/ iStore IS-HYB-5000-3PH iStore P-IS-DTSU666-H | 25 |  |  | iStore | IS-BATT-10000-S0 (IS-BATT-5000-BMS + 2 x IS-BATT-5000-ES) + IS-BATT-15000-S0 (IS-BATT-5000-BMS + 3 x IS-BATT-5000-ES) | 2 | iStore | IS-HYB-5000-3PH | ISTORE | 2026-11-09
2024-02-29 | HBS10456 | iStore IS-BATT-15000-S0 (IS-BATT-5000-BMS + 3 x IS-BATT-5000-ES) (x2) w/ iStore IS-HYB-5000-3PH iStore P-IS-DTSU666-H | 30 |  |  | iStore | IS-BATT-15000-S0 (IS-BATT-5000-BMS + 3 x IS-BATT-5000-ES) | 2 | iStore | IS-HYB-5000-3PH | ISTORE | 2026-11-09
2024-02-29 | HBS10457 | iStore IS-BATT-10000-S0 (IS-BATT-5000-BMS + 2 x IS-BATT-5000-ES) (x1) w/ iStore IS-HYB-6000-3PH iStore P-IS-DTSU666-H | 10 |  |  | iStore | IS-BATT-10000-S0 (IS-BATT-5000-BMS + 2 x IS-BATT-5000-ES) | 1 | iStore | IS-HYB-6000-3PH | ISTORE | 2026-11-09
2024-02-29 | HBS10458 | iStore IS-BATT-15000-S0 (IS-BATT-5000-BMS + 3 x IS-BATT-5000-ES) (x1) w/ iStore IS-HYB-6000-3PH iStore P-IS-DTSU666-H | 15 |  |  | iStore | IS-BATT-15000-S0 (IS-BATT-5000-BMS + 3 x IS-BATT-5000-ES) | 1 | iStore | IS-HYB-6000-3PH | ISTORE | 2026-11-09
2024-02-29 | HBS10459 | iStore IS-BATT-10000-S0 (IS-BATT-5000-BMS + 2 x IS-BATT-5000-ES) (x2) w/ iStore IS-HYB-6000-3PH iStore P-IS-DTSU666-H | 20 |  |  | iStore | IS-BATT-10000-S0 (IS-BATT-5000-BMS + 2 x IS-BATT-5000-ES) | 2 | iStore | IS-HYB-6000-3PH | ISTORE | 2026-11-09
2024-02-29 | HBS10460 | iStore IS-BATT-10000-S0 (IS-BATT-5000-BMS + 2 x IS-BATT-5000-ES) + IS-BATT-15000-S0 (IS-BATT-5000-BMS + 3 x IS-BATT-5000-ES) (x2) w/ iStore IS-HYB-6000-3PH iStore P-IS-DTSU666-H | 25 |  |  | iStore | IS-BATT-10000-S0 (IS-BATT-5000-BMS + 2 x IS-BATT-5000-ES) + IS-BATT-15000-S0 (IS-BATT-5000-BMS + 3 x IS-BATT-5000-ES) | 2 | iStore | IS-HYB-6000-3PH | ISTORE | 2026-11-09
2024-02-29 | HBS10461 | iStore IS-BATT-15000-S0 (IS-BATT-5000-BMS + 3 x IS-BATT-5000-ES) (x2) w/ iStore IS-HYB-6000-3PH iStore P-IS-DTSU666-H | 30 |  |  | iStore | IS-BATT-15000-S0 (IS-BATT-5000-BMS + 3 x IS-BATT-5000-ES) | 2 | iStore | IS-HYB-6000-3PH | ISTORE | 2026-11-09
2024-03-15 | HBS10491 | Shenzhen BYD Electronics Co Ltd LVS 8.0 (x1) w/ SMA Australia Pty Ltd SI4.4M-13 | 8 |  |  | Shenzhen BYD Electronics Co Ltd | LVS 8.0 | 1 | SMA Australia Pty Ltd | SI4.4M-13 | BYD | 2026-09-14
2024-03-15 | HBS10492 | Shenzhen BYD Electronics Co Ltd LVS 12.0 (x1) w/ SMA Australia Pty Ltd SI4.4M-13 | 12 |  |  | Shenzhen BYD Electronics Co Ltd | LVS 12.0 | 1 | SMA Australia Pty Ltd | SI4.4M-13 | BYD | 2026-09-14
2024-03-15 | HBS10493 | Shenzhen BYD Electronics Co Ltd LVS 16.0 (x1) w/ SMA Australia Pty Ltd SI4.4M-13 | 16 |  |  | Shenzhen BYD Electronics Co Ltd | LVS 16.0 | 1 | SMA Australia Pty Ltd | SI4.4M-13 | BYD | 2026-09-14
2024-03-15 | HBS10494 | Shenzhen BYD Electronics Co Ltd LVS 20.0 (x1) w/ SMA Australia Pty Ltd SI4.4M-13 | 20 |  |  | Shenzhen BYD Electronics Co Ltd | LVS 20.0 | 1 | SMA Australia Pty Ltd | SI4.4M-13 | BYD | 2026-09-14
2024-03-15 | HBS10495 | Shenzhen BYD Electronics Co Ltd LVS 24.0 (x1) w/ SMA Australia Pty Ltd SI4.4M-13 | 24 |  |  | Shenzhen BYD Electronics Co Ltd | LVS 24.0 | 1 | SMA Australia Pty Ltd | SI4.4M-13 | BYD | 2026-09-14
2024-03-15 | HBS10497 | Shenzhen BYD Electronics Co Ltd LVS 12.0 (x1) w/ SMA Australia Pty Ltd SI6.0H-13 | 12 |  |  | Shenzhen BYD Electronics Co Ltd | LVS 12.0 | 1 | SMA Australia Pty Ltd | SI6.0H-13 | BYD | 2026-09-14
2024-03-15 | HBS10498 | Shenzhen BYD Electronics Co Ltd LVS 16.0 (x1) w/ SMA Australia Pty Ltd SI6.0H-13 | 16 |  |  | Shenzhen BYD Electronics Co Ltd | LVS 16.0 | 1 | SMA Australia Pty Ltd | SI6.0H-13 | BYD | 2026-09-14
2024-03-15 | HBS10499 | Shenzhen BYD Electronics Co Ltd LVS 20.0 (x1) w/ SMA Australia Pty Ltd SI6.0H-13 | 20 |  |  | Shenzhen BYD Electronics Co Ltd | LVS 20.0 | 1 | SMA Australia Pty Ltd | SI6.0H-13 | BYD | 2026-09-14
2024-03-15 | HBS10500 | Shenzhen BYD Electronics Co Ltd LVS 24.0 (x1) w/ SMA Australia Pty Ltd SI6.0H-13 | 24 |  |  | Shenzhen BYD Electronics Co Ltd | LVS 24.0 | 1 | SMA Australia Pty Ltd | SI6.0H-13 | BYD | 2026-09-14
2024-03-15 | HBS10501 | Shenzhen BYD Electronics Co Ltd LVS 8.0 (x1) w/ SMA Australia Pty Ltd SI8.0H-13 | 8 |  |  | Shenzhen BYD Electronics Co Ltd | LVS 8.0 | 1 | SMA Australia Pty Ltd | SI8.0H-13 | BYD | 2026-09-14
2024-03-15 | HBS10502 | Shenzhen BYD Electronics Co Ltd LVS 12.0 (x1) w/ SMA Australia Pty Ltd SI8.0H-13 | 12 |  |  | Shenzhen BYD Electronics Co Ltd | LVS 12.0 | 1 | SMA Australia Pty Ltd | SI8.0H-13 | BYD | 2026-09-14
2024-03-15 | HBS10503 | Shenzhen BYD Electronics Co Ltd LVS 16.0 (x1) w/ SMA Australia Pty Ltd SI8.0H-13 | 16 |  |  | Shenzhen BYD Electronics Co Ltd | LVS 16.0 | 1 | SMA Australia Pty Ltd | SI8.0H-13 | BYD | 2026-09-14
2024-03-15 | HBS10504 | Shenzhen BYD Electronics Co Ltd LVS 20.0 (x1) w/ SMA Australia Pty Ltd SI8.0H-13 | 20 |  |  | Shenzhen BYD Electronics Co Ltd | LVS 20.0 | 1 | SMA Australia Pty Ltd | SI8.0H-13 | BYD | 2026-09-14
2024-03-15 | HBS10505 | Shenzhen BYD Electronics Co Ltd LVS 24.0 (x1) w/ SMA Australia Pty Ltd SI8.0H-13 | 24 |  |  | Shenzhen BYD Electronics Co Ltd | LVS 24.0 | 1 | SMA Australia Pty Ltd | SI8.0H-13 | BYD | 2026-09-14
2024-03-15 | HBS10506 | Shenzhen BYD Electronics Co Ltd Battery-Box Premium LVL 15.4 (x1) w/ SMA Australia Pty Ltd SI4.4M-13 | 15.36 |  |  | Shenzhen BYD Electronics Co Ltd | Battery-Box Premium LVL 15.4 | 1 | SMA Australia Pty Ltd | SI4.4M-13 | BYD | 2026-09-14
2024-03-15 | HBS10507 | Shenzhen BYD Electronics Co Ltd Battery-Box Premium LVL 15.4 (x1) w/ SMA Australia Pty Ltd SI6.0H-13 | 15.36 |  |  | Shenzhen BYD Electronics Co Ltd | Battery-Box Premium LVL 15.4 | 1 | SMA Australia Pty Ltd | SI6.0H-13 | BYD | 2026-09-14
2024-03-15 | HBS10508 | Shenzhen BYD Electronics Co Ltd Battery-Box Premium LVL 15.4 (x1) w/ SMA Australia Pty Ltd SI8.0H-13 | 15.36 |  |  | Shenzhen BYD Electronics Co Ltd | Battery-Box Premium LVL 15.4 | 1 | SMA Australia Pty Ltd | SI8.0H-13 | BYD | 2026-09-14
2024-03-15 | HBS10509 | Shenzhen BYD Electronics Co Ltd LV Flex (x2) w/ SMA Australia Pty Ltd SI4.4M-13 | 10 |  |  | Shenzhen BYD Electronics Co Ltd | LV Flex | 2 | SMA Australia Pty Ltd | SI4.4M-13 | BYD | 2026-09-14
2024-03-15 | HBS10510 | Shenzhen BYD Electronics Co Ltd LV Flex (x3) w/ SMA Australia Pty Ltd SI4.4M-13 | 15 |  |  | Shenzhen BYD Electronics Co Ltd | LV Flex | 3 | SMA Australia Pty Ltd | SI4.4M-13 | BYD | 2026-09-14
2024-03-15 | HBS10511 | Shenzhen BYD Electronics Co Ltd LV Flex (x4) w/ SMA Australia Pty Ltd SI4.4M-13 | 20 |  |  | Shenzhen BYD Electronics Co Ltd | LV Flex | 4 | SMA Australia Pty Ltd | SI4.4M-13 | BYD | 2026-09-14
2024-03-15 | HBS10512 | Shenzhen BYD Electronics Co Ltd LV Flex (x5) w/ SMA Australia Pty Ltd SI4.4M-13 | 25 |  |  | Shenzhen BYD Electronics Co Ltd | LV Flex | 5 | SMA Australia Pty Ltd | SI4.4M-13 | BYD | 2026-09-14
2024-03-15 | HBS10513 | Shenzhen BYD Electronics Co Ltd LV Flex (x6) w/ SMA Australia Pty Ltd SI4.4M-13 | 30 |  |  | Shenzhen BYD Electronics Co Ltd | LV Flex | 6 | SMA Australia Pty Ltd | SI4.4M-13 | BYD | 2026-09-14
2024-03-15 | HBS10514 | Shenzhen BYD Electronics Co Ltd LV Flex (x7) w/ SMA Australia Pty Ltd SI4.4M-13 | 35 |  |  | Shenzhen BYD Electronics Co Ltd | LV Flex | 7 | SMA Australia Pty Ltd | SI4.4M-13 | BYD | 2026-09-14
2024-03-15 | HBS10515 | Shenzhen BYD Electronics Co Ltd LV Flex (x8) w/ SMA Australia Pty Ltd SI4.4M-13 | 40 |  |  | Shenzhen BYD Electronics Co Ltd | LV Flex | 8 | SMA Australia Pty Ltd | SI4.4M-13 | BYD | 2026-09-14
2024-03-15 | HBS10516 | Shenzhen BYD Electronics Co Ltd LV Flex (x9) w/ SMA Australia Pty Ltd SI4.4M-13 | 45 |  |  | Shenzhen BYD Electronics Co Ltd | LV Flex | 9 | SMA Australia Pty Ltd | SI4.4M-13 | BYD | 2026-09-14
2024-03-15 | HBS10517 | Shenzhen BYD Electronics Co Ltd LV Flex (x10) w/ SMA Australia Pty Ltd SI4.4M-13 | 50 |  |  | Shenzhen BYD Electronics Co Ltd | LV Flex | 10 | SMA Australia Pty Ltd | SI4.4M-13 | BYD | 2026-09-14
2024-03-15 | HBS10518 | Shenzhen BYD Electronics Co Ltd LV Flex (x11) w/ SMA Australia Pty Ltd SI4.4M-13 | 55 |  |  | Shenzhen BYD Electronics Co Ltd | LV Flex | 11 | SMA Australia Pty Ltd | SI4.4M-13 | BYD | 2026-09-14
2024-03-15 | HBS10519 | Shenzhen BYD Electronics Co Ltd LV Flex (x12) w/ SMA Australia Pty Ltd SI4.4M-13 | 60 |  |  | Shenzhen BYD Electronics Co Ltd | LV Flex | 12 | SMA Australia Pty Ltd | SI4.4M-13 | BYD | 2026-09-14
2024-03-15 | HBS10520 | Shenzhen BYD Electronics Co Ltd LV Flex (x13) w/ SMA Australia Pty Ltd SI4.4M-13 | 65 |  |  | Shenzhen BYD Electronics Co Ltd | LV Flex | 13 | SMA Australia Pty Ltd | SI4.4M-13 | BYD | 2026-09-14
2024-03-15 | HBS10521 | Shenzhen BYD Electronics Co Ltd LV Flex (x14) w/ SMA Australia Pty Ltd SI4.4M-13 | 70 |  |  | Shenzhen BYD Electronics Co Ltd | LV Flex | 14 | SMA Australia Pty Ltd | SI4.4M-13 | BYD | 2026-09-14
2024-03-15 | HBS10522 | Shenzhen BYD Electronics Co Ltd LV Flex (x15) w/ SMA Australia Pty Ltd SI4.4M-13 | 75 |  |  | Shenzhen BYD Electronics Co Ltd | LV Flex | 15 | SMA Australia Pty Ltd | SI4.4M-13 | BYD | 2026-09-14
2024-03-15 | HBS10523 | Shenzhen BYD Electronics Co Ltd LV Flex (x16) w/ SMA Australia Pty Ltd SI4.4M-13 | 80 |  |  | Shenzhen BYD Electronics Co Ltd | LV Flex | 16 | SMA Australia Pty Ltd | SI4.4M-13 | BYD | 2026-09-14
2024-03-15 | HBS10524 | Shenzhen BYD Electronics Co Ltd LV Flex (x17) w/ SMA Australia Pty Ltd SI4.4M-13 | 85 |  |  | Shenzhen BYD Electronics Co Ltd | LV Flex | 17 | SMA Australia Pty Ltd | SI4.4M-13 | BYD | 2026-09-14
2024-03-15 | HBS10525 | Shenzhen BYD Electronics Co Ltd LV Flex (x18) w/ SMA Australia Pty Ltd SI4.4M-13 | 90 |  |  | Shenzhen BYD Electronics Co Ltd | LV Flex | 18 | SMA Australia Pty Ltd | SI4.4M-13 | BYD | 2026-09-14
2024-03-15 | HBS10526 | Shenzhen BYD Electronics Co Ltd LV Flex (x19) w/ SMA Australia Pty Ltd SI4.4M-13 | 95 |  |  | Shenzhen BYD Electronics Co Ltd | LV Flex | 19 | SMA Australia Pty Ltd | SI4.4M-13 | BYD | 2026-09-14
2024-03-15 | HBS10527 | Shenzhen BYD Electronics Co Ltd LV Flex (x20) w/ SMA Australia Pty Ltd SI4.4M-13 | 100 |  |  | Shenzhen BYD Electronics Co Ltd | LV Flex | 20 | SMA Australia Pty Ltd | SI4.4M-13 | BYD | 2026-09-14
2024-03-15 | HBS10528 | Shenzhen BYD Electronics Co Ltd LV Flex (x21) w/ SMA Australia Pty Ltd SI4.4M-13 | 105 |  |  | Shenzhen BYD Electronics Co Ltd | LV Flex | 21 | SMA Australia Pty Ltd | SI4.4M-13 | BYD | 2026-09-14
2024-03-15 | HBS10529 | Shenzhen BYD Electronics Co Ltd LV Flex (x22) w/ SMA Australia Pty Ltd SI4.4M-13 | 110 |  |  | Shenzhen BYD Electronics Co Ltd | LV Flex | 22 | SMA Australia Pty Ltd | SI4.4M-13 | BYD | 2026-09-14
2024-03-15 | HBS10530 | Shenzhen BYD Electronics Co Ltd LV Flex (x23) w/ SMA Australia Pty Ltd SI4.4M-13 | 115 |  |  | Shenzhen BYD Electronics Co Ltd | LV Flex | 23 | SMA Australia Pty Ltd | SI4.4M-13 | BYD | 2026-09-14
2024-03-15 | HBS10531 | Shenzhen BYD Electronics Co Ltd LV Flex (x24) w/ SMA Australia Pty Ltd SI4.4M-13 | 120 |  |  | Shenzhen BYD Electronics Co Ltd | LV Flex | 24 | SMA Australia Pty Ltd | SI4.4M-13 | BYD | 2026-09-14
2024-03-15 | HBS10532 | Shenzhen BYD Electronics Co Ltd LV Flex (x25) w/ SMA Australia Pty Ltd SI4.4M-13 | 125 |  |  | Shenzhen BYD Electronics Co Ltd | LV Flex | 25 | SMA Australia Pty Ltd | SI4.4M-13 | BYD | 2026-09-14
2024-03-15 | HBS10533 | Shenzhen BYD Electronics Co Ltd LV Flex (x26) w/ SMA Australia Pty Ltd SI4.4M-13 | 130 |  |  | Shenzhen BYD Electronics Co Ltd | LV Flex | 26 | SMA Australia Pty Ltd | SI4.4M-13 | BYD | 2026-09-14
2024-03-15 | HBS10534 | Shenzhen BYD Electronics Co Ltd LV Flex (x27) w/ SMA Australia Pty Ltd SI4.4M-13 | 135 |  |  | Shenzhen BYD Electronics Co Ltd | LV Flex | 27 | SMA Australia Pty Ltd | SI4.4M-13 | BYD | 2026-09-14
2024-03-15 | HBS10535 | Shenzhen BYD Electronics Co Ltd LV Flex (x28) w/ SMA Australia Pty Ltd SI4.4M-13 | 140 |  |  | Shenzhen BYD Electronics Co Ltd | LV Flex | 28 | SMA Australia Pty Ltd | SI4.4M-13 | BYD | 2026-09-14
2024-03-15 | HBS10536 | Shenzhen BYD Electronics Co Ltd LV Flex (x29) w/ SMA Australia Pty Ltd SI4.4M-13 | 145 |  |  | Shenzhen BYD Electronics Co Ltd | LV Flex | 29 | SMA Australia Pty Ltd | SI4.4M-13 | BYD | 2026-09-14
2024-03-15 | HBS10537 | Shenzhen BYD Electronics Co Ltd LV Flex (x30) w/ SMA Australia Pty Ltd SI4.4M-13 | 150 |  |  | Shenzhen BYD Electronics Co Ltd | LV Flex | 30 | SMA Australia Pty Ltd | SI4.4M-13 | BYD | 2026-09-14
2024-03-15 | HBS10538 | Shenzhen BYD Electronics Co Ltd LV Flex (x31) w/ SMA Australia Pty Ltd SI4.4M-13 | 155 |  |  | Shenzhen BYD Electronics Co Ltd | LV Flex | 31 | SMA Australia Pty Ltd | SI4.4M-13 | BYD | 2026-09-14
2024-03-15 | HBS10539 | Shenzhen BYD Electronics Co Ltd LV Flex (x32) w/ SMA Australia Pty Ltd SI4.4M-13 | 160 |  |  | Shenzhen BYD Electronics Co Ltd | LV Flex | 32 | SMA Australia Pty Ltd | SI4.4M-13 | BYD | 2026-09-14
2024-03-15 | HBS10540 | Shenzhen BYD Electronics Co Ltd LV Flex (x33) w/ SMA Australia Pty Ltd SI4.4M-13 | 165 |  |  | Shenzhen BYD Electronics Co Ltd | LV Flex | 33 | SMA Australia Pty Ltd | SI4.4M-13 | BYD | 2026-09-14
2024-03-15 | HBS10541 | Shenzhen BYD Electronics Co Ltd LV Flex (x34) w/ SMA Australia Pty Ltd SI4.4M-13 | 170 |  |  | Shenzhen BYD Electronics Co Ltd | LV Flex | 34 | SMA Australia Pty Ltd | SI4.4M-13 | BYD | 2026-09-14
2024-03-15 | HBS10542 | Shenzhen BYD Electronics Co Ltd LV Flex (x35) w/ SMA Australia Pty Ltd SI4.4M-13 | 175 |  |  | Shenzhen BYD Electronics Co Ltd | LV Flex | 35 | SMA Australia Pty Ltd | SI4.4M-13 | BYD | 2026-09-14
2024-03-15 | HBS10543 | Shenzhen BYD Electronics Co Ltd LV Flex (x36) w/ SMA Australia Pty Ltd SI4.4M-13 | 180 |  |  | Shenzhen BYD Electronics Co Ltd | LV Flex | 36 | SMA Australia Pty Ltd | SI4.4M-13 | BYD | 2026-09-14
2024-03-15 | HBS10544 | Shenzhen BYD Electronics Co Ltd LV Flex (x37) w/ SMA Australia Pty Ltd SI4.4M-13 | 185 |  |  | Shenzhen BYD Electronics Co Ltd | LV Flex | 37 | SMA Australia Pty Ltd | SI4.4M-13 | BYD | 2026-09-14
2024-03-15 | HBS10545 | Shenzhen BYD Electronics Co Ltd LV Flex (x38) w/ SMA Australia Pty Ltd SI4.4M-13 | 190 |  |  | Shenzhen BYD Electronics Co Ltd | LV Flex | 38 | SMA Australia Pty Ltd | SI4.4M-13 | BYD | 2026-09-14
2024-03-15 | HBS10546 | Shenzhen BYD Electronics Co Ltd LV Flex (x39) w/ SMA Australia Pty Ltd SI4.4M-13 | 195 |  |  | Shenzhen BYD Electronics Co Ltd | LV Flex | 39 | SMA Australia Pty Ltd | SI4.4M-13 | BYD | 2026-09-14
2024-03-15 | HBS10547 | Shenzhen BYD Electronics Co Ltd LV Flex (x40) w/ SMA Australia Pty Ltd SI4.4M-13 | 200 |  |  | Shenzhen BYD Electronics Co Ltd | LV Flex | 40 | SMA Australia Pty Ltd | SI4.4M-13 | BYD | 2026-09-14
2024-03-15 | HBS10548 | Shenzhen BYD Electronics Co Ltd LV Flex (x41) w/ SMA Australia Pty Ltd SI4.4M-13 | 205 |  |  | Shenzhen BYD Electronics Co Ltd | LV Flex | 41 | SMA Australia Pty Ltd | SI4.4M-13 | BYD | 2026-09-14
2024-03-15 | HBS10549 | Shenzhen BYD Electronics Co Ltd LV Flex (x42) w/ SMA Australia Pty Ltd SI4.4M-13 | 210 |  |  | Shenzhen BYD Electronics Co Ltd | LV Flex | 42 | SMA Australia Pty Ltd | SI4.4M-13 | BYD | 2026-09-14
2024-03-15 | HBS10550 | Shenzhen BYD Electronics Co Ltd LV Flex (x43) w/ SMA Australia Pty Ltd SI4.4M-13 | 215 |  |  | Shenzhen BYD Electronics Co Ltd | LV Flex | 43 | SMA Australia Pty Ltd | SI4.4M-13 | BYD | 2026-09-14
2024-03-15 | HBS10551 | Shenzhen BYD Electronics Co Ltd LV Flex (x44) w/ SMA Australia Pty Ltd SI4.4M-13 | 220 |  |  | Shenzhen BYD Electronics Co Ltd | LV Flex | 44 | SMA Australia Pty Ltd | SI4.4M-13 | BYD | 2026-09-14
2024-03-15 | HBS10552 | Shenzhen BYD Electronics Co Ltd LV Flex (x45) w/ SMA Australia Pty Ltd SI4.4M-13 | 225 |  |  | Shenzhen BYD Electronics Co Ltd | LV Flex | 45 | SMA Australia Pty Ltd | SI4.4M-13 | BYD | 2026-09-14
2024-03-15 | HBS10553 | Shenzhen BYD Electronics Co Ltd LV Flex (x46) w/ SMA Australia Pty Ltd SI4.4M-13 | 230 |  |  | Shenzhen BYD Electronics Co Ltd | LV Flex | 46 | SMA Australia Pty Ltd | SI4.4M-13 | BYD | 2026-09-14
2024-03-15 | HBS10554 | Shenzhen BYD Electronics Co Ltd LV Flex (x47) w/ SMA Australia Pty Ltd SI4.4M-13 | 235 |  |  | Shenzhen BYD Electronics Co Ltd | LV Flex | 47 | SMA Australia Pty Ltd | SI4.4M-13 | BYD | 2026-09-14
2024-03-15 | HBS10555 | Shenzhen BYD Electronics Co Ltd LV Flex (x48) w/ SMA Australia Pty Ltd SI4.4M-13 | 240 |  |  | Shenzhen BYD Electronics Co Ltd | LV Flex | 48 | SMA Australia Pty Ltd | SI4.4M-13 | BYD | 2026-09-14
2024-03-15 | HBS10556 | Shenzhen BYD Electronics Co Ltd LV Flex (x49) w/ SMA Australia Pty Ltd SI4.4M-13 | 245 |  |  | Shenzhen BYD Electronics Co Ltd | LV Flex | 49 | SMA Australia Pty Ltd | SI4.4M-13 | BYD | 2026-09-14
2024-03-15 | HBS10557 | Shenzhen BYD Electronics Co Ltd LV Flex (x50) w/ SMA Australia Pty Ltd SI4.4M-13 | 250 |  |  | Shenzhen BYD Electronics Co Ltd | LV Flex | 50 | SMA Australia Pty Ltd | SI4.4M-13 | BYD | 2026-09-14
2024-03-15 | HBS10558 | Shenzhen BYD Electronics Co Ltd LV Flex (x51) w/ SMA Australia Pty Ltd SI4.4M-13 | 255 |  |  | Shenzhen BYD Electronics Co Ltd | LV Flex | 51 | SMA Australia Pty Ltd | SI4.4M-13 | BYD | 2026-09-14
2024-03-15 | HBS10559 | Shenzhen BYD Electronics Co Ltd LV Flex (x52) w/ SMA Australia Pty Ltd SI4.4M-13 | 260 |  |  | Shenzhen BYD Electronics Co Ltd | LV Flex | 52 | SMA Australia Pty Ltd | SI4.4M-13 | BYD | 2026-09-14
2024-03-15 | HBS10560 | Shenzhen BYD Electronics Co Ltd LV Flex (x53) w/ SMA Australia Pty Ltd SI4.4M-13 | 265 |  |  | Shenzhen BYD Electronics Co Ltd | LV Flex | 53 | SMA Australia Pty Ltd | SI4.4M-13 | BYD | 2026-09-14
2024-03-15 | HBS10561 | Shenzhen BYD Electronics Co Ltd LV Flex (x54) w/ SMA Australia Pty Ltd SI4.4M-13 | 270 |  |  | Shenzhen BYD Electronics Co Ltd | LV Flex | 54 | SMA Australia Pty Ltd | SI4.4M-13 | BYD | 2026-09-14
2024-03-15 | HBS10562 | Shenzhen BYD Electronics Co Ltd LV Flex (x55) w/ SMA Australia Pty Ltd SI4.4M-13 | 275 |  |  | Shenzhen BYD Electronics Co Ltd | LV Flex | 55 | SMA Australia Pty Ltd | SI4.4M-13 | BYD | 2026-09-14
2024-03-15 | HBS10563 | Shenzhen BYD Electronics Co Ltd LV Flex (x56) w/ SMA Australia Pty Ltd SI4.4M-13 | 280 |  |  | Shenzhen BYD Electronics Co Ltd | LV Flex | 56 | SMA Australia Pty Ltd | SI4.4M-13 | BYD | 2026-09-14
2024-03-15 | HBS10564 | Shenzhen BYD Electronics Co Ltd LV Flex (x57) w/ SMA Australia Pty Ltd SI4.4M-13 | 285 |  |  | Shenzhen BYD Electronics Co Ltd | LV Flex | 57 | SMA Australia Pty Ltd | SI4.4M-13 | BYD | 2026-09-14
2024-03-15 | HBS10565 | Shenzhen BYD Electronics Co Ltd LV Flex (x58) w/ SMA Australia Pty Ltd SI4.4M-13 | 290 |  |  | Shenzhen BYD Electronics Co Ltd | LV Flex | 58 | SMA Australia Pty Ltd | SI4.4M-13 | BYD | 2026-09-14
2024-03-15 | HBS10566 | Shenzhen BYD Electronics Co Ltd LV Flex (x59) w/ SMA Australia Pty Ltd SI4.4M-13 | 295 |  |  | Shenzhen BYD Electronics Co Ltd | LV Flex | 59 | SMA Australia Pty Ltd | SI4.4M-13 | BYD | 2026-09-14
2024-03-15 | HBS10567 | Shenzhen BYD Electronics Co Ltd LV Flex (x60) w/ SMA Australia Pty Ltd SI4.4M-13 | 300 |  |  | Shenzhen BYD Electronics Co Ltd | LV Flex | 60 | SMA Australia Pty Ltd | SI4.4M-13 | BYD | 2026-09-14
2024-03-15 | HBS10568 | Shenzhen BYD Electronics Co Ltd LV Flex (x61) w/ SMA Australia Pty Ltd SI4.4M-13 | 305 |  |  | Shenzhen BYD Electronics Co Ltd | LV Flex | 61 | SMA Australia Pty Ltd | SI4.4M-13 | BYD | 2026-09-14
2024-03-15 | HBS10569 | Shenzhen BYD Electronics Co Ltd LV Flex (x62) w/ SMA Australia Pty Ltd SI4.4M-13 | 310 |  |  | Shenzhen BYD Electronics Co Ltd | LV Flex | 62 | SMA Australia Pty Ltd | SI4.4M-13 | BYD | 2026-09-14
2024-03-15 | HBS10570 | Shenzhen BYD Electronics Co Ltd LV Flex (x63) w/ SMA Australia Pty Ltd SI4.4M-13 | 315 |  |  | Shenzhen BYD Electronics Co Ltd | LV Flex | 63 | SMA Australia Pty Ltd | SI4.4M-13 | BYD | 2026-09-14
2024-03-15 | HBS10571 | Shenzhen BYD Electronics Co Ltd LV Flex (x64) w/ SMA Australia Pty Ltd SI4.4M-13 | 320 |  |  | Shenzhen BYD Electronics Co Ltd | LV Flex | 64 | SMA Australia Pty Ltd | SI4.4M-13 | BYD | 2026-09-14
2024-03-15 | HBS10572 | Shenzhen BYD Electronics Co Ltd LV Flex (x2) w/ SMA Australia Pty Ltd SI6.0H-13 | 10 |  |  | Shenzhen BYD Electronics Co Ltd | LV Flex | 2 | SMA Australia Pty Ltd | SI6.0H-13 | BYD | 2026-09-14
2024-03-15 | HBS10573 | Shenzhen BYD Electronics Co Ltd LV Flex (x3) w/ SMA Australia Pty Ltd SI6.0H-13 | 15 |  |  | Shenzhen BYD Electronics Co Ltd | LV Flex | 3 | SMA Australia Pty Ltd | SI6.0H-13 | BYD | 2026-09-14
2024-03-15 | HBS10574 | Shenzhen BYD Electronics Co Ltd LV Flex (x4) w/ SMA Australia Pty Ltd SI6.0H-13 | 20 |  |  | Shenzhen BYD Electronics Co Ltd | LV Flex | 4 | SMA Australia Pty Ltd | SI6.0H-13 | BYD | 2026-09-14
2024-03-15 | HBS10575 | Shenzhen BYD Electronics Co Ltd LV Flex (x5) w/ SMA Australia Pty Ltd SI6.0H-13 | 25 |  |  | Shenzhen BYD Electronics Co Ltd | LV Flex | 5 | SMA Australia Pty Ltd | SI6.0H-13 | BYD | 2026-09-14
2024-03-15 | HBS10576 | Shenzhen BYD Electronics Co Ltd LV Flex (x6) w/ SMA Australia Pty Ltd SI6.0H-13 | 30 |  |  | Shenzhen BYD Electronics Co Ltd | LV Flex | 6 | SMA Australia Pty Ltd | SI6.0H-13 | BYD | 2026-09-14
2024-03-15 | HBS10577 | Shenzhen BYD Electronics Co Ltd LV Flex (x7) w/ SMA Australia Pty Ltd SI6.0H-13 | 35 |  |  | Shenzhen BYD Electronics Co Ltd | LV Flex | 7 | SMA Australia Pty Ltd | SI6.0H-13 | BYD | 2026-09-14
2024-03-15 | HBS10578 | Shenzhen BYD Electronics Co Ltd LV Flex (x8) w/ SMA Australia Pty Ltd SI6.0H-13 | 40 |  |  | Shenzhen BYD Electronics Co Ltd | LV Flex | 8 | SMA Australia Pty Ltd | SI6.0H-13 | BYD | 2026-09-14
2024-03-15 | HBS10579 | Shenzhen BYD Electronics Co Ltd LV Flex (x9) w/ SMA Australia Pty Ltd SI6.0H-13 | 45 |  |  | Shenzhen BYD Electronics Co Ltd | LV Flex | 9 | SMA Australia Pty Ltd | SI6.0H-13 | BYD | 2026-09-14
2024-03-15 | HBS10580 | Shenzhen BYD Electronics Co Ltd LV Flex (x10) w/ SMA Australia Pty Ltd SI6.0H-13 | 50 |  |  | Shenzhen BYD Electronics Co Ltd | LV Flex | 10 | SMA Australia Pty Ltd | SI6.0H-13 | BYD | 2026-09-14
2024-03-15 | HBS10581 | Shenzhen BYD Electronics Co Ltd LV Flex (x11) w/ SMA Australia Pty Ltd SI6.0H-13 | 55 |  |  | Shenzhen BYD Electronics Co Ltd | LV Flex | 11 | SMA Australia Pty Ltd | SI6.0H-13 | BYD | 2026-09-14
2024-03-15 | HBS10582 | Shenzhen BYD Electronics Co Ltd LV Flex (x12) w/ SMA Australia Pty Ltd SI6.0H-13 | 60 |  |  | Shenzhen BYD Electronics Co Ltd | LV Flex | 12 | SMA Australia Pty Ltd | SI6.0H-13 | BYD | 2026-09-14
2024-03-15 | HBS10583 | Shenzhen BYD Electronics Co Ltd LV Flex (x13) w/ SMA Australia Pty Ltd SI6.0H-13 | 65 |  |  | Shenzhen BYD Electronics Co Ltd | LV Flex | 13 | SMA Australia Pty Ltd | SI6.0H-13 | BYD | 2026-09-14
2024-03-15 | HBS10584 | Shenzhen BYD Electronics Co Ltd LV Flex (x14) w/ SMA Australia Pty Ltd SI6.0H-13 | 70 |  |  | Shenzhen BYD Electronics Co Ltd | LV Flex | 14 | SMA Australia Pty Ltd | SI6.0H-13 | BYD | 2026-09-14
2024-03-15 | HBS10585 | Shenzhen BYD Electronics Co Ltd LV Flex (x15) w/ SMA Australia Pty Ltd SI6.0H-13 | 75 |  |  | Shenzhen BYD Electronics Co Ltd | LV Flex | 15 | SMA Australia Pty Ltd | SI6.0H-13 | BYD | 2026-09-14
2024-03-15 | HBS10586 | Shenzhen BYD Electronics Co Ltd LV Flex (x16) w/ SMA Australia Pty Ltd SI6.0H-13 | 80 |  |  | Shenzhen BYD Electronics Co Ltd | LV Flex | 16 | SMA Australia Pty Ltd | SI6.0H-13 | BYD | 2026-09-14
2024-03-15 | HBS10587 | Shenzhen BYD Electronics Co Ltd LV Flex (x17) w/ SMA Australia Pty Ltd SI6.0H-13 | 85 |  |  | Shenzhen BYD Electronics Co Ltd | LV Flex | 17 | SMA Australia Pty Ltd | SI6.0H-13 | BYD | 2026-09-14
2024-03-15 | HBS10588 | Shenzhen BYD Electronics Co Ltd LV Flex (x18) w/ SMA Australia Pty Ltd SI6.0H-13 | 90 |  |  | Shenzhen BYD Electronics Co Ltd | LV Flex | 18 | SMA Australia Pty Ltd | SI6.0H-13 | BYD | 2026-09-14
2024-03-15 | HBS10589 | Shenzhen BYD Electronics Co Ltd LV Flex (x19) w/ SMA Australia Pty Ltd SI6.0H-13 | 95 |  |  | Shenzhen BYD Electronics Co Ltd | LV Flex | 19 | SMA Australia Pty Ltd | SI6.0H-13 | BYD | 2026-09-14
2024-03-15 | HBS10590 | Shenzhen BYD Electronics Co Ltd LV Flex (x20) w/ SMA Australia Pty Ltd SI6.0H-13 | 100 |  |  | Shenzhen BYD Electronics Co Ltd | LV Flex | 20 | SMA Australia Pty Ltd | SI6.0H-13 | BYD | 2026-09-14
2024-03-15 | HBS10591 | Shenzhen BYD Electronics Co Ltd LV Flex (x21) w/ SMA Australia Pty Ltd SI6.0H-13 | 105 |  |  | Shenzhen BYD Electronics Co Ltd | LV Flex | 21 | SMA Australia Pty Ltd | SI6.0H-13 | BYD | 2026-09-14
2024-03-15 | HBS10592 | Shenzhen BYD Electronics Co Ltd LV Flex (x22) w/ SMA Australia Pty Ltd SI6.0H-13 | 110 |  |  | Shenzhen BYD Electronics Co Ltd | LV Flex | 22 | SMA Australia Pty Ltd | SI6.0H-13 | BYD | 2026-09-14
2024-03-15 | HBS10593 | Shenzhen BYD Electronics Co Ltd LV Flex (x23) w/ SMA Australia Pty Ltd SI6.0H-13 | 115 |  |  | Shenzhen BYD Electronics Co Ltd | LV Flex | 23 | SMA Australia Pty Ltd | SI6.0H-13 | BYD | 2026-09-14
2024-03-15 | HBS10594 | Shenzhen BYD Electronics Co Ltd LV Flex (x24) w/ SMA Australia Pty Ltd SI6.0H-13 | 120 |  |  | Shenzhen BYD Electronics Co Ltd | LV Flex | 24 | SMA Australia Pty Ltd | SI6.0H-13 | BYD | 2026-09-14
2024-03-15 | HBS10595 | Shenzhen BYD Electronics Co Ltd LV Flex (x25) w/ SMA Australia Pty Ltd SI6.0H-13 | 125 |  |  | Shenzhen BYD Electronics Co Ltd | LV Flex | 25 | SMA Australia Pty Ltd | SI6.0H-13 | BYD | 2026-09-14
2024-03-15 | HBS10596 | Shenzhen BYD Electronics Co Ltd LV Flex (x26) w/ SMA Australia Pty Ltd SI6.0H-13 | 130 |  |  | Shenzhen BYD Electronics Co Ltd | LV Flex | 26 | SMA Australia Pty Ltd | SI6.0H-13 | BYD | 2026-09-14
2024-03-15 | HBS10597 | Shenzhen BYD Electronics Co Ltd LV Flex (x27) w/ SMA Australia Pty Ltd SI6.0H-13 | 135 |  |  | Shenzhen BYD Electronics Co Ltd | LV Flex | 27 | SMA Australia Pty Ltd | SI6.0H-13 | BYD | 2026-09-14
2024-03-15 | HBS10598 | Shenzhen BYD Electronics Co Ltd LV Flex (x28) w/ SMA Australia Pty Ltd SI6.0H-13 | 140 |  |  | Shenzhen BYD Electronics Co Ltd | LV Flex | 28 | SMA Australia Pty Ltd | SI6.0H-13 | BYD | 2026-09-14
2024-03-15 | HBS10599 | Shenzhen BYD Electronics Co Ltd LV Flex (x29) w/ SMA Australia Pty Ltd SI6.0H-13 | 145 |  |  | Shenzhen BYD Electronics Co Ltd | LV Flex | 29 | SMA Australia Pty Ltd | SI6.0H-13 | BYD | 2026-09-14
2024-03-15 | HBS10600 | Shenzhen BYD Electronics Co Ltd LV Flex (x30) w/ SMA Australia Pty Ltd SI6.0H-13 | 150 |  |  | Shenzhen BYD Electronics Co Ltd | LV Flex | 30 | SMA Australia Pty Ltd | SI6.0H-13 | BYD | 2026-09-14
2024-03-15 | HBS10601 | Shenzhen BYD Electronics Co Ltd LV Flex (x31) w/ SMA Australia Pty Ltd SI6.0H-13 | 155 |  |  | Shenzhen BYD Electronics Co Ltd | LV Flex | 31 | SMA Australia Pty Ltd | SI6.0H-13 | BYD | 2026-09-14
2024-03-15 | HBS10602 | Shenzhen BYD Electronics Co Ltd LV Flex (x32) w/ SMA Australia Pty Ltd SI6.0H-13 | 160 |  |  | Shenzhen BYD Electronics Co Ltd | LV Flex | 32 | SMA Australia Pty Ltd | SI6.0H-13 | BYD | 2026-09-14
2024-03-15 | HBS10603 | Shenzhen BYD Electronics Co Ltd LV Flex (x33) w/ SMA Australia Pty Ltd SI6.0H-13 | 165 |  |  | Shenzhen BYD Electronics Co Ltd | LV Flex | 33 | SMA Australia Pty Ltd | SI6.0H-13 | BYD | 2026-09-14
2024-03-15 | HBS10604 | Shenzhen BYD Electronics Co Ltd LV Flex (x34) w/ SMA Australia Pty Ltd SI6.0H-13 | 170 |  |  | Shenzhen BYD Electronics Co Ltd | LV Flex | 34 | SMA Australia Pty Ltd | SI6.0H-13 | BYD | 2026-09-14
2024-03-15 | HBS10605 | Shenzhen BYD Electronics Co Ltd LV Flex (x35) w/ SMA Australia Pty Ltd SI6.0H-13 | 175 |  |  | Shenzhen BYD Electronics Co Ltd | LV Flex | 35 | SMA Australia Pty Ltd | SI6.0H-13 | BYD | 2026-09-14
2024-03-15 | HBS10606 | Shenzhen BYD Electronics Co Ltd LV Flex (x36) w/ SMA Australia Pty Ltd SI6.0H-13 | 180 |  |  | Shenzhen BYD Electronics Co Ltd | LV Flex | 36 | SMA Australia Pty Ltd | SI6.0H-13 | BYD | 2026-09-14
2024-03-15 | HBS10607 | Shenzhen BYD Electronics Co Ltd LV Flex (x37) w/ SMA Australia Pty Ltd SI6.0H-13 | 185 |  |  | Shenzhen BYD Electronics Co Ltd | LV Flex | 37 | SMA Australia Pty Ltd | SI6.0H-13 | BYD | 2026-09-14
2024-03-15 | HBS10608 | Shenzhen BYD Electronics Co Ltd LV Flex (x38) w/ SMA Australia Pty Ltd SI6.0H-13 | 190 |  |  | Shenzhen BYD Electronics Co Ltd | LV Flex | 38 | SMA Australia Pty Ltd | SI6.0H-13 | BYD | 2026-09-14
2024-03-15 | HBS10609 | Shenzhen BYD Electronics Co Ltd LV Flex (x39) w/ SMA Australia Pty Ltd SI6.0H-13 | 195 |  |  | Shenzhen BYD Electronics Co Ltd | LV Flex | 39 | SMA Australia Pty Ltd | SI6.0H-13 | BYD | 2026-09-14
2024-03-15 | HBS10610 | Shenzhen BYD Electronics Co Ltd LV Flex (x40) w/ SMA Australia Pty Ltd SI6.0H-13 | 200 |  |  | Shenzhen BYD Electronics Co Ltd | LV Flex | 40 | SMA Australia Pty Ltd | SI6.0H-13 | BYD | 2026-09-14
2024-03-15 | HBS10611 | Shenzhen BYD Electronics Co Ltd LV Flex (x41) w/ SMA Australia Pty Ltd SI6.0H-13 | 205 |  |  | Shenzhen BYD Electronics Co Ltd | LV Flex | 41 | SMA Australia Pty Ltd | SI6.0H-13 | BYD | 2026-09-14
2024-03-15 | HBS10612 | Shenzhen BYD Electronics Co Ltd LV Flex (x42) w/ SMA Australia Pty Ltd SI6.0H-13 | 210 |  |  | Shenzhen BYD Electronics Co Ltd | LV Flex | 42 | SMA Australia Pty Ltd | SI6.0H-13 | BYD | 2026-09-14
2024-03-15 | HBS10613 | Shenzhen BYD Electronics Co Ltd LV Flex (x43) w/ SMA Australia Pty Ltd SI6.0H-13 | 215 |  |  | Shenzhen BYD Electronics Co Ltd | LV Flex | 43 | SMA Australia Pty Ltd | SI6.0H-13 | BYD | 2026-09-14
2024-03-15 | HBS10614 | Shenzhen BYD Electronics Co Ltd LV Flex (x44) w/ SMA Australia Pty Ltd SI6.0H-13 | 220 |  |  | Shenzhen BYD Electronics Co Ltd | LV Flex | 44 | SMA Australia Pty Ltd | SI6.0H-13 | BYD | 2026-09-14
2024-03-15 | HBS10615 | Shenzhen BYD Electronics Co Ltd LV Flex (x45) w/ SMA Australia Pty Ltd SI6.0H-13 | 225 |  |  | Shenzhen BYD Electronics Co Ltd | LV Flex | 45 | SMA Australia Pty Ltd | SI6.0H-13 | BYD | 2026-09-14
2024-03-15 | HBS10616 | Shenzhen BYD Electronics Co Ltd LV Flex (x46) w/ SMA Australia Pty Ltd SI6.0H-13 | 230 |  |  | Shenzhen BYD Electronics Co Ltd | LV Flex | 46 | SMA Australia Pty Ltd | SI6.0H-13 | BYD | 2026-09-14
2024-03-15 | HBS10617 | Shenzhen BYD Electronics Co Ltd LV Flex (x47) w/ SMA Australia Pty Ltd SI6.0H-13 | 235 |  |  | Shenzhen BYD Electronics Co Ltd | LV Flex | 47 | SMA Australia Pty Ltd | SI6.0H-13 | BYD | 2026-09-14
2024-03-15 | HBS10618 | Shenzhen BYD Electronics Co Ltd LV Flex (x48) w/ SMA Australia Pty Ltd SI6.0H-13 | 240 |  |  | Shenzhen BYD Electronics Co Ltd | LV Flex | 48 | SMA Australia Pty Ltd | SI6.0H-13 | BYD | 2026-09-14
2024-03-15 | HBS10619 | Shenzhen BYD Electronics Co Ltd LV Flex (x49) w/ SMA Australia Pty Ltd SI6.0H-13 | 245 |  |  | Shenzhen BYD Electronics Co Ltd | LV Flex | 49 | SMA Australia Pty Ltd | SI6.0H-13 | BYD | 2026-09-14
2024-03-15 | HBS10620 | Shenzhen BYD Electronics Co Ltd LV Flex (x50) w/ SMA Australia Pty Ltd SI6.0H-13 | 250 |  |  | Shenzhen BYD Electronics Co Ltd | LV Flex | 50 | SMA Australia Pty Ltd | SI6.0H-13 | BYD | 2026-09-14
2024-03-15 | HBS10621 | Shenzhen BYD Electronics Co Ltd LV Flex (x51) w/ SMA Australia Pty Ltd SI6.0H-13 | 255 |  |  | Shenzhen BYD Electronics Co Ltd | LV Flex | 51 | SMA Australia Pty Ltd | SI6.0H-13 | BYD | 2026-09-14
2024-03-15 | HBS10622 | Shenzhen BYD Electronics Co Ltd LV Flex (x52) w/ SMA Australia Pty Ltd SI6.0H-13 | 260 |  |  | Shenzhen BYD Electronics Co Ltd | LV Flex | 52 | SMA Australia Pty Ltd | SI6.0H-13 | BYD | 2026-09-14
2024-03-15 | HBS10623 | Shenzhen BYD Electronics Co Ltd LV Flex (x53) w/ SMA Australia Pty Ltd SI6.0H-13 | 265 |  |  | Shenzhen BYD Electronics Co Ltd | LV Flex | 53 | SMA Australia Pty Ltd | SI6.0H-13 | BYD | 2026-09-14
2024-03-15 | HBS10624 | Shenzhen BYD Electronics Co Ltd LV Flex (x54) w/ SMA Australia Pty Ltd SI6.0H-13 | 270 |  |  | Shenzhen BYD Electronics Co Ltd | LV Flex | 54 | SMA Australia Pty Ltd | SI6.0H-13 | BYD | 2026-09-14
2024-03-15 | HBS10625 | Shenzhen BYD Electronics Co Ltd LV Flex (x55) w/ SMA Australia Pty Ltd SI6.0H-13 | 275 |  |  | Shenzhen BYD Electronics Co Ltd | LV Flex | 55 | SMA Australia Pty Ltd | SI6.0H-13 | BYD | 2026-09-14
2024-03-15 | HBS10626 | Shenzhen BYD Electronics Co Ltd LV Flex (x56) w/ SMA Australia Pty Ltd SI6.0H-13 | 280 |  |  | Shenzhen BYD Electronics Co Ltd | LV Flex | 56 | SMA Australia Pty Ltd | SI6.0H-13 | BYD | 2026-09-14
2024-03-15 | HBS10627 | Shenzhen BYD Electronics Co Ltd LV Flex (x57) w/ SMA Australia Pty Ltd SI6.0H-13 | 285 |  |  | Shenzhen BYD Electronics Co Ltd | LV Flex | 57 | SMA Australia Pty Ltd | SI6.0H-13 | BYD | 2026-09-14
2024-03-15 | HBS10628 | Shenzhen BYD Electronics Co Ltd LV Flex (x58) w/ SMA Australia Pty Ltd SI6.0H-13 | 290 |  |  | Shenzhen BYD Electronics Co Ltd | LV Flex | 58 | SMA Australia Pty Ltd | SI6.0H-13 | BYD | 2026-09-14
2024-03-15 | HBS10629 | Shenzhen BYD Electronics Co Ltd LV Flex (x59) w/ SMA Australia Pty Ltd SI6.0H-13 | 295 |  |  | Shenzhen BYD Electronics Co Ltd | LV Flex | 59 | SMA Australia Pty Ltd | SI6.0H-13 | BYD | 2026-09-14
2024-03-15 | HBS10630 | Shenzhen BYD Electronics Co Ltd LV Flex (x60) w/ SMA Australia Pty Ltd SI6.0H-13 | 300 |  |  | Shenzhen BYD Electronics Co Ltd | LV Flex | 60 | SMA Australia Pty Ltd | SI6.0H-13 | BYD | 2026-09-14
2024-03-15 | HBS10631 | Shenzhen BYD Electronics Co Ltd LV Flex (x61) w/ SMA Australia Pty Ltd SI6.0H-13 | 305 |  |  | Shenzhen BYD Electronics Co Ltd | LV Flex | 61 | SMA Australia Pty Ltd | SI6.0H-13 | BYD | 2026-09-14
2024-03-15 | HBS10632 | Shenzhen BYD Electronics Co Ltd LV Flex (x62) w/ SMA Australia Pty Ltd SI6.0H-13 | 310 |  |  | Shenzhen BYD Electronics Co Ltd | LV Flex | 62 | SMA Australia Pty Ltd | SI6.0H-13 | BYD | 2026-09-14
2024-03-15 | HBS10633 | Shenzhen BYD Electronics Co Ltd LV Flex (x63) w/ SMA Australia Pty Ltd SI6.0H-13 | 315 |  |  | Shenzhen BYD Electronics Co Ltd | LV Flex | 63 | SMA Australia Pty Ltd | SI6.0H-13 | BYD | 2026-09-14
2024-03-15 | HBS10634 | Shenzhen BYD Electronics Co Ltd LV Flex (x64) w/ SMA Australia Pty Ltd SI6.0H-13 | 320 |  |  | Shenzhen BYD Electronics Co Ltd | LV Flex | 64 | SMA Australia Pty Ltd | SI6.0H-13 | BYD | 2026-09-14
2024-03-15 | HBS10635 | Shenzhen BYD Electronics Co Ltd LV Flex (x2) w/ SMA Australia Pty Ltd SI8.0H-13 | 10 |  |  | Shenzhen BYD Electronics Co Ltd | LV Flex | 2 | SMA Australia Pty Ltd | SI8.0H-13 | BYD | 2026-09-14
2024-03-15 | HBS10636 | Shenzhen BYD Electronics Co Ltd LV Flex (x3) w/ SMA Australia Pty Ltd SI8.0H-13 | 15 |  |  | Shenzhen BYD Electronics Co Ltd | LV Flex | 3 | SMA Australia Pty Ltd | SI8.0H-13 | BYD | 2026-09-14
2024-03-15 | HBS10637 | Shenzhen BYD Electronics Co Ltd LV Flex (x4) w/ SMA Australia Pty Ltd SI8.0H-13 | 20 |  |  | Shenzhen BYD Electronics Co Ltd | LV Flex | 4 | SMA Australia Pty Ltd | SI8.0H-13 | BYD | 2026-09-14
2024-03-15 | HBS10638 | Shenzhen BYD Electronics Co Ltd LV Flex (x5) w/ SMA Australia Pty Ltd SI8.0H-13 | 25 |  |  | Shenzhen BYD Electronics Co Ltd | LV Flex | 5 | SMA Australia Pty Ltd | SI8.0H-13 | BYD | 2026-09-14
2024-03-15 | HBS10639 | Shenzhen BYD Electronics Co Ltd LV Flex (x6) w/ SMA Australia Pty Ltd SI8.0H-13 | 30 |  |  | Shenzhen BYD Electronics Co Ltd | LV Flex | 6 | SMA Australia Pty Ltd | SI8.0H-13 | BYD | 2026-09-14
2024-03-15 | HBS10640 | Shenzhen BYD Electronics Co Ltd LV Flex (x7) w/ SMA Australia Pty Ltd SI8.0H-13 | 35 |  |  | Shenzhen BYD Electronics Co Ltd | LV Flex | 7 | SMA Australia Pty Ltd | SI8.0H-13 | BYD | 2026-09-14
2024-03-15 | HBS10641 | Shenzhen BYD Electronics Co Ltd LV Flex (x8) w/ SMA Australia Pty Ltd SI8.0H-13 | 40 |  |  | Shenzhen BYD Electronics Co Ltd | LV Flex | 8 | SMA Australia Pty Ltd | SI8.0H-13 | BYD | 2026-09-14
2024-03-15 | HBS10642 | Shenzhen BYD Electronics Co Ltd LV Flex (x9) w/ SMA Australia Pty Ltd SI8.0H-13 | 45 |  |  | Shenzhen BYD Electronics Co Ltd | LV Flex | 9 | SMA Australia Pty Ltd | SI8.0H-13 | BYD | 2026-09-14
2024-03-15 | HBS10643 | Shenzhen BYD Electronics Co Ltd LV Flex (x10) w/ SMA Australia Pty Ltd SI8.0H-13 | 50 |  |  | Shenzhen BYD Electronics Co Ltd | LV Flex | 10 | SMA Australia Pty Ltd | SI8.0H-13 | BYD | 2026-09-14
2024-03-15 | HBS10644 | Shenzhen BYD Electronics Co Ltd LV Flex (x11) w/ SMA Australia Pty Ltd SI8.0H-13 | 55 |  |  | Shenzhen BYD Electronics Co Ltd | LV Flex | 11 | SMA Australia Pty Ltd | SI8.0H-13 | BYD | 2026-09-14
2024-03-15 | HBS10645 | Shenzhen BYD Electronics Co Ltd LV Flex (x12) w/ SMA Australia Pty Ltd SI8.0H-13 | 60 |  |  | Shenzhen BYD Electronics Co Ltd | LV Flex | 12 | SMA Australia Pty Ltd | SI8.0H-13 | BYD | 2026-09-14
2024-03-15 | HBS10646 | Shenzhen BYD Electronics Co Ltd LV Flex (x13) w/ SMA Australia Pty Ltd SI8.0H-13 | 65 |  |  | Shenzhen BYD Electronics Co Ltd | LV Flex | 13 | SMA Australia Pty Ltd | SI8.0H-13 | BYD | 2026-09-14
2024-03-15 | HBS10647 | Shenzhen BYD Electronics Co Ltd LV Flex (x14) w/ SMA Australia Pty Ltd SI8.0H-13 | 70 |  |  | Shenzhen BYD Electronics Co Ltd | LV Flex | 14 | SMA Australia Pty Ltd | SI8.0H-13 | BYD | 2026-09-14
2024-03-15 | HBS10648 | Shenzhen BYD Electronics Co Ltd LV Flex (x15) w/ SMA Australia Pty Ltd SI8.0H-13 | 75 |  |  | Shenzhen BYD Electronics Co Ltd | LV Flex | 15 | SMA Australia Pty Ltd | SI8.0H-13 | BYD | 2026-09-14
2024-03-15 | HBS10649 | Shenzhen BYD Electronics Co Ltd LV Flex (x16) w/ SMA Australia Pty Ltd SI8.0H-13 | 80 |  |  | Shenzhen BYD Electronics Co Ltd | LV Flex | 16 | SMA Australia Pty Ltd | SI8.0H-13 | BYD | 2026-09-14
2024-03-15 | HBS10650 | Shenzhen BYD Electronics Co Ltd LV Flex (x17) w/ SMA Australia Pty Ltd SI8.0H-13 | 85 |  |  | Shenzhen BYD Electronics Co Ltd | LV Flex | 17 | SMA Australia Pty Ltd | SI8.0H-13 | BYD | 2026-09-14
2024-03-15 | HBS10651 | Shenzhen BYD Electronics Co Ltd LV Flex (x18) w/ SMA Australia Pty Ltd SI8.0H-13 | 90 |  |  | Shenzhen BYD Electronics Co Ltd | LV Flex | 18 | SMA Australia Pty Ltd | SI8.0H-13 | BYD | 2026-09-14
2024-03-15 | HBS10652 | Shenzhen BYD Electronics Co Ltd LV Flex (x19) w/ SMA Australia Pty Ltd SI8.0H-13 | 95 |  |  | Shenzhen BYD Electronics Co Ltd | LV Flex | 19 | SMA Australia Pty Ltd | SI8.0H-13 | BYD | 2026-09-14
2024-03-15 | HBS10653 | Shenzhen BYD Electronics Co Ltd LV Flex (x20) w/ SMA Australia Pty Ltd SI8.0H-13 | 100 |  |  | Shenzhen BYD Electronics Co Ltd | LV Flex | 20 | SMA Australia Pty Ltd | SI8.0H-13 | BYD | 2026-09-14
2024-03-15 | HBS10654 | Shenzhen BYD Electronics Co Ltd LV Flex (x21) w/ SMA Australia Pty Ltd SI8.0H-13 | 105 |  |  | Shenzhen BYD Electronics Co Ltd | LV Flex | 21 | SMA Australia Pty Ltd | SI8.0H-13 | BYD | 2026-09-14
2024-03-15 | HBS10655 | Shenzhen BYD Electronics Co Ltd LV Flex (x22) w/ SMA Australia Pty Ltd SI8.0H-13 | 110 |  |  | Shenzhen BYD Electronics Co Ltd | LV Flex | 22 | SMA Australia Pty Ltd | SI8.0H-13 | BYD | 2026-09-14
2024-03-15 | HBS10656 | Shenzhen BYD Electronics Co Ltd LV Flex (x23) w/ SMA Australia Pty Ltd SI8.0H-13 | 115 |  |  | Shenzhen BYD Electronics Co Ltd | LV Flex | 23 | SMA Australia Pty Ltd | SI8.0H-13 | BYD | 2026-09-14
2024-03-15 | HBS10657 | Shenzhen BYD Electronics Co Ltd LV Flex (x24) w/ SMA Australia Pty Ltd SI8.0H-13 | 120 |  |  | Shenzhen BYD Electronics Co Ltd | LV Flex | 24 | SMA Australia Pty Ltd | SI8.0H-13 | BYD | 2026-09-14
2024-03-15 | HBS10658 | Shenzhen BYD Electronics Co Ltd LV Flex (x25) w/ SMA Australia Pty Ltd SI8.0H-13 | 125 |  |  | Shenzhen BYD Electronics Co Ltd | LV Flex | 25 | SMA Australia Pty Ltd | SI8.0H-13 | BYD | 2026-09-14
2024-03-15 | HBS10659 | Shenzhen BYD Electronics Co Ltd LV Flex (x26) w/ SMA Australia Pty Ltd SI8.0H-13 | 130 |  |  | Shenzhen BYD Electronics Co Ltd | LV Flex | 26 | SMA Australia Pty Ltd | SI8.0H-13 | BYD | 2026-09-14
2024-03-15 | HBS10660 | Shenzhen BYD Electronics Co Ltd LV Flex (x27) w/ SMA Australia Pty Ltd SI8.0H-13 | 135 |  |  | Shenzhen BYD Electronics Co Ltd | LV Flex | 27 | SMA Australia Pty Ltd | SI8.0H-13 | BYD | 2026-09-14
2024-03-15 | HBS10661 | Shenzhen BYD Electronics Co Ltd LV Flex (x28) w/ SMA Australia Pty Ltd SI8.0H-13 | 140 |  |  | Shenzhen BYD Electronics Co Ltd | LV Flex | 28 | SMA Australia Pty Ltd | SI8.0H-13 | BYD | 2026-09-14
2024-03-15 | HBS10662 | Shenzhen BYD Electronics Co Ltd LV Flex (x29) w/ SMA Australia Pty Ltd SI8.0H-13 | 145 |  |  | Shenzhen BYD Electronics Co Ltd | LV Flex | 29 | SMA Australia Pty Ltd | SI8.0H-13 | BYD | 2026-09-14
2024-03-15 | HBS10663 | Shenzhen BYD Electronics Co Ltd LV Flex (x30) w/ SMA Australia Pty Ltd SI8.0H-13 | 150 |  |  | Shenzhen BYD Electronics Co Ltd | LV Flex | 30 | SMA Australia Pty Ltd | SI8.0H-13 | BYD | 2026-09-14
2024-03-15 | HBS10664 | Shenzhen BYD Electronics Co Ltd LV Flex (x31) w/ SMA Australia Pty Ltd SI8.0H-13 | 155 |  |  | Shenzhen BYD Electronics Co Ltd | LV Flex | 31 | SMA Australia Pty Ltd | SI8.0H-13 | BYD | 2026-09-14
2024-03-15 | HBS10665 | Shenzhen BYD Electronics Co Ltd LV Flex (x32) w/ SMA Australia Pty Ltd SI8.0H-13 | 160 |  |  | Shenzhen BYD Electronics Co Ltd | LV Flex | 32 | SMA Australia Pty Ltd | SI8.0H-13 | BYD | 2026-09-14
2024-03-15 | HBS10666 | Shenzhen BYD Electronics Co Ltd LV Flex (x33) w/ SMA Australia Pty Ltd SI8.0H-13 | 165 |  |  | Shenzhen BYD Electronics Co Ltd | LV Flex | 33 | SMA Australia Pty Ltd | SI8.0H-13 | BYD | 2026-09-14
2024-03-15 | HBS10667 | Shenzhen BYD Electronics Co Ltd LV Flex (x34) w/ SMA Australia Pty Ltd SI8.0H-13 | 170 |  |  | Shenzhen BYD Electronics Co Ltd | LV Flex | 34 | SMA Australia Pty Ltd | SI8.0H-13 | BYD | 2026-09-14
2024-03-15 | HBS10668 | Shenzhen BYD Electronics Co Ltd LV Flex (x35) w/ SMA Australia Pty Ltd SI8.0H-13 | 175 |  |  | Shenzhen BYD Electronics Co Ltd | LV Flex | 35 | SMA Australia Pty Ltd | SI8.0H-13 | BYD | 2026-09-14
2024-03-15 | HBS10669 | Shenzhen BYD Electronics Co Ltd LV Flex (x36) w/ SMA Australia Pty Ltd SI8.0H-13 | 180 |  |  | Shenzhen BYD Electronics Co Ltd | LV Flex | 36 | SMA Australia Pty Ltd | SI8.0H-13 | BYD | 2026-09-14
2024-03-15 | HBS10670 | Shenzhen BYD Electronics Co Ltd LV Flex (x37) w/ SMA Australia Pty Ltd SI8.0H-13 | 185 |  |  | Shenzhen BYD Electronics Co Ltd | LV Flex | 37 | SMA Australia Pty Ltd | SI8.0H-13 | BYD | 2026-09-14
2024-03-15 | HBS10671 | Shenzhen BYD Electronics Co Ltd LV Flex (x38) w/ SMA Australia Pty Ltd SI8.0H-13 | 190 |  |  | Shenzhen BYD Electronics Co Ltd | LV Flex | 38 | SMA Australia Pty Ltd | SI8.0H-13 | BYD | 2026-09-14
2024-03-15 | HBS10672 | Shenzhen BYD Electronics Co Ltd LV Flex (x39) w/ SMA Australia Pty Ltd SI8.0H-13 | 195 |  |  | Shenzhen BYD Electronics Co Ltd | LV Flex | 39 | SMA Australia Pty Ltd | SI8.0H-13 | BYD | 2026-09-14
2024-03-15 | HBS10673 | Shenzhen BYD Electronics Co Ltd LV Flex (x40) w/ SMA Australia Pty Ltd SI8.0H-13 | 200 |  |  | Shenzhen BYD Electronics Co Ltd | LV Flex | 40 | SMA Australia Pty Ltd | SI8.0H-13 | BYD | 2026-09-14
2024-03-15 | HBS10674 | Shenzhen BYD Electronics Co Ltd LV Flex (x41) w/ SMA Australia Pty Ltd SI8.0H-13 | 205 |  |  | Shenzhen BYD Electronics Co Ltd | LV Flex | 41 | SMA Australia Pty Ltd | SI8.0H-13 | BYD | 2026-09-14
2024-03-15 | HBS10675 | Shenzhen BYD Electronics Co Ltd LV Flex (x42) w/ SMA Australia Pty Ltd SI8.0H-13 | 210 |  |  | Shenzhen BYD Electronics Co Ltd | LV Flex | 42 | SMA Australia Pty Ltd | SI8.0H-13 | BYD | 2026-09-14
2024-03-15 | HBS10676 | Shenzhen BYD Electronics Co Ltd LV Flex (x43) w/ SMA Australia Pty Ltd SI8.0H-13 | 215 |  |  | Shenzhen BYD Electronics Co Ltd | LV Flex | 43 | SMA Australia Pty Ltd | SI8.0H-13 | BYD | 2026-09-14
2024-03-15 | HBS10677 | Shenzhen BYD Electronics Co Ltd LV Flex (x44) w/ SMA Australia Pty Ltd SI8.0H-13 | 220 |  |  | Shenzhen BYD Electronics Co Ltd | LV Flex | 44 | SMA Australia Pty Ltd | SI8.0H-13 | BYD | 2026-09-14
2024-03-15 | HBS10678 | Shenzhen BYD Electronics Co Ltd LV Flex (x45) w/ SMA Australia Pty Ltd SI8.0H-13 | 225 |  |  | Shenzhen BYD Electronics Co Ltd | LV Flex | 45 | SMA Australia Pty Ltd | SI8.0H-13 | BYD | 2026-09-14
2024-03-15 | HBS10679 | Shenzhen BYD Electronics Co Ltd LV Flex (x46) w/ SMA Australia Pty Ltd SI8.0H-13 | 230 |  |  | Shenzhen BYD Electronics Co Ltd | LV Flex | 46 | SMA Australia Pty Ltd | SI8.0H-13 | BYD | 2026-09-14
2024-03-15 | HBS10680 | Shenzhen BYD Electronics Co Ltd LV Flex (x47) w/ SMA Australia Pty Ltd SI8.0H-13 | 235 |  |  | Shenzhen BYD Electronics Co Ltd | LV Flex | 47 | SMA Australia Pty Ltd | SI8.0H-13 | BYD | 2026-09-14
2024-03-15 | HBS10681 | Shenzhen BYD Electronics Co Ltd LV Flex (x48) w/ SMA Australia Pty Ltd SI8.0H-13 | 240 |  |  | Shenzhen BYD Electronics Co Ltd | LV Flex | 48 | SMA Australia Pty Ltd | SI8.0H-13 | BYD | 2026-09-14
2024-03-15 | HBS10682 | Shenzhen BYD Electronics Co Ltd LV Flex (x49) w/ SMA Australia Pty Ltd SI8.0H-13 | 245 |  |  | Shenzhen BYD Electronics Co Ltd | LV Flex | 49 | SMA Australia Pty Ltd | SI8.0H-13 | BYD | 2026-09-14
2024-03-15 | HBS10683 | Shenzhen BYD Electronics Co Ltd LV Flex (x50) w/ SMA Australia Pty Ltd SI8.0H-13 | 250 |  |  | Shenzhen BYD Electronics Co Ltd | LV Flex | 50 | SMA Australia Pty Ltd | SI8.0H-13 | BYD | 2026-09-14
2024-03-15 | HBS10684 | Shenzhen BYD Electronics Co Ltd LV Flex (x51) w/ SMA Australia Pty Ltd SI8.0H-13 | 255 |  |  | Shenzhen BYD Electronics Co Ltd | LV Flex | 51 | SMA Australia Pty Ltd | SI8.0H-13 | BYD | 2026-09-14
2024-03-15 | HBS10685 | Shenzhen BYD Electronics Co Ltd LV Flex (x52) w/ SMA Australia Pty Ltd SI8.0H-13 | 260 |  |  | Shenzhen BYD Electronics Co Ltd | LV Flex | 52 | SMA Australia Pty Ltd | SI8.0H-13 | BYD | 2026-09-14
2024-03-15 | HBS10686 | Shenzhen BYD Electronics Co Ltd LV Flex (x53) w/ SMA Australia Pty Ltd SI8.0H-13 | 265 |  |  | Shenzhen BYD Electronics Co Ltd | LV Flex | 53 | SMA Australia Pty Ltd | SI8.0H-13 | BYD | 2026-09-14
2024-03-15 | HBS10687 | Shenzhen BYD Electronics Co Ltd LV Flex (x54) w/ SMA Australia Pty Ltd SI8.0H-13 | 270 |  |  | Shenzhen BYD Electronics Co Ltd | LV Flex | 54 | SMA Australia Pty Ltd | SI8.0H-13 | BYD | 2026-09-14
2024-03-15 | HBS10688 | Shenzhen BYD Electronics Co Ltd LV Flex (x55) w/ SMA Australia Pty Ltd SI8.0H-13 | 275 |  |  | Shenzhen BYD Electronics Co Ltd | LV Flex | 55 | SMA Australia Pty Ltd | SI8.0H-13 | BYD | 2026-09-14
2024-03-15 | HBS10689 | Shenzhen BYD Electronics Co Ltd LV Flex (x56) w/ SMA Australia Pty Ltd SI8.0H-13 | 280 |  |  | Shenzhen BYD Electronics Co Ltd | LV Flex | 56 | SMA Australia Pty Ltd | SI8.0H-13 | BYD | 2026-09-14
2024-03-15 | HBS10690 | Shenzhen BYD Electronics Co Ltd LV Flex (x57) w/ SMA Australia Pty Ltd SI8.0H-13 | 285 |  |  | Shenzhen BYD Electronics Co Ltd | LV Flex | 57 | SMA Australia Pty Ltd | SI8.0H-13 | BYD | 2026-09-14
2024-03-15 | HBS10691 | Shenzhen BYD Electronics Co Ltd LV Flex (x58) w/ SMA Australia Pty Ltd SI8.0H-13 | 290 |  |  | Shenzhen BYD Electronics Co Ltd | LV Flex | 58 | SMA Australia Pty Ltd | SI8.0H-13 | BYD | 2026-09-14
2024-03-15 | HBS10692 | Shenzhen BYD Electronics Co Ltd LV Flex (x59) w/ SMA Australia Pty Ltd SI8.0H-13 | 295 |  |  | Shenzhen BYD Electronics Co Ltd | LV Flex | 59 | SMA Australia Pty Ltd | SI8.0H-13 | BYD | 2026-09-14
2024-03-15 | HBS10693 | Shenzhen BYD Electronics Co Ltd LV Flex (x60) w/ SMA Australia Pty Ltd SI8.0H-13 | 300 |  |  | Shenzhen BYD Electronics Co Ltd | LV Flex | 60 | SMA Australia Pty Ltd | SI8.0H-13 | BYD | 2026-09-14
2024-03-15 | HBS10694 | Shenzhen BYD Electronics Co Ltd LV Flex (x61) w/ SMA Australia Pty Ltd SI8.0H-13 | 305 |  |  | Shenzhen BYD Electronics Co Ltd | LV Flex | 61 | SMA Australia Pty Ltd | SI8.0H-13 | BYD | 2026-09-14
2024-03-15 | HBS10695 | Shenzhen BYD Electronics Co Ltd LV Flex (x62) w/ SMA Australia Pty Ltd SI8.0H-13 | 310 |  |  | Shenzhen BYD Electronics Co Ltd | LV Flex | 62 | SMA Australia Pty Ltd | SI8.0H-13 | BYD | 2026-09-14
2024-03-15 | HBS10696 | Shenzhen BYD Electronics Co Ltd LV Flex (x63) w/ SMA Australia Pty Ltd SI8.0H-13 | 315 |  |  | Shenzhen BYD Electronics Co Ltd | LV Flex | 63 | SMA Australia Pty Ltd | SI8.0H-13 | BYD | 2026-09-14
2024-03-15 | HBS10697 | Shenzhen BYD Electronics Co Ltd LV Flex (x64) w/ SMA Australia Pty Ltd SI8.0H-13 | 320 |  |  | Shenzhen BYD Electronics Co Ltd | LV Flex | 64 | SMA Australia Pty Ltd | SI8.0H-13 | BYD | 2026-09-14
2024-03-15 | HBS10698 | Shenzhen BYD Electronics Co Ltd HVM 11.0 (x1) w/ GoodWe Technologies Co Ltd GW15K-ET | 11.04 |  |  | Shenzhen BYD Electronics Co Ltd | HVM 11.0 | 1 | GoodWe Technologies Co Ltd | GW15K-ET | BYD | 2026-02-10
2024-03-15 | HBS10699 | Shenzhen BYD Electronics Co Ltd HVM 13.8 (x1) w/ GoodWe Technologies Co Ltd GW15K-ET | 13.84 |  |  | Shenzhen BYD Electronics Co Ltd | HVM 13.8 | 1 | GoodWe Technologies Co Ltd | GW15K-ET | BYD | 2026-02-10
2024-03-15 | HBS10700 | Shenzhen BYD Electronics Co Ltd HVM 16.6 (x1) w/ GoodWe Technologies Co Ltd GW15K-ET | 16.56 |  |  | Shenzhen BYD Electronics Co Ltd | HVM 16.6 | 1 | GoodWe Technologies Co Ltd | GW15K-ET | BYD | 2026-02-10
2024-03-15 | HBS10701 | Shenzhen BYD Electronics Co Ltd HVM 19.3 (x1) w/ GoodWe Technologies Co Ltd GW15K-ET | 19.32 |  |  | Shenzhen BYD Electronics Co Ltd | HVM 19.3 | 1 | GoodWe Technologies Co Ltd | GW15K-ET | BYD | 2026-02-10
2024-03-15 | HBS10702 | Shenzhen BYD Electronics Co Ltd HVM 22.1 (x1) w/ GoodWe Technologies Co Ltd GW15K-ET | 22.08 |  |  | Shenzhen BYD Electronics Co Ltd | HVM 22.1 | 1 | GoodWe Technologies Co Ltd | GW15K-ET | BYD | 2026-02-10
2024-03-15 | HBS10721 | Shenzhen BYD Electronics Co Ltd HVM 11.0 (x2) w/ GoodWe Technologies Co Ltd GW15K-ET | 22.08 |  |  | Shenzhen BYD Electronics Co Ltd | HVM 11.0 | 2 | GoodWe Technologies Co Ltd | GW15K-ET | BYD | 2026-02-10
2024-03-15 | HBS10722 | Shenzhen BYD Electronics Co Ltd HVM 13.8 (x2) w/ GoodWe Technologies Co Ltd GW15K-ET | 27.68 |  |  | Shenzhen BYD Electronics Co Ltd | HVM 13.8 | 2 | GoodWe Technologies Co Ltd | GW15K-ET | BYD | 2026-02-10
2024-03-15 | HBS10723 | Shenzhen BYD Electronics Co Ltd HVM 16.6 (x2) w/ GoodWe Technologies Co Ltd GW15K-ET | 33.12 |  |  | Shenzhen BYD Electronics Co Ltd | HVM 16.6 | 2 | GoodWe Technologies Co Ltd | GW15K-ET | BYD | 2026-02-10
2024-03-15 | HBS10724 | Shenzhen BYD Electronics Co Ltd HVM 19.3 (x2) w/ GoodWe Technologies Co Ltd GW15K-ET | 38.64 |  |  | Shenzhen BYD Electronics Co Ltd | HVM 19.3 | 2 | GoodWe Technologies Co Ltd | GW15K-ET | BYD | 2026-02-10
2024-03-15 | HBS10725 | Shenzhen BYD Electronics Co Ltd HVM 22.1 (x2) w/ GoodWe Technologies Co Ltd GW15K-ET | 44.16 |  |  | Shenzhen BYD Electronics Co Ltd | HVM 22.1 | 2 | GoodWe Technologies Co Ltd | GW15K-ET | BYD | 2026-02-10
2024-03-15 | HBS10744 | Shenzhen BYD Electronics Co Ltd HVM 11.0 (x3) w/ GoodWe Technologies Co Ltd GW15K-ET | 33.12 |  |  | Shenzhen BYD Electronics Co Ltd | HVM 11.0 | 3 | GoodWe Technologies Co Ltd | GW15K-ET | BYD | 2026-02-10
2024-03-15 | HBS10745 | Shenzhen BYD Electronics Co Ltd HVM 13.8 (x3) w/ GoodWe Technologies Co Ltd GW15K-ET | 41.52 |  |  | Shenzhen BYD Electronics Co Ltd | HVM 13.8 | 3 | GoodWe Technologies Co Ltd | GW15K-ET | BYD | 2026-02-10
2024-03-15 | HBS10746 | Shenzhen BYD Electronics Co Ltd HVM 16.6 (x3) w/ GoodWe Technologies Co Ltd GW15K-ET | 49.68 |  |  | Shenzhen BYD Electronics Co Ltd | HVM 16.6 | 3 | GoodWe Technologies Co Ltd | GW15K-ET | BYD | 2026-02-10
2024-03-15 | HBS10747 | Shenzhen BYD Electronics Co Ltd HVM 19.3 (x3) w/ GoodWe Technologies Co Ltd GW15K-ET | 57.96 |  |  | Shenzhen BYD Electronics Co Ltd | HVM 19.3 | 3 | GoodWe Technologies Co Ltd | GW15K-ET | BYD | 2026-02-10
2024-03-15 | HBS10748 | Shenzhen BYD Electronics Co Ltd HVM 22.1 (x3) w/ GoodWe Technologies Co Ltd GW15K-ET | 66.24 |  |  | Shenzhen BYD Electronics Co Ltd | HVM 22.1 | 3 | GoodWe Technologies Co Ltd | GW15K-ET | BYD | 2026-02-10
2024-03-15 | HBS10767 | Shenzhen GivEnergy Co Ltd GIV-AIO-13.5-5.0 + Backup (x) | 13.5 | Shenzhen GivEnergy Co Ltd | GIV-AIO-13.5-5.0 + Backup | [5 empty] | GivEnergy | 2027-02-21
2024-03-15 | HBS10768 | Shenzhen GivEnergy Co Ltd GIV-AIO-13.5-4.6 + Backup (x) | 13.5 | Shenzhen GivEnergy Co Ltd | GIV-AIO-13.5-4.6 + Backup | [5 empty] | GivEnergy | 2027-02-21
2024-03-15 | HBS10769 | Shenzhen GivEnergy Co Ltd GIV-AIO-13.5-3.6 + Backup (x) | 13.5 | Shenzhen GivEnergy Co Ltd | GIV-AIO-13.5-3.6 + Backup | [5 empty] | GivEnergy | 2027-02-21
2024-03-15 | HBS10770 | Shenzhen GivEnergy Co Ltd GIV-AIO-13.5 + Backup (x) | 13.5 | Shenzhen GivEnergy Co Ltd | GIV-AIO-13.5 + Backup | [5 empty] | GivEnergy | 2027-02-21
2024-03-15 | HBS10771 | Shenzhen GivEnergy Co Ltd GIV-AIO-13.5-5.0 (x) | 13.5 | Shenzhen GivEnergy Co Ltd | GIV-AIO-13.5-5.0 | [5 empty] | GivEnergy | 2027-02-21
2024-03-15 | HBS10772 | Shenzhen GivEnergy Co Ltd GIV-AIO-13.5-4.6 (x) | 13.5 | Shenzhen GivEnergy Co Ltd | GIV-AIO-13.5-4.6 | [5 empty] | GivEnergy | 2027-02-21
2024-03-15 | HBS10773 | Shenzhen GivEnergy Co Ltd GIV-AIO-13.5-3.6 (x) | 13.5 | Shenzhen GivEnergy Co Ltd | GIV-AIO-13.5-3.6 | [5 empty] | GivEnergy | 2027-02-21
2024-03-15 | HBS10774 | Shenzhen GivEnergy Co Ltd GIV-AIO-13.5 (x) | 13.5 | Shenzhen GivEnergy Co Ltd | GIV-AIO-13.5 | [5 empty] | GivEnergy | 2027-02-21
2024-03-19 | HBS10775 | Redx Technology Australia Pty Ltd RX-0050B (x2) w/ Redx Technology Australia Pty Ltd RX-7000HY | 9.2 |  |  | Redx Technology Australia Pty Ltd | RX-0050B | 2 | Redx Technology Australia Pty Ltd | RX-7000HY | Redx | 2026-06-19
2024-03-19 | HBS10776 | Redx Technology Australia Pty Ltd RX-0050B (x3) w/ Redx Technology Australia Pty Ltd RX-7000HY | 13.8 |  |  | Redx Technology Australia Pty Ltd | RX-0050B | 3 | Redx Technology Australia Pty Ltd | RX-7000HY | Redx | 2026-06-19
2024-03-19 | HBS10777 | Redx Technology Australia Pty Ltd RX-0050B (x4) w/ Redx Technology Australia Pty Ltd RX-7000HY | 18.4 |  |  | Redx Technology Australia Pty Ltd | RX-0050B | 4 | Redx Technology Australia Pty Ltd | RX-7000HY | Redx | 2026-06-19
2024-03-19 | HBS10778 | Redx Technology Australia Pty Ltd RX-0050B (x5) w/ Redx Technology Australia Pty Ltd RX-7000HY | 23 |  |  | Redx Technology Australia Pty Ltd | RX-0050B | 5 | Redx Technology Australia Pty Ltd | RX-7000HY | Redx | 2026-06-19
2024-03-19 | HBS10779 | Redx Technology Australia Pty Ltd RX-0050B (x6) w/ Redx Technology Australia Pty Ltd RX-7000HY | 27.6 |  |  | Redx Technology Australia Pty Ltd | RX-0050B | 6 | Redx Technology Australia Pty Ltd | RX-7000HY | Redx | 2026-06-19
2024-03-19 | HBS10780 | Redx Technology Australia Pty Ltd RX-0050B (x7) w/ Redx Technology Australia Pty Ltd RX-7000HY | 32.2 |  |  | Redx Technology Australia Pty Ltd | RX-0050B | 7 | Redx Technology Australia Pty Ltd | RX-7000HY | Redx | 2026-06-19
2024-03-19 | HBS10781 | Redx Technology Australia Pty Ltd RX-0050B (x8) w/ Redx Technology Australia Pty Ltd RX-7000HY | 36.8 |  |  | Redx Technology Australia Pty Ltd | RX-0050B | 8 | Redx Technology Australia Pty Ltd | RX-7000HY | Redx | 2026-06-19
2024-03-19 | HBS10782 | Redx Technology Australia Pty Ltd RX-0050B (x2) w/ Redx Technology Australia Pty Ltd RX-5000AC | 9.2 |  |  | Redx Technology Australia Pty Ltd | RX-0050B | 2 | Redx Technology Australia Pty Ltd | RX-5000AC | Redx | 2026-06-19
2024-03-19 | HBS10783 | Redx Technology Australia Pty Ltd RX-0050B (x3) w/ Redx Technology Australia Pty Ltd RX-5000AC | 13.8 |  |  | Redx Technology Australia Pty Ltd | RX-0050B | 3 | Redx Technology Australia Pty Ltd | RX-5000AC | Redx | 2026-06-19
2024-03-19 | HBS10784 | Redx Technology Australia Pty Ltd RX-0050B (x4) w/ Redx Technology Australia Pty Ltd RX-5000AC | 18.4 |  |  | Redx Technology Australia Pty Ltd | RX-0050B | 4 | Redx Technology Australia Pty Ltd | RX-5000AC | Redx | 2026-06-19
2024-03-19 | HBS10785 | Redx Technology Australia Pty Ltd RX-0050B (x5) w/ Redx Technology Australia Pty Ltd RX-5000AC | 23 |  |  | Redx Technology Australia Pty Ltd | RX-0050B | 5 | Redx Technology Australia Pty Ltd | RX-5000AC | Redx | 2026-06-19
2024-03-19 | HBS10786 | Redx Technology Australia Pty Ltd RX-0050B (x6) w/ Redx Technology Australia Pty Ltd RX-5000AC | 27.6 |  |  | Redx Technology Australia Pty Ltd | RX-0050B | 6 | Redx Technology Australia Pty Ltd | RX-5000AC | Redx | 2026-06-19
2024-03-19 | HBS10787 | Redx Technology Australia Pty Ltd RX-0050B (x7) w/ Redx Technology Australia Pty Ltd RX-5000AC | 32.2 |  |  | Redx Technology Australia Pty Ltd | RX-0050B | 7 | Redx Technology Australia Pty Ltd | RX-5000AC | Redx | 2026-06-19
2024-03-19 | HBS10788 | Redx Technology Australia Pty Ltd RX-0050B (x8) w/ Redx Technology Australia Pty Ltd RX-5000AC | 36.8 |  |  | Redx Technology Australia Pty Ltd | RX-0050B | 8 | Redx Technology Australia Pty Ltd | RX-5000AC | Redx | 2026-06-19
2024-03-19 | HBS10789 | Redx Technology Australia Pty Ltd RX-0050B (x2) w/ Redx Technology Australia Pty Ltd RX-5000HY | 9.2 |  |  | Redx Technology Australia Pty Ltd | RX-0050B | 2 | Redx Technology Australia Pty Ltd | RX-5000HY | Redx | 2026-06-19
2024-03-19 | HBS10790 | Redx Technology Australia Pty Ltd RX-0050B (x3) w/ Redx Technology Australia Pty Ltd RX-5000HY | 13.8 |  |  | Redx Technology Australia Pty Ltd | RX-0050B | 3 | Redx Technology Australia Pty Ltd | RX-5000HY | Redx | 2026-06-19
2024-03-19 | HBS10791 | Redx Technology Australia Pty Ltd RX-0050B (x4) w/ Redx Technology Australia Pty Ltd RX-5000HY | 18.4 |  |  | Redx Technology Australia Pty Ltd | RX-0050B | 4 | Redx Technology Australia Pty Ltd | RX-5000HY | Redx | 2026-06-19
2024-03-19 | HBS10792 | Redx Technology Australia Pty Ltd RX-0050B (x5) w/ Redx Technology Australia Pty Ltd RX-5000HY | 23 |  |  | Redx Technology Australia Pty Ltd | RX-0050B | 5 | Redx Technology Australia Pty Ltd | RX-5000HY | Redx | 2026-06-19
2024-03-19 | HBS10793 | Redx Technology Australia Pty Ltd RX-0050B (x6) w/ Redx Technology Australia Pty Ltd RX-5000HY | 27.6 |  |  | Redx Technology Australia Pty Ltd | RX-0050B | 6 | Redx Technology Australia Pty Ltd | RX-5000HY | Redx | 2026-06-19
2024-03-19 | HBS10794 | Redx Technology Australia Pty Ltd RX-0050B (x7) w/ Redx Technology Australia Pty Ltd RX-5000HY | 32.2 |  |  | Redx Technology Australia Pty Ltd | RX-0050B | 7 | Redx Technology Australia Pty Ltd | RX-5000HY | Redx | 2026-06-19
2024-03-19 | HBS10795 | Redx Technology Australia Pty Ltd RX-0050B (x8) w/ Redx Technology Australia Pty Ltd RX-5000HY | 36.8 |  |  | Redx Technology Australia Pty Ltd | RX-0050B | 8 | Redx Technology Australia Pty Ltd | RX-5000HY | Redx | 2026-06-19
2024-04-02 | HBS10796 | Shenzhen Growatt New Energy Co Ltd ALP 10.0L-E1 (x1) w/ Shenzhen Growatt New Energy Co Ltd SPH 5000TL BL-UP Eastron SDM120CT-M | 9 |  |  | Shenzhen Growatt New Energy Co Ltd | ALP 10.0L-E1 | 6 | Shenzhen Growatt New Energy Co Ltd | SPH 5000TL BL-UP | Growatt | 2027-06-25
2024-04-02 | HBS10797 | Shenzhen Growatt New Energy Co Ltd ALP 10.0L-E1 (x1) w/ Shenzhen Growatt New Energy Co Ltd SPH 5000TL BL-UP Eastron SDM630MCT | 9 |  |  | Shenzhen Growatt New Energy Co Ltd | ALP 10.0L-E1 | 6 | Shenzhen Growatt New Energy Co Ltd | SPH 5000TL BL-UP | Growatt | 2027-06-25
2024-04-02 | HBS10798 | Shenzhen Growatt New Energy Co Ltd ALP 10.0L-E1 (x1) w/ Shenzhen Growatt New Energy Co Ltd SPH 6000TL BL-UP Eastron SDM120CT-M | 9 |  |  | Shenzhen Growatt New Energy Co Ltd | ALP 10.0L-E1 | 6 | Shenzhen Growatt New Energy Co Ltd | SPH 6000TL BL-UP | Growatt | 2027-06-25
2024-04-02 | HBS10799 | Shenzhen Growatt New Energy Co Ltd ALP 10.0L-E1 (x1) w/ Shenzhen Growatt New Energy Co Ltd SPH 6000TL BL-UP Eastron SDM630MCT | 9 |  |  | Shenzhen Growatt New Energy Co Ltd | ALP 10.0L-E1 | 6 | Shenzhen Growatt New Energy Co Ltd | SPH 6000TL BL-UP | Growatt | 2027-06-25
2024-04-02 | HBS10800 | Shenzhen Growatt New Energy Co Ltd ALP 10.0L-E1 (x1) w/ Shenzhen Growatt New Energy Co Ltd SPH 3000TL BL-UP Eastron SDM120CT-M | 9 |  |  | Shenzhen Growatt New Energy Co Ltd | ALP 10.0L-E1 | 6 | Shenzhen Growatt New Energy Co Ltd | SPH 3000TL BL-UP | Growatt | 2027-06-25
2024-04-02 | HBS10801 | Shenzhen Growatt New Energy Co Ltd ALP 10.0L-E1 (x1) w/ Shenzhen Growatt New Energy Co Ltd SPH 3000TL BL-UP Eastron SDM630MCT | 9 |  |  | Shenzhen Growatt New Energy Co Ltd | ALP 10.0L-E1 | 6 | Shenzhen Growatt New Energy Co Ltd | SPH 3000TL BL-UP | Growatt | 2027-06-25
2024-04-02 | HBS10802 | Shenzhen Growatt New Energy Co Ltd ALP 10.0L-E1 (x1) w/ Shenzhen Growatt New Energy Co Ltd SPH 3600TL BL-UP Eastron SDM120CT-M | 9 |  |  | Shenzhen Growatt New Energy Co Ltd | ALP 10.0L-E1 | 6 | Shenzhen Growatt New Energy Co Ltd | SPH 3600TL BL-UP | Growatt | 2027-06-25
2024-04-02 | HBS10803 | Shenzhen Growatt New Energy Co Ltd ALP 10.0L-E1 (x1) w/ Shenzhen Growatt New Energy Co Ltd SPH 3600TL BL-UP Eastron SDM630MCT | 9 |  |  | Shenzhen Growatt New Energy Co Ltd | ALP 10.0L-E1 | 6 | Shenzhen Growatt New Energy Co Ltd | SPH 3600TL BL-UP | Growatt | 2027-06-25
2024-04-02 | HBS10804 | Shenzhen Growatt New Energy Co Ltd ALP 10.0L-E1 (x1) w/ Shenzhen Growatt New Energy Co Ltd SPH 4000TL BL-UP Eastron SDM120CT-M | 9 |  |  | Shenzhen Growatt New Energy Co Ltd | ALP 10.0L-E1 | 6 | Shenzhen Growatt New Energy Co Ltd | SPH 4000TL BL-UP | Growatt | 2027-06-25
2024-04-02 | HBS10805 | Shenzhen Growatt New Energy Co Ltd ALP 10.0L-E1 (x1) w/ Shenzhen Growatt New Energy Co Ltd SPH 4000TL BL-UP Eastron SDM630MCT | 9 |  |  | Shenzhen Growatt New Energy Co Ltd | ALP 10.0L-E1 | 6 | Shenzhen Growatt New Energy Co Ltd | SPH 4000TL BL-UP | Growatt | 2027-06-25
2024-04-02 | HBS10806 | Shenzhen Growatt New Energy Co Ltd ALP 10.0L-E1 (x1) w/ Shenzhen Growatt New Energy Co Ltd SPH 4600TL BL-UP Eastron SDM120CT-M | 9 |  |  | Shenzhen Growatt New Energy Co Ltd | ALP 10.0L-E1 | 6 | Shenzhen Growatt New Energy Co Ltd | SPH 4600TL BL-UP | Growatt | 2027-06-25
2024-04-02 | HBS10807 | Shenzhen Growatt New Energy Co Ltd ALP 10.0L-E1 (x1) w/ Shenzhen Growatt New Energy Co Ltd SPH 4600TL BL-UP Eastron SDM630MCT | 9 |  |  | Shenzhen Growatt New Energy Co Ltd | ALP 10.0L-E1 | 6 | Shenzhen Growatt New Energy Co Ltd | SPH 4600TL BL-UP | Growatt | 2027-06-25
2024-04-02 | HBS10808 | Shenzhen Growatt New Energy Co Ltd ALP 15.0L-E1 (x1) w/ Shenzhen Growatt New Energy Co Ltd SPH 5000TL BL-UP Eastron SDM120CT-M | 13.5 |  |  | Shenzhen Growatt New Energy Co Ltd | ALP 15.0L-E1 | 6 | Shenzhen Growatt New Energy Co Ltd | SPH 5000TL BL-UP | Growatt | 2027-06-25
2024-04-02 | HBS10809 | Shenzhen Growatt New Energy Co Ltd ALP 15.0L-E1 (x1) w/ Shenzhen Growatt New Energy Co Ltd SPH 5000TL BL-UP Eastron SDM630MCT | 13.5 |  |  | Shenzhen Growatt New Energy Co Ltd | ALP 15.0L-E1 | 6 | Shenzhen Growatt New Energy Co Ltd | SPH 5000TL BL-UP | Growatt | 2027-06-25
2024-04-02 | HBS10810 | Shenzhen Growatt New Energy Co Ltd ALP 15.0L-E1 (x1) w/ Shenzhen Growatt New Energy Co Ltd SPH 6000TL BL-UP Eastron SDM120CT-M | 13.5 |  |  | Shenzhen Growatt New Energy Co Ltd | ALP 15.0L-E1 | 6 | Shenzhen Growatt New Energy Co Ltd | SPH 6000TL BL-UP | Growatt | 2027-06-25
2024-04-02 | HBS10811 | Shenzhen Growatt New Energy Co Ltd ALP 15.0L-E1 (x1) w/ Shenzhen Growatt New Energy Co Ltd SPH 6000TL BL-UP Eastron SDM630MCT | 13.5 |  |  | Shenzhen Growatt New Energy Co Ltd | ALP 15.0L-E1 | 6 | Shenzhen Growatt New Energy Co Ltd | SPH 6000TL BL-UP | Growatt | 2027-06-25
2024-04-02 | HBS10812 | Shenzhen Growatt New Energy Co Ltd ALP 15.0L-E1 (x1) w/ Shenzhen Growatt New Energy Co Ltd SPH 3000TL BL-UP Eastron SDM120CT-M | 13.5 |  |  | Shenzhen Growatt New Energy Co Ltd | ALP 15.0L-E1 | 6 | Shenzhen Growatt New Energy Co Ltd | SPH 3000TL BL-UP | Growatt | 2027-06-25
2024-04-02 | HBS10813 | Shenzhen Growatt New Energy Co Ltd ALP 15.0L-E1 (x1) w/ Shenzhen Growatt New Energy Co Ltd SPH 3000TL BL-UP Eastron SDM630MCT | 13.5 |  |  | Shenzhen Growatt New Energy Co Ltd | ALP 15.0L-E1 | 6 | Shenzhen Growatt New Energy Co Ltd | SPH 3000TL BL-UP | Growatt | 2027-06-25
2024-04-02 | HBS10814 | Shenzhen Growatt New Energy Co Ltd ALP 15.0L-E1 (x1) w/ Shenzhen Growatt New Energy Co Ltd SPH 3600TL BL-UP Eastron SDM120CT-M | 13.5 |  |  | Shenzhen Growatt New Energy Co Ltd | ALP 15.0L-E1 | 6 | Shenzhen Growatt New Energy Co Ltd | SPH 3600TL BL-UP | Growatt | 2027-06-25
2024-04-02 | HBS10815 | Shenzhen Growatt New Energy Co Ltd ALP 15.0L-E1 (x1) w/ Shenzhen Growatt New Energy Co Ltd SPH 3600TL BL-UP Eastron SDM630MCT | 13.5 |  |  | Shenzhen Growatt New Energy Co Ltd | ALP 15.0L-E1 | 6 | Shenzhen Growatt New Energy Co Ltd | SPH 3600TL BL-UP | Growatt | 2027-06-25
2024-04-02 | HBS10816 | Shenzhen Growatt New Energy Co Ltd ALP 15.0L-E1 (x1) w/ Shenzhen Growatt New Energy Co Ltd SPH 4000TL BL-UP Eastron SDM120CT-M | 13.5 |  |  | Shenzhen Growatt New Energy Co Ltd | ALP 15.0L-E1 | 6 | Shenzhen Growatt New Energy Co Ltd | SPH 4000TL BL-UP | Growatt | 2027-06-25
2024-04-02 | HBS10817 | Shenzhen Growatt New Energy Co Ltd ALP 15.0L-E1 (x1) w/ Shenzhen Growatt New Energy Co Ltd SPH 4000TL BL-UP Eastron SDM630MCT | 13.5 |  |  | Shenzhen Growatt New Energy Co Ltd | ALP 15.0L-E1 | 6 | Shenzhen Growatt New Energy Co Ltd | SPH 4000TL BL-UP | Growatt | 2027-06-25
2024-04-02 | HBS10818 | Shenzhen Growatt New Energy Co Ltd ALP 15.0L-E1 (x1) w/ Shenzhen Growatt New Energy Co Ltd SPH 4600TL BL-UP Eastron SDM120CT-M | 13.5 |  |  | Shenzhen Growatt New Energy Co Ltd | ALP 15.0L-E1 | 6 | Shenzhen Growatt New Energy Co Ltd | SPH 4600TL BL-UP | Growatt | 2027-06-25
2024-04-02 | HBS10819 | Shenzhen Growatt New Energy Co Ltd ALP 15.0L-E1 (x1) w/ Shenzhen Growatt New Energy Co Ltd SPH 4600TL BL-UP Eastron SDM630MCT | 13.5 |  |  | Shenzhen Growatt New Energy Co Ltd | ALP 15.0L-E1 | 6 | Shenzhen Growatt New Energy Co Ltd | SPH 4600TL BL-UP | Growatt | 2027-06-25
2024-04-02 | HBS10820 | Shenzhen Growatt New Energy Co Ltd ALP 20.0L-E1 (x1) w/ Shenzhen Growatt New Energy Co Ltd SPH 5000TL BL-UP Eastron SDM120CT-M | 18 |  |  | Shenzhen Growatt New Energy Co Ltd | ALP 20.0L-E1 | 6 | Shenzhen Growatt New Energy Co Ltd | SPH 5000TL BL-UP | Growatt | 2027-06-25
2024-04-02 | HBS10821 | Shenzhen Growatt New Energy Co Ltd ALP 20.0L-E1 (x1) w/ Shenzhen Growatt New Energy Co Ltd SPH 5000TL BL-UP Eastron SDM630MCT | 18 |  |  | Shenzhen Growatt New Energy Co Ltd | ALP 20.0L-E1 | 6 | Shenzhen Growatt New Energy Co Ltd | SPH 5000TL BL-UP | Growatt | 2027-06-25
2024-04-02 | HBS10822 | Shenzhen Growatt New Energy Co Ltd ALP 20.0L-E1 (x1) w/ Shenzhen Growatt New Energy Co Ltd SPH 6000TL BL-UP Eastron SDM120CT-M | 18 |  |  | Shenzhen Growatt New Energy Co Ltd | ALP 20.0L-E1 | 6 | Shenzhen Growatt New Energy Co Ltd | SPH 6000TL BL-UP | Growatt | 2027-06-25
2024-04-02 | HBS10823 | Shenzhen Growatt New Energy Co Ltd ALP 20.0L-E1 (x1) w/ Shenzhen Growatt New Energy Co Ltd SPH 6000TL BL-UP Eastron SDM630MCT | 18 |  |  | Shenzhen Growatt New Energy Co Ltd | ALP 20.0L-E1 | 6 | Shenzhen Growatt New Energy Co Ltd | SPH 6000TL BL-UP | Growatt | 2027-06-25
2024-04-02 | HBS10824 | Shenzhen Growatt New Energy Co Ltd ALP 20.0L-E1 (x1) w/ Shenzhen Growatt New Energy Co Ltd SPH 3000TL BL-UP Eastron SDM120CT-M | 18 |  |  | Shenzhen Growatt New Energy Co Ltd | ALP 20.0L-E1 | 6 | Shenzhen Growatt New Energy Co Ltd | SPH 3000TL BL-UP | Growatt | 2027-06-25
2024-04-02 | HBS10825 | Shenzhen Growatt New Energy Co Ltd ALP 20.0L-E1 (x1) w/ Shenzhen Growatt New Energy Co Ltd SPH 3000TL BL-UP Eastron SDM630MCT | 18 |  |  | Shenzhen Growatt New Energy Co Ltd | ALP 20.0L-E1 | 6 | Shenzhen Growatt New Energy Co Ltd | SPH 3000TL BL-UP | Growatt | 2027-06-25
2024-04-02 | HBS10826 | Shenzhen Growatt New Energy Co Ltd ALP 20.0L-E1 (x1) w/ Shenzhen Growatt New Energy Co Ltd SPH 3600TL BL-UP Eastron SDM120CT-M | 18 |  |  | Shenzhen Growatt New Energy Co Ltd | ALP 20.0L-E1 | 6 | Shenzhen Growatt New Energy Co Ltd | SPH 3600TL BL-UP | Growatt | 2027-06-25
2024-04-02 | HBS10827 | Shenzhen Growatt New Energy Co Ltd ALP 20.0L-E1 (x1) w/ Shenzhen Growatt New Energy Co Ltd SPH 3600TL BL-UP Eastron SDM630MCT | 18 |  |  | Shenzhen Growatt New Energy Co Ltd | ALP 20.0L-E1 | 6 | Shenzhen Growatt New Energy Co Ltd | SPH 3600TL BL-UP | Growatt | 2027-06-25
2024-04-02 | HBS10828 | Shenzhen Growatt New Energy Co Ltd ALP 20.0L-E1 (x1) w/ Shenzhen Growatt New Energy Co Ltd SPH 4000TL BL-UP Eastron SDM120CT-M | 18 |  |  | Shenzhen Growatt New Energy Co Ltd | ALP 20.0L-E1 | 6 | Shenzhen Growatt New Energy Co Ltd | SPH 4000TL BL-UP | Growatt | 2027-06-25
2024-04-02 | HBS10829 | Shenzhen Growatt New Energy Co Ltd ALP 20.0L-E1 (x1) w/ Shenzhen Growatt New Energy Co Ltd SPH 4000TL BL-UP Eastron SDM630MCT | 18 |  |  | Shenzhen Growatt New Energy Co Ltd | ALP 20.0L-E1 | 6 | Shenzhen Growatt New Energy Co Ltd | SPH 4000TL BL-UP | Growatt | 2027-06-25
2024-04-02 | HBS10830 | Shenzhen Growatt New Energy Co Ltd ALP 20.0L-E1 (x1) w/ Shenzhen Growatt New Energy Co Ltd SPH 4600TL BL-UP Eastron SDM120CT-M | 18 |  |  | Shenzhen Growatt New Energy Co Ltd | ALP 20.0L-E1 | 6 | Shenzhen Growatt New Energy Co Ltd | SPH 4600TL BL-UP | Growatt | 2027-06-25
2024-04-02 | HBS10831 | Shenzhen Growatt New Energy Co Ltd ALP 20.0L-E1 (x1) w/ Shenzhen Growatt New Energy Co Ltd SPH 4600TL BL-UP Eastron SDM630MCT | 18 |  |  | Shenzhen Growatt New Energy Co Ltd | ALP 20.0L-E1 | 6 | Shenzhen Growatt New Energy Co Ltd | SPH 4600TL BL-UP | Growatt | 2027-06-25
2024-04-02 | HBS10832 | Shenzhen Growatt New Energy Co Ltd ALP 25.0L-E1 (x1) w/ Shenzhen Growatt New Energy Co Ltd SPH 5000TL BL-UP Eastron SDM120CT-M | 22.5 |  |  | Shenzhen Growatt New Energy Co Ltd | ALP 25.0L-E1 | 6 | Shenzhen Growatt New Energy Co Ltd | SPH 5000TL BL-UP | Growatt | 2027-06-25
2024-04-02 | HBS10833 | Shenzhen Growatt New Energy Co Ltd ALP 25.0L-E1 (x1) w/ Shenzhen Growatt New Energy Co Ltd SPH 5000TL BL-UP Eastron SDM630MCT | 22.5 |  |  | Shenzhen Growatt New Energy Co Ltd | ALP 25.0L-E1 | 6 | Shenzhen Growatt New Energy Co Ltd | SPH 5000TL BL-UP | Growatt | 2027-06-25
2024-04-02 | HBS10834 | Shenzhen Growatt New Energy Co Ltd ALP 25.0L-E1 (x1) w/ Shenzhen Growatt New Energy Co Ltd SPH 6000TL BL-UP Eastron SDM120CT-M | 22.5 |  |  | Shenzhen Growatt New Energy Co Ltd | ALP 25.0L-E1 | 6 | Shenzhen Growatt New Energy Co Ltd | SPH 6000TL BL-UP | Growatt | 2027-06-25
2024-04-02 | HBS10835 | Shenzhen Growatt New Energy Co Ltd ALP 25.0L-E1 (x1) w/ Shenzhen Growatt New Energy Co Ltd SPH 6000TL BL-UP Eastron SDM630MCT | 22.5 |  |  | Shenzhen Growatt New Energy Co Ltd | ALP 25.0L-E1 | 6 | Shenzhen Growatt New Energy Co Ltd | SPH 6000TL BL-UP | Growatt | 2027-06-25
2024-04-02 | HBS10836 | Shenzhen Growatt New Energy Co Ltd ALP 25.0L-E1 (x1) w/ Shenzhen Growatt New Energy Co Ltd SPH 3000TL BL-UP Eastron SDM120CT-M | 22.5 |  |  | Shenzhen Growatt New Energy Co Ltd | ALP 25.0L-E1 | 6 | Shenzhen Growatt New Energy Co Ltd | SPH 3000TL BL-UP | Growatt | 2027-06-25
2024-04-02 | HBS10837 | Shenzhen Growatt New Energy Co Ltd ALP 25.0L-E1 (x1) w/ Shenzhen Growatt New Energy Co Ltd SPH 3000TL BL-UP Eastron SDM630MCT | 22.5 |  |  | Shenzhen Growatt New Energy Co Ltd | ALP 25.0L-E1 | 6 | Shenzhen Growatt New Energy Co Ltd | SPH 3000TL BL-UP | Growatt | 2027-06-25
2024-04-02 | HBS10838 | Shenzhen Growatt New Energy Co Ltd ALP 25.0L-E1 (x1) w/ Shenzhen Growatt New Energy Co Ltd SPH 3600TL BL-UP Eastron SDM120CT-M | 22.5 |  |  | Shenzhen Growatt New Energy Co Ltd | ALP 25.0L-E1 | 6 | Shenzhen Growatt New Energy Co Ltd | SPH 3600TL BL-UP | Growatt | 2027-06-25
2024-04-02 | HBS10839 | Shenzhen Growatt New Energy Co Ltd ALP 25.0L-E1 (x1) w/ Shenzhen Growatt New Energy Co Ltd SPH 3600TL BL-UP Eastron SDM630MCT | 22.5 |  |  | Shenzhen Growatt New Energy Co Ltd | ALP 25.0L-E1 | 6 | Shenzhen Growatt New Energy Co Ltd | SPH 3600TL BL-UP | Growatt | 2027-06-25
2024-04-02 | HBS10840 | Shenzhen Growatt New Energy Co Ltd ALP 25.0L-E1 (x1) w/ Shenzhen Growatt New Energy Co Ltd SPH 4000TL BL-UP Eastron SDM120CT-M | 22.5 |  |  | Shenzhen Growatt New Energy Co Ltd | ALP 25.0L-E1 | 6 | Shenzhen Growatt New Energy Co Ltd | SPH 4000TL BL-UP | Growatt | 2027-06-25
2024-04-02 | HBS10841 | Shenzhen Growatt New Energy Co Ltd ALP 25.0L-E1 (x1) w/ Shenzhen Growatt New Energy Co Ltd SPH 4000TL BL-UP Eastron SDM630MCT | 22.5 |  |  | Shenzhen Growatt New Energy Co Ltd | ALP 25.0L-E1 | 6 | Shenzhen Growatt New Energy Co Ltd | SPH 4000TL BL-UP | Growatt | 2027-06-25
2024-04-02 | HBS10842 | Shenzhen Growatt New Energy Co Ltd ALP 25.0L-E1 (x1) w/ Shenzhen Growatt New Energy Co Ltd SPH 4600TL BL-UP Eastron SDM120CT-M | 22.5 |  |  | Shenzhen Growatt New Energy Co Ltd | ALP 25.0L-E1 | 6 | Shenzhen Growatt New Energy Co Ltd | SPH 4600TL BL-UP | Growatt | 2027-06-25
2024-04-02 | HBS10843 | Shenzhen Growatt New Energy Co Ltd ALP 25.0L-E1 (x1) w/ Shenzhen Growatt New Energy Co Ltd SPH 4600TL BL-UP Eastron SDM630MCT | 22.5 |  |  | Shenzhen Growatt New Energy Co Ltd | ALP 25.0L-E1 | 6 | Shenzhen Growatt New Energy Co Ltd | SPH 4600TL BL-UP | Growatt | 2027-06-25
2024-04-02 | HBS10844 | Shenzhen Growatt New Energy Co Ltd ALP 30.0L-E1 (x1) w/ Shenzhen Growatt New Energy Co Ltd SPH 5000TL BL-UP Eastron SDM120CT-M | 27 |  |  | Shenzhen Growatt New Energy Co Ltd | ALP 30.0L-E1 | 6 | Shenzhen Growatt New Energy Co Ltd | SPH 5000TL BL-UP | Growatt | 2027-06-25
2024-04-02 | HBS10845 | Shenzhen Growatt New Energy Co Ltd ALP 30.0L-E1 (x1) w/ Shenzhen Growatt New Energy Co Ltd SPH 5000TL BL-UP Eastron SDM630MCT | 27 |  |  | Shenzhen Growatt New Energy Co Ltd | ALP 30.0L-E1 | 6 | Shenzhen Growatt New Energy Co Ltd | SPH 5000TL BL-UP | Growatt | 2027-06-25
2024-04-02 | HBS10846 | Shenzhen Growatt New Energy Co Ltd ALP 30.0L-E1 (x1) w/ Shenzhen Growatt New Energy Co Ltd SPH 6000TL BL-UP Eastron SDM120CT-M | 27 |  |  | Shenzhen Growatt New Energy Co Ltd | ALP 30.0L-E1 | 6 | Shenzhen Growatt New Energy Co Ltd | SPH 6000TL BL-UP | Growatt | 2027-06-25
2024-04-02 | HBS10847 | Shenzhen Growatt New Energy Co Ltd ALP 30.0L-E1 (x1) w/ Shenzhen Growatt New Energy Co Ltd SPH 6000TL BL-UP Eastron SDM630MCT | 27 |  |  | Shenzhen Growatt New Energy Co Ltd | ALP 30.0L-E1 | 6 | Shenzhen Growatt New Energy Co Ltd | SPH 6000TL BL-UP | Growatt | 2027-06-25
2024-04-02 | HBS10848 | Shenzhen Growatt New Energy Co Ltd ALP 30.0L-E1 (x1) w/ Shenzhen Growatt New Energy Co Ltd SPH 3000TL BL-UP Eastron SDM120CT-M | 27 |  |  | Shenzhen Growatt New Energy Co Ltd | ALP 30.0L-E1 | 6 | Shenzhen Growatt New Energy Co Ltd | SPH 3000TL BL-UP | Growatt | 2027-06-25
2024-04-02 | HBS10849 | Shenzhen Growatt New Energy Co Ltd ALP 30.0L-E1 (x1) w/ Shenzhen Growatt New Energy Co Ltd SPH 3000TL BL-UP Eastron SDM630MCT | 27 |  |  | Shenzhen Growatt New Energy Co Ltd | ALP 30.0L-E1 | 6 | Shenzhen Growatt New Energy Co Ltd | SPH 3000TL BL-UP | Growatt | 2027-06-25
2024-04-02 | HBS10850 | Shenzhen Growatt New Energy Co Ltd ALP 30.0L-E1 (x1) w/ Shenzhen Growatt New Energy Co Ltd SPH 3600TL BL-UP Eastron SDM120CT-M | 27 |  |  | Shenzhen Growatt New Energy Co Ltd | ALP 30.0L-E1 | 6 | Shenzhen Growatt New Energy Co Ltd | SPH 3600TL BL-UP | Growatt | 2027-06-25
2024-04-02 | HBS10851 | Shenzhen Growatt New Energy Co Ltd ALP 30.0L-E1 (x1) w/ Shenzhen Growatt New Energy Co Ltd SPH 3600TL BL-UP Eastron SDM630MCT | 27 |  |  | Shenzhen Growatt New Energy Co Ltd | ALP 30.0L-E1 | 6 | Shenzhen Growatt New Energy Co Ltd | SPH 3600TL BL-UP | Growatt | 2027-06-25
2024-04-02 | HBS10852 | Shenzhen Growatt New Energy Co Ltd ALP 30.0L-E1 (x1) w/ Shenzhen Growatt New Energy Co Ltd SPH 4000TL BL-UP Eastron SDM120CT-M | 27 |  |  | Shenzhen Growatt New Energy Co Ltd | ALP 30.0L-E1 | 6 | Shenzhen Growatt New Energy Co Ltd | SPH 4000TL BL-UP | Growatt | 2027-06-25
2024-04-02 | HBS10853 | Shenzhen Growatt New Energy Co Ltd ALP 30.0L-E1 (x1) w/ Shenzhen Growatt New Energy Co Ltd SPH 4000TL BL-UP Eastron SDM630MCT | 27 |  |  | Shenzhen Growatt New Energy Co Ltd | ALP 30.0L-E1 | 6 | Shenzhen Growatt New Energy Co Ltd | SPH 4000TL BL-UP | Growatt | 2027-06-25
2024-04-02 | HBS10854 | Shenzhen Growatt New Energy Co Ltd ALP 30.0L-E1 (x1) w/ Shenzhen Growatt New Energy Co Ltd SPH 4600TL BL-UP Eastron SDM120CT-M | 27 |  |  | Shenzhen Growatt New Energy Co Ltd | ALP 30.0L-E1 | 6 | Shenzhen Growatt New Energy Co Ltd | SPH 4600TL BL-UP | Growatt | 2027-06-25
2024-04-02 | HBS10855 | Shenzhen Growatt New Energy Co Ltd ALP 30.0L-E1 (x1) w/ Shenzhen Growatt New Energy Co Ltd SPH 4600TL BL-UP Eastron SDM630MCT | 27 |  |  | Shenzhen Growatt New Energy Co Ltd | ALP 30.0L-E1 | 6 | Shenzhen Growatt New Energy Co Ltd | SPH 4600TL BL-UP | Growatt | 2027-06-25
2024-04-02 | HBS10856 | Shenzhen Growatt New Energy Co Ltd ALP 35.0L-E1 (x1) w/ Shenzhen Growatt New Energy Co Ltd SPH 5000TL BL-UP Eastron SDM120CT-M | 31.5 |  |  | Shenzhen Growatt New Energy Co Ltd | ALP 35.0L-E1 | 6 | Shenzhen Growatt New Energy Co Ltd | SPH 5000TL BL-UP | Growatt | 2027-06-25
2024-04-02 | HBS10857 | Shenzhen Growatt New Energy Co Ltd ALP 35.0L-E1 (x1) w/ Shenzhen Growatt New Energy Co Ltd SPH 5000TL BL-UP Eastron SDM630MCT | 31.5 |  |  | Shenzhen Growatt New Energy Co Ltd | ALP 35.0L-E1 | 6 | Shenzhen Growatt New Energy Co Ltd | SPH 5000TL BL-UP | Growatt | 2027-06-25
2024-04-02 | HBS10858 | Shenzhen Growatt New Energy Co Ltd ALP 35.0L-E1 (x1) w/ Shenzhen Growatt New Energy Co Ltd SPH 6000TL BL-UP Eastron SDM120CT-M | 31.5 |  |  | Shenzhen Growatt New Energy Co Ltd | ALP 35.0L-E1 | 6 | Shenzhen Growatt New Energy Co Ltd | SPH 6000TL BL-UP | Growatt | 2027-06-25
2024-04-02 | HBS10859 | Shenzhen Growatt New Energy Co Ltd ALP 35.0L-E1 (x1) w/ Shenzhen Growatt New Energy Co Ltd SPH 6000TL BL-UP Eastron SDM630MCT | 31.5 |  |  | Shenzhen Growatt New Energy Co Ltd | ALP 35.0L-E1 | 6 | Shenzhen Growatt New Energy Co Ltd | SPH 6000TL BL-UP | Growatt | 2027-06-25
2024-04-02 | HBS10860 | Shenzhen Growatt New Energy Co Ltd ALP 35.0L-E1 (x1) w/ Shenzhen Growatt New Energy Co Ltd SPH 3000TL BL-UP Eastron SDM120CT-M | 31.5 |  |  | Shenzhen Growatt New Energy Co Ltd | ALP 35.0L-E1 | 6 | Shenzhen Growatt New Energy Co Ltd | SPH 3000TL BL-UP | Growatt | 2027-06-25
2024-04-02 | HBS10861 | Shenzhen Growatt New Energy Co Ltd ALP 35.0L-E1 (x1) w/ Shenzhen Growatt New Energy Co Ltd SPH 3000TL BL-UP Eastron SDM630MCT | 31.5 |  |  | Shenzhen Growatt New Energy Co Ltd | ALP 35.0L-E1 | 6 | Shenzhen Growatt New Energy Co Ltd | SPH 3000TL BL-UP | Growatt | 2027-06-25
2024-04-02 | HBS10862 | Shenzhen Growatt New Energy Co Ltd ALP 35.0L-E1 (x1) w/ Shenzhen Growatt New Energy Co Ltd SPH 3600TL BL-UP Eastron SDM120CT-M | 31.5 |  |  | Shenzhen Growatt New Energy Co Ltd | ALP 35.0L-E1 | 6 | Shenzhen Growatt New Energy Co Ltd | SPH 3600TL BL-UP | Growatt | 2027-06-25
2024-04-02 | HBS10863 | Shenzhen Growatt New Energy Co Ltd ALP 35.0L-E1 (x1) w/ Shenzhen Growatt New Energy Co Ltd SPH 3600TL BL-UP Eastron SDM630MCT | 31.5 |  |  | Shenzhen Growatt New Energy Co Ltd | ALP 35.0L-E1 | 6 | Shenzhen Growatt New Energy Co Ltd | SPH 3600TL BL-UP | Growatt | 2027-06-25
2024-04-02 | HBS10864 | Shenzhen Growatt New Energy Co Ltd ALP 35.0L-E1 (x1) w/ Shenzhen Growatt New Energy Co Ltd SPH 4000TL BL-UP Eastron SDM120CT-M | 31.5 |  |  | Shenzhen Growatt New Energy Co Ltd | ALP 35.0L-E1 | 6 | Shenzhen Growatt New Energy Co Ltd | SPH 4000TL BL-UP | Growatt | 2027-06-25
2024-04-02 | HBS10865 | Shenzhen Growatt New Energy Co Ltd ALP 35.0L-E1 (x1) w/ Shenzhen Growatt New Energy Co Ltd SPH 4000TL BL-UP Eastron SDM630MCT | 31.5 |  |  | Shenzhen Growatt New Energy Co Ltd | ALP 35.0L-E1 | 6 | Shenzhen Growatt New Energy Co Ltd | SPH 4000TL BL-UP | Growatt | 2027-06-25
2024-04-02 | HBS10866 | Shenzhen Growatt New Energy Co Ltd ALP 35.0L-E1 (x1) w/ Shenzhen Growatt New Energy Co Ltd SPH 4600TL BL-UP Eastron SDM120CT-M | 31.5 |  |  | Shenzhen Growatt New Energy Co Ltd | ALP 35.0L-E1 | 6 | Shenzhen Growatt New Energy Co Ltd | SPH 4600TL BL-UP | Growatt | 2027-06-25
2024-04-02 | HBS10867 | Shenzhen Growatt New Energy Co Ltd ALP 35.0L-E1 (x1) w/ Shenzhen Growatt New Energy Co Ltd SPH 4600TL BL-UP Eastron SDM630MCT | 31.5 |  |  | Shenzhen Growatt New Energy Co Ltd | ALP 35.0L-E1 | 6 | Shenzhen Growatt New Energy Co Ltd | SPH 4600TL BL-UP | Growatt | 2027-06-25
2024-04-02 | HBS10868 | Shenzhen Growatt New Energy Co Ltd ALP 40.0L-E1 (x1) w/ Shenzhen Growatt New Energy Co Ltd SPH 5000TL BL-UP Eastron SDM120CT-M | 36 |  |  | Shenzhen Growatt New Energy Co Ltd | ALP 40.0L-E1 | 6 | Shenzhen Growatt New Energy Co Ltd | SPH 5000TL BL-UP | Growatt | 2027-06-25
2024-04-02 | HBS10869 | Shenzhen Growatt New Energy Co Ltd ALP 40.0L-E1 (x1) w/ Shenzhen Growatt New Energy Co Ltd SPH 5000TL BL-UP Eastron SDM630MCT | 36 |  |  | Shenzhen Growatt New Energy Co Ltd | ALP 40.0L-E1 | 6 | Shenzhen Growatt New Energy Co Ltd | SPH 5000TL BL-UP | Growatt | 2027-06-25
2024-04-02 | HBS10870 | Shenzhen Growatt New Energy Co Ltd ALP 40.0L-E1 (x1) w/ Shenzhen Growatt New Energy Co Ltd SPH 6000TL BL-UP Eastron SDM120CT-M | 36 |  |  | Shenzhen Growatt New Energy Co Ltd | ALP 40.0L-E1 | 6 | Shenzhen Growatt New Energy Co Ltd | SPH 6000TL BL-UP | Growatt | 2027-06-25
2024-04-02 | HBS10871 | Shenzhen Growatt New Energy Co Ltd ALP 40.0L-E1 (x1) w/ Shenzhen Growatt New Energy Co Ltd SPH 6000TL BL-UP Eastron SDM630MCT | 36 |  |  | Shenzhen Growatt New Energy Co Ltd | ALP 40.0L-E1 | 6 | Shenzhen Growatt New Energy Co Ltd | SPH 6000TL BL-UP | Growatt | 2027-06-25
2024-04-02 | HBS10872 | Shenzhen Growatt New Energy Co Ltd ALP 40.0L-E1 (x1) w/ Shenzhen Growatt New Energy Co Ltd SPH 3000TL BL-UP Eastron SDM120CT-M | 36 |  |  | Shenzhen Growatt New Energy Co Ltd | ALP 40.0L-E1 | 6 | Shenzhen Growatt New Energy Co Ltd | SPH 3000TL BL-UP | Growatt | 2027-06-25
2024-04-02 | HBS10873 | Shenzhen Growatt New Energy Co Ltd ALP 40.0L-E1 (x1) w/ Shenzhen Growatt New Energy Co Ltd SPH 3000TL BL-UP Eastron SDM630MCT | 36 |  |  | Shenzhen Growatt New Energy Co Ltd | ALP 40.0L-E1 | 6 | Shenzhen Growatt New Energy Co Ltd | SPH 3000TL BL-UP | Growatt | 2027-06-25
2024-04-02 | HBS10874 | Shenzhen Growatt New Energy Co Ltd ALP 40.0L-E1 (x1) w/ Shenzhen Growatt New Energy Co Ltd SPH 3600TL BL-UP Eastron SDM120CT-M | 36 |  |  | Shenzhen Growatt New Energy Co Ltd | ALP 40.0L-E1 | 6 | Shenzhen Growatt New Energy Co Ltd | SPH 3600TL BL-UP | Growatt | 2027-06-25
2024-04-02 | HBS10875 | Shenzhen Growatt New Energy Co Ltd ALP 40.0L-E1 (x1) w/ Shenzhen Growatt New Energy Co Ltd SPH 3600TL BL-UP Eastron SDM630MCT | 36 |  |  | Shenzhen Growatt New Energy Co Ltd | ALP 40.0L-E1 | 6 | Shenzhen Growatt New Energy Co Ltd | SPH 3600TL BL-UP | Growatt | 2027-06-25
2024-04-02 | HBS10876 | Shenzhen Growatt New Energy Co Ltd ALP 40.0L-E1 (x1) w/ Shenzhen Growatt New Energy Co Ltd SPH 4000TL BL-UP Eastron SDM120CT-M | 36 |  |  | Shenzhen Growatt New Energy Co Ltd | ALP 40.0L-E1 | 6 | Shenzhen Growatt New Energy Co Ltd | SPH 4000TL BL-UP | Growatt | 2027-06-25
2024-04-02 | HBS10877 | Shenzhen Growatt New Energy Co Ltd ALP 40.0L-E1 (x1) w/ Shenzhen Growatt New Energy Co Ltd SPH 4000TL BL-UP Eastron SDM630MCT | 36 |  |  | Shenzhen Growatt New Energy Co Ltd | ALP 40.0L-E1 | 6 | Shenzhen Growatt New Energy Co Ltd | SPH 4000TL BL-UP | Growatt | 2027-06-25
2024-04-02 | HBS10878 | Shenzhen Growatt New Energy Co Ltd ALP 40.0L-E1 (x1) w/ Shenzhen Growatt New Energy Co Ltd SPH 4600TL BL-UP Eastron SDM120CT-M | 36 |  |  | Shenzhen Growatt New Energy Co Ltd | ALP 40.0L-E1 | 6 | Shenzhen Growatt New Energy Co Ltd | SPH 4600TL BL-UP | Growatt | 2027-06-25
2024-04-02 | HBS10879 | Shenzhen Growatt New Energy Co Ltd ALP 40.0L-E1 (x1) w/ Shenzhen Growatt New Energy Co Ltd SPH 4600TL BL-UP Eastron SDM630MCT | 36 |  |  | Shenzhen Growatt New Energy Co Ltd | ALP 40.0L-E1 | 6 | Shenzhen Growatt New Energy Co Ltd | SPH 4600TL BL-UP | Growatt | 2027-06-25
2024-04-29 | HBS10905 | GSL Energy GSL051200A-B-GBP2 (x1) w/ NingBo Deye Inverter Technology Co Ltd SUN-12K-SG04LP3-AU (AS4777-2 2020) | 8.19 |  |  | GSL Energy | GSL051200A-B-GBP2 | 1 | NingBo Deye Inverter Technology Co Ltd | SUN-12K-SG04LP3-AU (AS4777-2 2020) | GSL Energy | 2027-04-20
2024-04-29 | HBS10906 | GSL Energy GSL051200A-B-GBP2 (x1) w/ NingBo Deye Inverter Technology Co Ltd SUN-10K-SG04LP3-AU (AS4777-2 2020) | 8.19 |  |  | GSL Energy | GSL051200A-B-GBP2 | 1 | NingBo Deye Inverter Technology Co Ltd | SUN-10K-SG04LP3-AU (AS4777-2 2020) | GSL Energy | 2027-04-20
2024-04-29 | HBS10907 | GSL Energy GSL051200A-B-GBP2 (x1) w/ NingBo Deye Inverter Technology Co Ltd SUN-8K-SG04LP3-AU (AS4777-2 2020) | 8.19 |  |  | GSL Energy | GSL051200A-B-GBP2 | 1 | NingBo Deye Inverter Technology Co Ltd | SUN-8K-SG04LP3-AU (AS4777-2 2020) | GSL Energy | 2027-04-28
2024-04-29 | HBS10908 | GSL Energy GSL051200A-B-GBP2 (x1) w/ NingBo Deye Inverter Technology Co Ltd SUN-6K-SG04LP3-AU (AS4777-2 2020) | 8.19 |  |  | GSL Energy | GSL051200A-B-GBP2 | 1 | NingBo Deye Inverter Technology Co Ltd | SUN-6K-SG04LP3-AU (AS4777-2 2020) | GSL Energy | 2027-04-28
2024-04-29 | HBS10909 | GSL Energy GSL051200A-B-GBP2 (x1) w/ NingBo Deye Inverter Technology Co Ltd SUN-5K-SG04LP3-AU (AS4777-2 2020) | 8.19 |  |  | GSL Energy | GSL051200A-B-GBP2 | 1 | NingBo Deye Inverter Technology Co Ltd | SUN-5K-SG04LP3-AU (AS4777-2 2020) | GSL Energy | 2027-04-28
2024-04-29 | HBS10915 | GSL Energy GSL501280A-B-GPB2 (x1) w/ NingBo Deye Inverter Technology Co Ltd SUN-12K-SG04LP3-AU (AS4777-2 2020) | 11.47 |  |  | GSL Energy | GSL501280A-B-GPB2 | 1 | NingBo Deye Inverter Technology Co Ltd | SUN-12K-SG04LP3-AU (AS4777-2 2020) | GSL Energy | 2027-04-20
2024-04-29 | HBS10916 | GSL Energy GSL501280A-B-GPB2 (x1) w/ NingBo Deye Inverter Technology Co Ltd SUN-10K-SG04LP3-AU (AS4777-2 2020) | 11.47 |  |  | GSL Energy | GSL501280A-B-GPB2 | 1 | NingBo Deye Inverter Technology Co Ltd | SUN-10K-SG04LP3-AU (AS4777-2 2020) | GSL Energy | 2027-04-20
2024-04-29 | HBS10917 | GSL Energy GSL501280A-B-GPB2 (x1) w/ NingBo Deye Inverter Technology Co Ltd SUN-8K-SG04LP3-AU (AS4777-2 2020) | 11.47 |  |  | GSL Energy | GSL501280A-B-GPB2 | 1 | NingBo Deye Inverter Technology Co Ltd | SUN-8K-SG04LP3-AU (AS4777-2 2020) | GSL Energy | 2027-04-28
2024-04-29 | HBS10918 | GSL Energy GSL501280A-B-GPB2 (x1) w/ NingBo Deye Inverter Technology Co Ltd SUN-6K-SG04LP3-AU (AS4777-2 2020) | 11.47 |  |  | GSL Energy | GSL501280A-B-GPB2 | 1 | NingBo Deye Inverter Technology Co Ltd | SUN-6K-SG04LP3-AU (AS4777-2 2020) | GSL Energy | 2027-04-28
2024-04-29 | HBS10919 | GSL Energy GSL501280A-B-GPB2 (x1) w/ NingBo Deye Inverter Technology Co Ltd SUN-5K-SG04LP3-AU (AS4777-2 2020) | 11.47 |  |  | GSL Energy | GSL501280A-B-GPB2 | 1 | NingBo Deye Inverter Technology Co Ltd | SUN-5K-SG04LP3-AU (AS4777-2 2020) | GSL Energy | 2027-04-28
2024-05-01 | HBS10922 | Shenzhen OLiPower Energy & Automation Technology Co Ltd LB51100 (x2) w/ Deye New Energy Australia Pty Ltd. SUN-8K-SG04LP3-AU | 8.2 |  |  | Shenzhen OLiPower Energy & Automation Technology Co Ltd | LB51100 | 2 | Deye New Energy Australia Pty Ltd. | SUN-8K-SG04LP3-AU | Olipower | 2027-04-28
2024-05-01 | HBS10923 | Shenzhen OLiPower Energy & Automation Technology Co Ltd LB51100 (x2) w/ Deye New Energy Australia Pty Ltd. SUN-10K-SG04LP3-AU | 8.2 |  |  | Shenzhen OLiPower Energy & Automation Technology Co Ltd | LB51100 | 2 | Deye New Energy Australia Pty Ltd. | SUN-10K-SG04LP3-AU | Olipower | 2027-04-28
2024-05-01 | HBS10926 | Shenzhen OLiPower Energy & Automation Technology Co Ltd BRE-B-14K (x1) w/ Deye New Energy Australia Pty Ltd. SUN-8K-SG04LP3-AU | 12.9 |  |  | Shenzhen OLiPower Energy & Automation Technology Co Ltd | BRE-B-14K | 1 | Deye New Energy Australia Pty Ltd. | SUN-8K-SG04LP3-AU | Olipower | 2027-04-28
2024-05-01 | HBS10927 | Shenzhen OLiPower Energy & Automation Technology Co Ltd BRE-B-14K (x1) w/ Deye New Energy Australia Pty Ltd. SUN-10K-SG04LP3-AU | 12.9 |  |  | Shenzhen OLiPower Energy & Automation Technology Co Ltd | BRE-B-14K | 1 | Deye New Energy Australia Pty Ltd. | SUN-10K-SG04LP3-AU | Olipower | 2027-04-28
2024-05-01 | HBS10930 | Shenzhen OLiPower Energy & Automation Technology Co Ltd BRE-B-10K (x1) w/ Deye New Energy Australia Pty Ltd. SUN-8K-SG04LP3-AU | 8.6 |  |  | Shenzhen OLiPower Energy & Automation Technology Co Ltd | BRE-B-10K | 1 | Deye New Energy Australia Pty Ltd. | SUN-8K-SG04LP3-AU | Olipower | 2027-04-28
2024-05-01 | HBS10931 | Shenzhen OLiPower Energy & Automation Technology Co Ltd BRE-B-10K (x1) w/ Deye New Energy Australia Pty Ltd. SUN-10K-SG04LP3-AU | 8.6 |  |  | Shenzhen OLiPower Energy & Automation Technology Co Ltd | BRE-B-10K | 1 | Deye New Energy Australia Pty Ltd. | SUN-10K-SG04LP3-AU | Olipower | 2027-04-28
2024-05-05 | HBS10932 | Sungrow SBR096 (x1) w/ Sungrow SH15T | 9.6 |  |  | Sungrow | SBR096 | 6 | Sungrow | SH15T | Sungrow | 2027-04-18
2024-05-05 | HBS10933 | Sungrow SBR128 (x1) w/ Sungrow SH15T | 12.8 |  |  | Sungrow | SBR128 | 6 | Sungrow | SH15T | Sungrow | 2027-04-18
2024-05-05 | HBS10934 | Sungrow SBR160 (x1) w/ Sungrow SH15T | 16 |  |  | Sungrow | SBR160 | 6 | Sungrow | SH15T | Sungrow | 2027-04-18
2024-05-05 | HBS10935 | Sungrow SBR192 (x1) w/ Sungrow SH15T | 19.2 |  |  | Sungrow | SBR192 | 6 | Sungrow | SH15T | Sungrow | 2027-04-18
2024-05-05 | HBS10936 | Sungrow SBR224 (x1) w/ Sungrow SH15T | 22.4 |  |  | Sungrow | SBR224 | 6 | Sungrow | SH15T | Sungrow | 2027-04-18
2024-05-05 | HBS10937 | Sungrow SBR256 (x1) w/ Sungrow SH15T | 25.6 |  |  | Sungrow | SBR256 | 6 | Sungrow | SH15T | Sungrow | 2027-04-18
2024-05-05 | HBS10938 | Sungrow SBR096 (x2) w/ Sungrow SH15T | 19.2 |  |  | Sungrow | SBR096 | 6 | Sungrow | SH15T | Sungrow | 2027-04-18
2024-05-05 | HBS10939 | Sungrow SBR128 (x2) w/ Sungrow SH15T | 25.6 |  |  | Sungrow | SBR128 | 6 | Sungrow | SH15T | Sungrow | 2027-04-18
2024-05-05 | HBS10940 | Sungrow SBR160 (x2) w/ Sungrow SH15T | 32 |  |  | Sungrow | SBR160 | 6 | Sungrow | SH15T | Sungrow | 2027-04-18
2024-05-05 | HBS10941 | Sungrow SBR192 (x2) w/ Sungrow SH15T | 38.4 |  |  | Sungrow | SBR192 | 6 | Sungrow | SH15T | Sungrow | 2027-04-18
2024-05-05 | HBS10942 | Sungrow SBR224 (x2) w/ Sungrow SH15T | 44.8 |  |  | Sungrow | SBR224 | 6 | Sungrow | SH15T | Sungrow | 2027-04-18
2024-05-05 | HBS10943 | Sungrow SBR256 (x2) w/ Sungrow SH15T | 51.2 |  |  | Sungrow | SBR256 | 6 | Sungrow | SH15T | Sungrow | 2027-04-18
2024-05-05 | HBS10944 | Sungrow SBR096 (x3) w/ Sungrow SH15T | 28.8 |  |  | Sungrow | SBR096 | 6 | Sungrow | SH15T | Sungrow | 2027-04-18
2024-05-05 | HBS10945 | Sungrow SBR128 (x3) w/ Sungrow SH15T | 38.4 |  |  | Sungrow | SBR128 | 6 | Sungrow | SH15T | Sungrow | 2027-04-18
2024-05-05 | HBS10946 | Sungrow SBR160 (x3) w/ Sungrow SH15T | 48 |  |  | Sungrow | SBR160 | 6 | Sungrow | SH15T | Sungrow | 2027-04-18
2024-05-05 | HBS10947 | Sungrow SBR192 (x3) w/ Sungrow SH15T | 57.6 |  |  | Sungrow | SBR192 | 6 | Sungrow | SH15T | Sungrow | 2027-04-18
2024-05-05 | HBS10948 | Sungrow SBR224 (x3) w/ Sungrow SH15T | 67.2 |  |  | Sungrow | SBR224 | 6 | Sungrow | SH15T | Sungrow | 2027-04-18
2024-05-05 | HBS10949 | Sungrow SBR256 (x3) w/ Sungrow SH15T | 76.8 |  |  | Sungrow | SBR256 | 6 | Sungrow | SH15T | Sungrow | 2027-04-18
2024-05-05 | HBS10950 | Sungrow SBR096 (x4) w/ Sungrow SH15T | 38.4 |  |  | Sungrow | SBR096 | 6 | Sungrow | SH15T | Sungrow | 2027-04-18
2024-05-05 | HBS10951 | Sungrow SBR128 (x4) w/ Sungrow SH15T | 51.2 |  |  | Sungrow | SBR128 | 6 | Sungrow | SH15T | Sungrow | 2027-04-18
2024-05-05 | HBS10952 | Sungrow SBR160 (x4) w/ Sungrow SH15T | 64 |  |  | Sungrow | SBR160 | 6 | Sungrow | SH15T | Sungrow | 2027-04-18
2024-05-05 | HBS10953 | Sungrow SBR192 (x4) w/ Sungrow SH15T | 76.8 |  |  | Sungrow | SBR192 | 6 | Sungrow | SH15T | Sungrow | 2027-04-18
2024-05-05 | HBS10954 | Sungrow SBR224 (x4) w/ Sungrow SH15T | 89.6 |  |  | Sungrow | SBR224 | 6 | Sungrow | SH15T | Sungrow | 2027-04-18
2024-05-05 | HBS10955 | Sungrow SBR256 (x4) w/ Sungrow SH15T | 102.4 |  |  | Sungrow | SBR256 | 6 | Sungrow | SH15T | Sungrow | 2027-04-18
2024-05-05 | HBS10956 | Sungrow SBR096 (x1) w/ Sungrow SH20T | 9.6 |  |  | Sungrow | SBR096 | 6 | Sungrow | SH20T | Sungrow | 2027-04-18
2024-05-05 | HBS10957 | Sungrow SBR128 (x1) w/ Sungrow SH20T | 12.8 |  |  | Sungrow | SBR128 | 6 | Sungrow | SH20T | Sungrow | 2027-04-18
2024-05-05 | HBS10958 | Sungrow SBR160 (x1) w/ Sungrow SH20T | 16 |  |  | Sungrow | SBR160 | 6 | Sungrow | SH20T | Sungrow | 2027-04-18
2024-05-05 | HBS10959 | Sungrow SBR192 (x1) w/ Sungrow SH20T | 19.2 |  |  | Sungrow | SBR192 | 6 | Sungrow | SH20T | Sungrow | 2027-04-18
2024-05-05 | HBS10960 | Sungrow SBR224 (x1) w/ Sungrow SH20T | 22.4 |  |  | Sungrow | SBR224 | 6 | Sungrow | SH20T | Sungrow | 2027-04-18
2024-05-05 | HBS10961 | Sungrow SBR256 (x1) w/ Sungrow SH20T | 25.6 |  |  | Sungrow | SBR256 | 6 | Sungrow | SH20T | Sungrow | 2027-04-18
2024-05-05 | HBS10962 | Sungrow SBR096 (x2) w/ Sungrow SH20T | 19.2 |  |  | Sungrow | SBR096 | 6 | Sungrow | SH20T | Sungrow | 2027-04-18
2024-05-05 | HBS10963 | Sungrow SBR128 (x2) w/ Sungrow SH20T | 25.6 |  |  | Sungrow | SBR128 | 6 | Sungrow | SH20T | Sungrow | 2027-04-18
2024-05-05 | HBS10964 | Sungrow SBR160 (x2) w/ Sungrow SH20T | 32 |  |  | Sungrow | SBR160 | 6 | Sungrow | SH20T | Sungrow | 2027-04-18
2024-05-05 | HBS10965 | Sungrow SBR192 (x2) w/ Sungrow SH20T | 38.4 |  |  | Sungrow | SBR192 | 6 | Sungrow | SH20T | Sungrow | 2027-04-18
2024-05-05 | HBS10966 | Sungrow SBR224 (x2) w/ Sungrow SH20T | 44.8 |  |  | Sungrow | SBR224 | 6 | Sungrow | SH20T | Sungrow | 2027-04-18
2024-05-05 | HBS10967 | Sungrow SBR256 (x2) w/ Sungrow SH20T | 51.2 |  |  | Sungrow | SBR256 | 6 | Sungrow | SH20T | Sungrow | 2027-04-18
2024-05-05 | HBS10968 | Sungrow SBR096 (x3) w/ Sungrow SH20T | 28.8 |  |  | Sungrow | SBR096 | 6 | Sungrow | SH20T | Sungrow | 2027-04-18
2024-05-05 | HBS10969 | Sungrow SBR128 (x3) w/ Sungrow SH20T | 38.4 |  |  | Sungrow | SBR128 | 6 | Sungrow | SH20T | Sungrow | 2027-04-18
2024-05-05 | HBS10970 | Sungrow SBR160 (x3) w/ Sungrow SH20T | 48 |  |  | Sungrow | SBR160 | 6 | Sungrow | SH20T | Sungrow | 2027-04-18
2024-05-05 | HBS10971 | Sungrow SBR192 (x3) w/ Sungrow SH20T | 57.6 |  |  | Sungrow | SBR192 | 6 | Sungrow | SH20T | Sungrow | 2027-04-18
2024-05-05 | HBS10972 | Sungrow SBR224 (x3) w/ Sungrow SH20T | 67.2 |  |  | Sungrow | SBR224 | 6 | Sungrow | SH20T | Sungrow | 2027-04-18
2024-05-05 | HBS10973 | Sungrow SBR256 (x3) w/ Sungrow SH20T | 76.8 |  |  | Sungrow | SBR256 | 6 | Sungrow | SH20T | Sungrow | 2027-04-18
2024-05-05 | HBS10974 | Sungrow SBR096 (x4) w/ Sungrow SH20T | 38.4 |  |  | Sungrow | SBR096 | 6 | Sungrow | SH20T | Sungrow | 2027-04-18
2024-05-05 | HBS10975 | Sungrow SBR128 (x4) w/ Sungrow SH20T | 51.2 |  |  | Sungrow | SBR128 | 6 | Sungrow | SH20T | Sungrow | 2027-04-18
2024-05-05 | HBS10976 | Sungrow SBR160 (x4) w/ Sungrow SH20T | 64 |  |  | Sungrow | SBR160 | 6 | Sungrow | SH20T | Sungrow | 2027-04-18
2024-05-05 | HBS10977 | Sungrow SBR192 (x4) w/ Sungrow SH20T | 76.8 |  |  | Sungrow | SBR192 | 6 | Sungrow | SH20T | Sungrow | 2027-04-18
2024-05-05 | HBS10978 | Sungrow SBR224 (x4) w/ Sungrow SH20T | 89.6 |  |  | Sungrow | SBR224 | 6 | Sungrow | SH20T | Sungrow | 2027-04-18
2024-05-05 | HBS10979 | Sungrow SBR256 (x4) w/ Sungrow SH20T | 102.4 |  |  | Sungrow | SBR256 | 6 | Sungrow | SH20T | Sungrow | 2027-04-18
2024-05-05 | HBS10980 | Sungrow SBR096 (x1) w/ Sungrow SH25T | 9.6 |  |  | Sungrow | SBR096 | 6 | Sungrow | SH25T | Sungrow | 2027-04-18
2024-05-05 | HBS10981 | Sungrow SBR128 (x1) w/ Sungrow SH25T | 12.8 |  |  | Sungrow | SBR128 | 6 | Sungrow | SH25T | Sungrow | 2027-04-18
2024-05-05 | HBS10982 | Sungrow SBR160 (x1) w/ Sungrow SH25T | 16 |  |  | Sungrow | SBR160 | 6 | Sungrow | SH25T | Sungrow | 2027-04-18
2024-05-05 | HBS10983 | Sungrow SBR192 (x1) w/ Sungrow SH25T | 19.2 |  |  | Sungrow | SBR192 | 6 | Sungrow | SH25T | Sungrow | 2027-04-18
2024-05-05 | HBS10984 | Sungrow SBR224 (x1) w/ Sungrow SH25T | 22.4 |  |  | Sungrow | SBR224 | 6 | Sungrow | SH25T | Sungrow | 2027-04-18
2024-05-05 | HBS10985 | Sungrow SBR256 (x1) w/ Sungrow SH25T | 25.6 |  |  | Sungrow | SBR256 | 6 | Sungrow | SH25T | Sungrow | 2027-04-18
2024-05-05 | HBS10986 | Sungrow SBR096 (x2) w/ Sungrow SH25T | 19.2 |  |  | Sungrow | SBR096 | 6 | Sungrow | SH25T | Sungrow | 2027-04-18
2024-05-05 | HBS10987 | Sungrow SBR128 (x2) w/ Sungrow SH25T | 25.6 |  |  | Sungrow | SBR128 | 6 | Sungrow | SH25T | Sungrow | 2027-04-18
2024-05-05 | HBS10988 | Sungrow SBR160 (x2) w/ Sungrow SH25T | 32 |  |  | Sungrow | SBR160 | 6 | Sungrow | SH25T | Sungrow | 2027-04-18
2024-05-05 | HBS10989 | Sungrow SBR192 (x2) w/ Sungrow SH25T | 38.4 |  |  | Sungrow | SBR192 | 6 | Sungrow | SH25T | Sungrow | 2027-04-18
2024-05-05 | HBS10990 | Sungrow SBR224 (x2) w/ Sungrow SH25T | 44.8 |  |  | Sungrow | SBR224 | 6 | Sungrow | SH25T | Sungrow | 2027-04-18
2024-05-05 | HBS10991 | Sungrow SBR256 (x2) w/ Sungrow SH25T | 51.2 |  |  | Sungrow | SBR256 | 6 | Sungrow | SH25T | Sungrow | 2027-04-18
2024-05-05 | HBS10992 | Sungrow SBR096 (x3) w/ Sungrow SH25T | 28.8 |  |  | Sungrow | SBR096 | 6 | Sungrow | SH25T | Sungrow | 2027-04-18
2024-05-05 | HBS10993 | Sungrow SBR128 (x3) w/ Sungrow SH25T | 38.4 |  |  | Sungrow | SBR128 | 6 | Sungrow | SH25T | Sungrow | 2027-04-18
2024-05-05 | HBS10994 | Sungrow SBR160 (x3) w/ Sungrow SH25T | 48 |  |  | Sungrow | SBR160 | 6 | Sungrow | SH25T | Sungrow | 2027-04-18
2024-05-05 | HBS10995 | Sungrow SBR192 (x3) w/ Sungrow SH25T | 57.6 |  |  | Sungrow | SBR192 | 6 | Sungrow | SH25T | Sungrow | 2027-04-18
2024-05-05 | HBS10996 | Sungrow SBR224 (x3) w/ Sungrow SH25T | 67.2 |  |  | Sungrow | SBR224 | 6 | Sungrow | SH25T | Sungrow | 2027-04-18
2024-05-05 | HBS10997 | Sungrow SBR256 (x3) w/ Sungrow SH25T | 76.8 |  |  | Sungrow | SBR256 | 6 | Sungrow | SH25T | Sungrow | 2027-04-18
2024-05-05 | HBS10998 | Sungrow SBR096 (x4) w/ Sungrow SH25T | 38.4 |  |  | Sungrow | SBR096 | 6 | Sungrow | SH25T | Sungrow | 2027-04-18
2024-05-05 | HBS10999 | Sungrow SBR128 (x4) w/ Sungrow SH25T | 51.2 |  |  | Sungrow | SBR128 | 6 | Sungrow | SH25T | Sungrow | 2027-04-18
2024-05-05 | HBS11000 | Sungrow SBR160 (x4) w/ Sungrow SH25T | 64 |  |  | Sungrow | SBR160 | 6 | Sungrow | SH25T | Sungrow | 2027-04-18
2024-05-05 | HBS11001 | Sungrow SBR192 (x4) w/ Sungrow SH25T | 76.8 |  |  | Sungrow | SBR192 | 6 | Sungrow | SH25T | Sungrow | 2027-04-18
2024-05-05 | HBS11002 | Sungrow SBR224 (x4) w/ Sungrow SH25T | 89.6 |  |  | Sungrow | SBR224 | 6 | Sungrow | SH25T | Sungrow | 2027-04-18
2024-05-05 | HBS11003 | Sungrow SBR256 (x4) w/ Sungrow SH25T | 102.4 |  |  | Sungrow | SBR256 | 6 | Sungrow | SH25T | Sungrow | 2027-04-18
2024-05-05 | HBS11004 | Sungrow Power Supply Co LTD SBH200 (x1) w/ Sungrow Power Supply Co LTD SH5.0RS | 20 |  |  | Sungrow Power Supply Co LTD | SBH200 | 6 | Sungrow Power Supply Co LTD | SH5.0RS | Sungrow | 2028-01-30
2024-05-05 | HBS11005 | Sungrow Power Supply Co LTD SBH250 (x1) w/ Sungrow Power Supply Co LTD SH5.0RS | 25 |  |  | Sungrow Power Supply Co LTD | SBH250 | 6 | Sungrow Power Supply Co LTD | SH5.0RS | Sungrow | 2028-01-30
2024-05-05 | HBS11006 | Sungrow Power Supply Co LTD SBH300 (x1) w/ Sungrow Power Supply Co LTD SH5.0RS | 30 |  |  | Sungrow Power Supply Co LTD | SBH300 | 6 | Sungrow Power Supply Co LTD | SH5.0RS | Sungrow | 2028-01-30
2024-05-05 | HBS11007 | Sungrow Power Supply Co LTD SBH200 (x2) w/ Sungrow Power Supply Co LTD SH5.0RS | 40 |  |  | Sungrow Power Supply Co LTD | SBH200 | 6 | Sungrow Power Supply Co LTD | SH5.0RS | Sungrow | 2028-01-30
2024-05-05 | HBS11008 | Sungrow Power Supply Co LTD SBH250 (x2) w/ Sungrow Power Supply Co LTD SH5.0RS | 50 |  |  | Sungrow Power Supply Co LTD | SBH250 | 6 | Sungrow Power Supply Co LTD | SH5.0RS | Sungrow | 2028-01-30
2024-05-05 | HBS11009 | Sungrow Power Supply Co LTD SBH300 (x2) w/ Sungrow Power Supply Co LTD SH5.0RS | 60 |  |  | Sungrow Power Supply Co LTD | SBH300 | 6 | Sungrow Power Supply Co LTD | SH5.0RS | Sungrow | 2028-01-30
2024-05-05 | HBS11010 | Sungrow Power Supply Co LTD SBH200 (x3) w/ Sungrow Power Supply Co LTD SH5.0RS | 60 |  |  | Sungrow Power Supply Co LTD | SBH200 | 6 | Sungrow Power Supply Co LTD | SH5.0RS | Sungrow | 2028-01-30
2024-05-05 | HBS11011 | Sungrow Power Supply Co LTD SBH250 (x3) w/ Sungrow Power Supply Co LTD SH5.0RS | 75 |  |  | Sungrow Power Supply Co LTD | SBH250 | 6 | Sungrow Power Supply Co LTD | SH5.0RS | Sungrow | 2028-01-30
2024-05-05 | HBS11012 | Sungrow Power Supply Co LTD SBH300 (x3) w/ Sungrow Power Supply Co LTD SH5.0RS | 90 |  |  | Sungrow Power Supply Co LTD | SBH300 | 6 | Sungrow Power Supply Co LTD | SH5.0RS | Sungrow | 2028-01-30
2024-05-05 | HBS11013 | Sungrow Power Supply Co LTD SBH200 (x4) w/ Sungrow Power Supply Co LTD SH5.0RS | 80 |  |  | Sungrow Power Supply Co LTD | SBH200 | 6 | Sungrow Power Supply Co LTD | SH5.0RS | Sungrow | 2028-01-30
2024-05-05 | HBS11014 | Sungrow Power Supply Co LTD SBH250 (x4) w/ Sungrow Power Supply Co LTD SH5.0RS | 100 |  |  | Sungrow Power Supply Co LTD | SBH250 | 6 | Sungrow Power Supply Co LTD | SH5.0RS | Sungrow | 2028-01-30
2024-05-05 | HBS11015 | Sungrow Power Supply Co LTD SBH300 (x4) w/ Sungrow Power Supply Co LTD SH5.0RS | 120 |  |  | Sungrow Power Supply Co LTD | SBH300 | 6 | Sungrow Power Supply Co LTD | SH5.0RS | Sungrow | 2028-01-30
2024-05-05 | HBS11016 | Sungrow Power Supply Co LTD SBH200 (x1) w/ Sungrow Power Supply Co LTD SH6.0RS | 20 |  |  | Sungrow Power Supply Co LTD | SBH200 | 6 | Sungrow Power Supply Co LTD | SH6.0RS | Sungrow | 2028-01-30
2024-05-05 | HBS11017 | Sungrow Power Supply Co LTD SBH250 (x1) w/ Sungrow Power Supply Co LTD SH6.0RS | 25 |  |  | Sungrow Power Supply Co LTD | SBH250 | 6 | Sungrow Power Supply Co LTD | SH6.0RS | Sungrow | 2028-01-30
2024-05-05 | HBS11018 | Sungrow Power Supply Co LTD SBH300 (x1) w/ Sungrow Power Supply Co LTD SH6.0RS | 30 |  |  | Sungrow Power Supply Co LTD | SBH300 | 6 | Sungrow Power Supply Co LTD | SH6.0RS | Sungrow | 2028-01-30
2024-05-05 | HBS11019 | Sungrow Power Supply Co LTD SBH200 (x2) w/ Sungrow Power Supply Co LTD SH6.0RS | 40 |  |  | Sungrow Power Supply Co LTD | SBH200 | 6 | Sungrow Power Supply Co LTD | SH6.0RS | Sungrow | 2028-01-30
2024-05-05 | HBS11020 | Sungrow Power Supply Co LTD SBH250 (x2) w/ Sungrow Power Supply Co LTD SH6.0RS | 50 |  |  | Sungrow Power Supply Co LTD | SBH250 | 6 | Sungrow Power Supply Co LTD | SH6.0RS | Sungrow | 2028-01-30
2024-05-05 | HBS11021 | Sungrow Power Supply Co LTD SBH300 (x2) w/ Sungrow Power Supply Co LTD SH6.0RS | 60 |  |  | Sungrow Power Supply Co LTD | SBH300 | 6 | Sungrow Power Supply Co LTD | SH6.0RS | Sungrow | 2028-01-30
2024-05-05 | HBS11022 | Sungrow Power Supply Co LTD SBH200 (x3) w/ Sungrow Power Supply Co LTD SH6.0RS | 60 |  |  | Sungrow Power Supply Co LTD | SBH200 | 6 | Sungrow Power Supply Co LTD | SH6.0RS | Sungrow | 2028-01-30
2024-05-05 | HBS11023 | Sungrow Power Supply Co LTD SBH250 (x3) w/ Sungrow Power Supply Co LTD SH6.0RS | 75 |  |  | Sungrow Power Supply Co LTD | SBH250 | 6 | Sungrow Power Supply Co LTD | SH6.0RS | Sungrow | 2028-01-30
2024-05-05 | HBS11024 | Sungrow Power Supply Co LTD SBH300 (x3) w/ Sungrow Power Supply Co LTD SH6.0RS | 90 |  |  | Sungrow Power Supply Co LTD | SBH300 | 6 | Sungrow Power Supply Co LTD | SH6.0RS | Sungrow | 2028-01-30
2024-05-05 | HBS11025 | Sungrow Power Supply Co LTD SBH200 (x4) w/ Sungrow Power Supply Co LTD SH6.0RS | 80 |  |  | Sungrow Power Supply Co LTD | SBH200 | 6 | Sungrow Power Supply Co LTD | SH6.0RS | Sungrow | 2028-01-30
2024-05-05 | HBS11026 | Sungrow Power Supply Co LTD SBH250 (x4) w/ Sungrow Power Supply Co LTD SH6.0RS | 100 |  |  | Sungrow Power Supply Co LTD | SBH250 | 6 | Sungrow Power Supply Co LTD | SH6.0RS | Sungrow | 2028-01-30
2024-05-05 | HBS11027 | Sungrow Power Supply Co LTD SBH300 (x4) w/ Sungrow Power Supply Co LTD SH6.0RS | 120 |  |  | Sungrow Power Supply Co LTD | SBH300 | 6 | Sungrow Power Supply Co LTD | SH6.0RS | Sungrow | 2028-01-30
2024-05-05 | HBS11028 | Sungrow SBH200 (x1) w/ Sungrow SH8.0RS | 20 |  |  | Sungrow | SBH200 | 6 | Sungrow | SH8.0RS | Sungrow | 2026-05-13
2024-05-05 | HBS11029 | Sungrow SBH250 (x1) w/ Sungrow SH8.0RS | 25 |  |  | Sungrow | SBH250 | 6 | Sungrow | SH8.0RS | Sungrow | 2026-05-13
2024-05-05 | HBS11030 | Sungrow SBH300 (x1) w/ Sungrow SH8.0RS | 30 |  |  | Sungrow | SBH300 | 6 | Sungrow | SH8.0RS | Sungrow | 2026-05-13
2024-05-05 | HBS11031 | Sungrow SBH200 (x2) w/ Sungrow SH8.0RS | 40 |  |  | Sungrow | SBH200 | 6 | Sungrow | SH8.0RS | Sungrow | 2026-05-13
2024-05-05 | HBS11032 | Sungrow SBH250 (x2) w/ Sungrow SH8.0RS | 50 |  |  | Sungrow | SBH250 | 6 | Sungrow | SH8.0RS | Sungrow | 2026-05-13
2024-05-05 | HBS11033 | Sungrow SBH300 (x2) w/ Sungrow SH8.0RS | 60 |  |  | Sungrow | SBH300 | 6 | Sungrow | SH8.0RS | Sungrow | 2026-05-13
2024-05-05 | HBS11034 | Sungrow SBH200 (x3) w/ Sungrow SH8.0RS | 60 |  |  | Sungrow | SBH200 | 6 | Sungrow | SH8.0RS | Sungrow | 2026-05-13
2024-05-05 | HBS11035 | Sungrow SBH250 (x3) w/ Sungrow SH8.0RS | 75 |  |  | Sungrow | SBH250 | 6 | Sungrow | SH8.0RS | Sungrow | 2026-05-13
2024-05-05 | HBS11036 | Sungrow SBH300 (x3) w/ Sungrow SH8.0RS | 90 |  |  | Sungrow | SBH300 | 6 | Sungrow | SH8.0RS | Sungrow | 2026-05-13
2024-05-05 | HBS11037 | Sungrow SBH200 (x4) w/ Sungrow SH8.0RS | 80 |  |  | Sungrow | SBH200 | 6 | Sungrow | SH8.0RS | Sungrow | 2026-05-13
2024-05-05 | HBS11038 | Sungrow SBH250 (x4) w/ Sungrow SH8.0RS | 100 |  |  | Sungrow | SBH250 | 6 | Sungrow | SH8.0RS | Sungrow | 2026-05-13
2024-05-05 | HBS11039 | Sungrow SBH300 (x4) w/ Sungrow SH8.0RS | 120 |  |  | Sungrow | SBH300 | 6 | Sungrow | SH8.0RS | Sungrow | 2026-05-13
2024-05-05 | HBS11040 | Sungrow SBH200 (x1) w/ Sungrow SH10RS | 20 |  |  | Sungrow | SBH200 | 6 | Sungrow | SH10RS | Sungrow | 2026-05-13
2024-05-05 | HBS11041 | Sungrow SBH250 (x1) w/ Sungrow SH10RS | 25 |  |  | Sungrow | SBH250 | 6 | Sungrow | SH10RS | Sungrow | 2026-05-13
2024-05-05 | HBS11042 | Sungrow SBH300 (x1) w/ Sungrow SH10RS | 30 |  |  | Sungrow | SBH300 | 6 | Sungrow | SH10RS | Sungrow | 2026-05-13
2024-05-05 | HBS11043 | Sungrow SBH200 (x2) w/ Sungrow SH10RS | 40 |  |  | Sungrow | SBH200 | 6 | Sungrow | SH10RS | Sungrow | 2026-05-13
2024-05-05 | HBS11044 | Sungrow SBH250 (x2) w/ Sungrow SH10RS | 50 |  |  | Sungrow | SBH250 | 6 | Sungrow | SH10RS | Sungrow | 2026-05-13
2024-05-05 | HBS11045 | Sungrow SBH300 (x2) w/ Sungrow SH10RS | 60 |  |  | Sungrow | SBH300 | 6 | Sungrow | SH10RS | Sungrow | 2026-05-13
2024-05-05 | HBS11046 | Sungrow SBH200 (x3) w/ Sungrow SH10RS | 60 |  |  | Sungrow | SBH200 | 6 | Sungrow | SH10RS | Sungrow | 2026-05-13
2024-05-05 | HBS11047 | Sungrow SBH250 (x3) w/ Sungrow SH10RS | 75 |  |  | Sungrow | SBH250 | 6 | Sungrow | SH10RS | Sungrow | 2026-05-13
2024-05-05 | HBS11048 | Sungrow SBH300 (x3) w/ Sungrow SH10RS | 90 |  |  | Sungrow | SBH300 | 6 | Sungrow | SH10RS | Sungrow | 2026-05-13
2024-05-05 | HBS11049 | Sungrow SBH200 (x4) w/ Sungrow SH10RS | 80 |  |  | Sungrow | SBH200 | 6 | Sungrow | SH10RS | Sungrow | 2026-05-13
2024-05-05 | HBS11050 | Sungrow SBH250 (x4) w/ Sungrow SH10RS | 100 |  |  | Sungrow | SBH250 | 6 | Sungrow | SH10RS | Sungrow | 2026-05-13
2024-05-05 | HBS11051 | Sungrow SBH300 (x4) w/ Sungrow SH10RS | 120 |  |  | Sungrow | SBH300 | 6 | Sungrow | SH10RS | Sungrow | 2026-05-13
2024-05-05 | HBS11052 | Sungrow Power Supply Co LTD SBH200 (x1) w/ Sungrow Power Supply Co LTD SH5.0RT | 20 |  |  | Sungrow Power Supply Co LTD | SBH200 | 6 | Sungrow Power Supply Co LTD | SH5.0RT | Sungrow | 2027-12-17
2024-05-05 | HBS11053 | Sungrow Power Supply Co LTD SBH250 (x1) w/ Sungrow Power Supply Co LTD SH5.0RT | 25 |  |  | Sungrow Power Supply Co LTD | SBH250 | 6 | Sungrow Power Supply Co LTD | SH5.0RT | Sungrow | 2027-12-17
2024-05-05 | HBS11054 | Sungrow Power Supply Co LTD SBH300 (x1) w/ Sungrow Power Supply Co LTD SH5.0RT | 30 |  |  | Sungrow Power Supply Co LTD | SBH300 | 6 | Sungrow Power Supply Co LTD | SH5.0RT | Sungrow | 2027-12-17
2024-05-05 | HBS11055 | Sungrow Power Supply Co LTD SBH350 (x1) w/ Sungrow Power Supply Co LTD SH5.0RT | 35 |  |  | Sungrow Power Supply Co LTD | SBH350 | 6 | Sungrow Power Supply Co LTD | SH5.0RT | Sungrow | 2027-12-17
2024-05-05 | HBS11056 | Sungrow Power Supply Co LTD SBH400 (x1) w/ Sungrow Power Supply Co LTD SH5.0RT | 40 |  |  | Sungrow Power Supply Co LTD | SBH400 | 6 | Sungrow Power Supply Co LTD | SH5.0RT | Sungrow | 2027-12-17
2024-05-05 | HBS11057 | Sungrow Power Supply Co LTD SBH200 (x2) w/ Sungrow Power Supply Co LTD SH5.0RT | 40 |  |  | Sungrow Power Supply Co LTD | SBH200 | 6 | Sungrow Power Supply Co LTD | SH5.0RT | Sungrow | 2027-12-17
2024-05-05 | HBS11058 | Sungrow Power Supply Co LTD SBH250 (x2) w/ Sungrow Power Supply Co LTD SH5.0RT | 50 |  |  | Sungrow Power Supply Co LTD | SBH250 | 6 | Sungrow Power Supply Co LTD | SH5.0RT | Sungrow | 2027-12-17
2024-05-05 | HBS11059 | Sungrow Power Supply Co LTD SBH300 (x2) w/ Sungrow Power Supply Co LTD SH5.0RT | 60 |  |  | Sungrow Power Supply Co LTD | SBH300 | 6 | Sungrow Power Supply Co LTD | SH5.0RT | Sungrow | 2027-12-17
2024-05-05 | HBS11060 | Sungrow Power Supply Co LTD SBH350 (x2) w/ Sungrow Power Supply Co LTD SH5.0RT | 70 |  |  | Sungrow Power Supply Co LTD | SBH350 | 6 | Sungrow Power Supply Co LTD | SH5.0RT | Sungrow | 2027-12-17
2024-05-05 | HBS11061 | Sungrow Power Supply Co LTD SBH400 (x2) w/ Sungrow Power Supply Co LTD SH5.0RT | 80 |  |  | Sungrow Power Supply Co LTD | SBH400 | 6 | Sungrow Power Supply Co LTD | SH5.0RT | Sungrow | 2027-12-17
2024-05-05 | HBS11062 | Sungrow Power Supply Co LTD SBH200 (x3) w/ Sungrow Power Supply Co LTD SH5.0RT | 60 |  |  | Sungrow Power Supply Co LTD | SBH200 | 6 | Sungrow Power Supply Co LTD | SH5.0RT | Sungrow | 2027-12-17
2024-05-05 | HBS11063 | Sungrow Power Supply Co LTD SBH250 (x3) w/ Sungrow Power Supply Co LTD SH5.0RT | 75 |  |  | Sungrow Power Supply Co LTD | SBH250 | 6 | Sungrow Power Supply Co LTD | SH5.0RT | Sungrow | 2027-12-17
2024-05-05 | HBS11064 | Sungrow Power Supply Co LTD SBH300 (x3) w/ Sungrow Power Supply Co LTD SH5.0RT | 90 |  |  | Sungrow Power Supply Co LTD | SBH300 | 6 | Sungrow Power Supply Co LTD | SH5.0RT | Sungrow | 2027-12-17
2024-05-05 | HBS11065 | Sungrow Power Supply Co LTD SBH350 (x3) w/ Sungrow Power Supply Co LTD SH5.0RT | 105 |  |  | Sungrow Power Supply Co LTD | SBH350 | 6 | Sungrow Power Supply Co LTD | SH5.0RT | Sungrow | 2027-12-17
2024-05-05 | HBS11066 | Sungrow Power Supply Co LTD SBH400 (x3) w/ Sungrow Power Supply Co LTD SH5.0RT | 120 |  |  | Sungrow Power Supply Co LTD | SBH400 | 6 | Sungrow Power Supply Co LTD | SH5.0RT | Sungrow | 2027-12-17
2024-05-05 | HBS11067 | Sungrow Power Supply Co LTD SBH200 (x4) w/ Sungrow Power Supply Co LTD SH5.0RT | 80 |  |  | Sungrow Power Supply Co LTD | SBH200 | 6 | Sungrow Power Supply Co LTD | SH5.0RT | Sungrow | 2027-12-17
2024-05-05 | HBS11068 | Sungrow Power Supply Co LTD SBH250 (x4) w/ Sungrow Power Supply Co LTD SH5.0RT | 100 |  |  | Sungrow Power Supply Co LTD | SBH250 | 6 | Sungrow Power Supply Co LTD | SH5.0RT | Sungrow | 2027-12-17
2024-05-05 | HBS11069 | Sungrow Power Supply Co LTD SBH300 (x4) w/ Sungrow Power Supply Co LTD SH5.0RT | 120 |  |  | Sungrow Power Supply Co LTD | SBH300 | 6 | Sungrow Power Supply Co LTD | SH5.0RT | Sungrow | 2027-12-17
2024-05-05 | HBS11070 | Sungrow Power Supply Co LTD SBH350 (x4) w/ Sungrow Power Supply Co LTD SH5.0RT | 140 |  |  | Sungrow Power Supply Co LTD | SBH350 | 6 | Sungrow Power Supply Co LTD | SH5.0RT | Sungrow | 2027-12-17
2024-05-05 | HBS11071 | Sungrow Power Supply Co LTD SBH400 (x4) w/ Sungrow Power Supply Co LTD SH5.0RT | 160 |  |  | Sungrow Power Supply Co LTD | SBH400 | 6 | Sungrow Power Supply Co LTD | SH5.0RT | Sungrow | 2027-12-17
2024-05-05 | HBS11072 | Sungrow Power Supply Co LTD SBH200 (x1) w/ Sungrow Power Supply Co LTD SH10RT | 20 |  |  | Sungrow Power Supply Co LTD | SBH200 | 6 | Sungrow Power Supply Co LTD | SH10RT | Sungrow | 2027-12-17
2024-05-05 | HBS11073 | Sungrow Power Supply Co LTD SBH250 (x1) w/ Sungrow Power Supply Co LTD SH10RT | 25 |  |  | Sungrow Power Supply Co LTD | SBH250 | 6 | Sungrow Power Supply Co LTD | SH10RT | Sungrow | 2027-12-17
2024-05-05 | HBS11074 | Sungrow Power Supply Co LTD SBH300 (x1) w/ Sungrow Power Supply Co LTD SH10RT | 30 |  |  | Sungrow Power Supply Co LTD | SBH300 | 6 | Sungrow Power Supply Co LTD | SH10RT | Sungrow | 2027-12-17
2024-05-05 | HBS11075 | Sungrow Power Supply Co LTD SBH350 (x1) w/ Sungrow Power Supply Co LTD SH10RT | 35 |  |  | Sungrow Power Supply Co LTD | SBH350 | 6 | Sungrow Power Supply Co LTD | SH10RT | Sungrow | 2027-12-17
2024-05-05 | HBS11076 | Sungrow Power Supply Co LTD SBH400 (x1) w/ Sungrow Power Supply Co LTD SH10RT | 40 |  |  | Sungrow Power Supply Co LTD | SBH400 | 6 | Sungrow Power Supply Co LTD | SH10RT | Sungrow | 2027-12-17
2024-05-05 | HBS11077 | Sungrow Power Supply Co LTD SBH200 (x2) w/ Sungrow Power Supply Co LTD SH10RT | 40 |  |  | Sungrow Power Supply Co LTD | SBH200 | 6 | Sungrow Power Supply Co LTD | SH10RT | Sungrow | 2027-12-17
2024-05-05 | HBS11078 | Sungrow Power Supply Co LTD SBH250 (x2) w/ Sungrow Power Supply Co LTD SH10RT | 50 |  |  | Sungrow Power Supply Co LTD | SBH250 | 6 | Sungrow Power Supply Co LTD | SH10RT | Sungrow | 2027-12-17
2024-05-05 | HBS11079 | Sungrow Power Supply Co LTD SBH300 (x2) w/ Sungrow Power Supply Co LTD SH10RT | 60 |  |  | Sungrow Power Supply Co LTD | SBH300 | 6 | Sungrow Power Supply Co LTD | SH10RT | Sungrow | 2027-12-17
2024-05-05 | HBS11080 | Sungrow Power Supply Co LTD SBH350 (x2) w/ Sungrow Power Supply Co LTD SH10RT | 70 |  |  | Sungrow Power Supply Co LTD | SBH350 | 6 | Sungrow Power Supply Co LTD | SH10RT | Sungrow | 2027-12-17
2024-05-05 | HBS11081 | Sungrow Power Supply Co LTD SBH400 (x2) w/ Sungrow Power Supply Co LTD SH10RT | 80 |  |  | Sungrow Power Supply Co LTD | SBH400 | 6 | Sungrow Power Supply Co LTD | SH10RT | Sungrow | 2027-12-17
2024-05-05 | HBS11082 | Sungrow Power Supply Co LTD SBH200 (x3) w/ Sungrow Power Supply Co LTD SH10RT | 60 |  |  | Sungrow Power Supply Co LTD | SBH200 | 6 | Sungrow Power Supply Co LTD | SH10RT | Sungrow | 2027-12-17
2024-05-05 | HBS11083 | Sungrow Power Supply Co LTD SBH250 (x3) w/ Sungrow Power Supply Co LTD SH10RT | 75 |  |  | Sungrow Power Supply Co LTD | SBH250 | 6 | Sungrow Power Supply Co LTD | SH10RT | Sungrow | 2027-12-17
2024-05-05 | HBS11084 | Sungrow Power Supply Co LTD SBH300 (x3) w/ Sungrow Power Supply Co LTD SH10RT | 90 |  |  | Sungrow Power Supply Co LTD | SBH300 | 6 | Sungrow Power Supply Co LTD | SH10RT | Sungrow | 2027-12-17
2024-05-05 | HBS11085 | Sungrow Power Supply Co LTD SBH350 (x3) w/ Sungrow Power Supply Co LTD SH10RT | 105 |  |  | Sungrow Power Supply Co LTD | SBH350 | 6 | Sungrow Power Supply Co LTD | SH10RT | Sungrow | 2027-12-17
2024-05-05 | HBS11086 | Sungrow Power Supply Co LTD SBH400 (x3) w/ Sungrow Power Supply Co LTD SH10RT | 120 |  |  | Sungrow Power Supply Co LTD | SBH400 | 6 | Sungrow Power Supply Co LTD | SH10RT | Sungrow | 2027-12-17
2024-05-05 | HBS11087 | Sungrow Power Supply Co LTD SBH200 (x4) w/ Sungrow Power Supply Co LTD SH10RT | 80 |  |  | Sungrow Power Supply Co LTD | SBH200 | 6 | Sungrow Power Supply Co LTD | SH10RT | Sungrow | 2027-12-17
2024-05-05 | HBS11088 | Sungrow Power Supply Co LTD SBH250 (x4) w/ Sungrow Power Supply Co LTD SH10RT | 100 |  |  | Sungrow Power Supply Co LTD | SBH250 | 6 | Sungrow Power Supply Co LTD | SH10RT | Sungrow | 2027-12-17
2024-05-05 | HBS11089 | Sungrow Power Supply Co LTD SBH300 (x4) w/ Sungrow Power Supply Co LTD SH10RT | 120 |  |  | Sungrow Power Supply Co LTD | SBH300 | 6 | Sungrow Power Supply Co LTD | SH10RT | Sungrow | 2027-12-17
2024-05-05 | HBS11090 | Sungrow Power Supply Co LTD SBH350 (x4) w/ Sungrow Power Supply Co LTD SH10RT | 140 |  |  | Sungrow Power Supply Co LTD | SBH350 | 6 | Sungrow Power Supply Co LTD | SH10RT | Sungrow | 2027-12-17
2024-05-05 | HBS11091 | Sungrow Power Supply Co LTD SBH400 (x4) w/ Sungrow Power Supply Co LTD SH10RT | 160 |  |  | Sungrow Power Supply Co LTD | SBH400 | 6 | Sungrow Power Supply Co LTD | SH10RT | Sungrow | 2027-12-17
2024-05-05 | HBS11092 | Sungrow SBH200 (x1) w/ Sungrow SH15T | 20 |  |  | Sungrow | SBH200 | 6 | Sungrow | SH15T | Sungrow | 2027-04-18
2024-05-05 | HBS11093 | Sungrow SBH250 (x1) w/ Sungrow SH15T | 25 |  |  | Sungrow | SBH250 | 6 | Sungrow | SH15T | Sungrow | 2027-04-18
2024-05-05 | HBS11094 | Sungrow SBH300 (x1) w/ Sungrow SH15T | 30 |  |  | Sungrow | SBH300 | 6 | Sungrow | SH15T | Sungrow | 2027-04-18
2024-05-05 | HBS11095 | Sungrow SBH350 (x1) w/ Sungrow SH15T | 35 |  |  | Sungrow | SBH350 | 6 | Sungrow | SH15T | Sungrow | 2027-04-18
2024-05-05 | HBS11096 | Sungrow SBH400 (x1) w/ Sungrow SH15T | 40 |  |  | Sungrow | SBH400 | 6 | Sungrow | SH15T | Sungrow | 2027-04-18
2024-05-05 | HBS11097 | Sungrow SBH200 (x2) w/ Sungrow SH15T | 40 |  |  | Sungrow | SBH200 | 6 | Sungrow | SH15T | Sungrow | 2027-04-18
2024-05-05 | HBS11098 | Sungrow SBH250 (x2) w/ Sungrow SH15T | 50 |  |  | Sungrow | SBH250 | 6 | Sungrow | SH15T | Sungrow | 2027-04-18
2024-05-05 | HBS11099 | Sungrow SBH300 (x2) w/ Sungrow SH15T | 60 |  |  | Sungrow | SBH300 | 6 | Sungrow | SH15T | Sungrow | 2027-04-18
2024-05-05 | HBS11100 | Sungrow SBH350 (x2) w/ Sungrow SH15T | 70 |  |  | Sungrow | SBH350 | 6 | Sungrow | SH15T | Sungrow | 2027-04-18
2024-05-05 | HBS11101 | Sungrow SBH400 (x2) w/ Sungrow SH15T | 80 |  |  | Sungrow | SBH400 | 6 | Sungrow | SH15T | Sungrow | 2027-04-18
2024-05-05 | HBS11102 | Sungrow SBH200 (x3) w/ Sungrow SH15T | 60 |  |  | Sungrow | SBH200 | 6 | Sungrow | SH15T | Sungrow | 2027-04-18
2024-05-05 | HBS11103 | Sungrow SBH250 (x3) w/ Sungrow SH15T | 75 |  |  | Sungrow | SBH250 | 6 | Sungrow | SH15T | Sungrow | 2027-04-18
2024-05-05 | HBS11104 | Sungrow SBH300 (x3) w/ Sungrow SH15T | 90 |  |  | Sungrow | SBH300 | 6 | Sungrow | SH15T | Sungrow | 2027-04-18
2024-05-05 | HBS11105 | Sungrow SBH350 (x3) w/ Sungrow SH15T | 105 |  |  | Sungrow | SBH350 | 6 | Sungrow | SH15T | Sungrow | 2027-04-18
2024-05-05 | HBS11106 | Sungrow SBH400 (x3) w/ Sungrow SH15T | 120 |  |  | Sungrow | SBH400 | 6 | Sungrow | SH15T | Sungrow | 2027-04-18
2024-05-05 | HBS11107 | Sungrow SBH200 (x4) w/ Sungrow SH15T | 80 |  |  | Sungrow | SBH200 | 6 | Sungrow | SH15T | Sungrow | 2027-04-18
2024-05-05 | HBS11108 | Sungrow SBH250 (x4) w/ Sungrow SH15T | 100 |  |  | Sungrow | SBH250 | 6 | Sungrow | SH15T | Sungrow | 2027-04-18
2024-05-05 | HBS11109 | Sungrow SBH300 (x4) w/ Sungrow SH15T | 120 |  |  | Sungrow | SBH300 | 6 | Sungrow | SH15T | Sungrow | 2027-04-18
2024-05-05 | HBS11110 | Sungrow SBH350 (x4) w/ Sungrow SH15T | 140 |  |  | Sungrow | SBH350 | 6 | Sungrow | SH15T | Sungrow | 2027-04-18
2024-05-05 | HBS11111 | Sungrow SBH400 (x4) w/ Sungrow SH15T | 160 |  |  | Sungrow | SBH400 | 6 | Sungrow | SH15T | Sungrow | 2027-04-18
2024-05-05 | HBS11112 | Sungrow SBH200 (x1) w/ Sungrow SH20T | 20 |  |  | Sungrow | SBH200 | 6 | Sungrow | SH20T | Sungrow | 2027-04-18
2024-05-05 | HBS11113 | Sungrow SBH250 (x1) w/ Sungrow SH20T | 25 |  |  | Sungrow | SBH250 | 6 | Sungrow | SH20T | Sungrow | 2027-04-18
2024-05-05 | HBS11114 | Sungrow SBH300 (x1) w/ Sungrow SH20T | 30 |  |  | Sungrow | SBH300 | 6 | Sungrow | SH20T | Sungrow | 2027-04-18
2024-05-05 | HBS11115 | Sungrow SBH350 (x1) w/ Sungrow SH20T | 35 |  |  | Sungrow | SBH350 | 6 | Sungrow | SH20T | Sungrow | 2027-04-18
2024-05-05 | HBS11116 | Sungrow SBH400 (x1) w/ Sungrow SH20T | 40 |  |  | Sungrow | SBH400 | 6 | Sungrow | SH20T | Sungrow | 2027-04-18
2024-05-05 | HBS11117 | Sungrow SBH200 (x2) w/ Sungrow SH20T | 40 |  |  | Sungrow | SBH200 | 6 | Sungrow | SH20T | Sungrow | 2027-04-18
2024-05-05 | HBS11118 | Sungrow SBH250 (x2) w/ Sungrow SH20T | 50 |  |  | Sungrow | SBH250 | 6 | Sungrow | SH20T | Sungrow | 2027-04-18
2024-05-05 | HBS11119 | Sungrow SBH300 (x2) w/ Sungrow SH20T | 60 |  |  | Sungrow | SBH300 | 6 | Sungrow | SH20T | Sungrow | 2027-04-18
2024-05-05 | HBS11120 | Sungrow SBH350 (x2) w/ Sungrow SH20T | 70 |  |  | Sungrow | SBH350 | 6 | Sungrow | SH20T | Sungrow | 2027-04-18
2024-05-05 | HBS11121 | Sungrow SBH400 (x2) w/ Sungrow SH20T | 80 |  |  | Sungrow | SBH400 | 6 | Sungrow | SH20T | Sungrow | 2027-04-18
2024-05-05 | HBS11122 | Sungrow SBH200 (x3) w/ Sungrow SH20T | 60 |  |  | Sungrow | SBH200 | 6 | Sungrow | SH20T | Sungrow | 2027-04-18
2024-05-05 | HBS11123 | Sungrow SBH250 (x3) w/ Sungrow SH20T | 75 |  |  | Sungrow | SBH250 | 6 | Sungrow | SH20T | Sungrow | 2027-04-18
2024-05-05 | HBS11124 | Sungrow SBH300 (x3) w/ Sungrow SH20T | 90 |  |  | Sungrow | SBH300 | 6 | Sungrow | SH20T | Sungrow | 2027-04-18
2024-05-05 | HBS11125 | Sungrow SBH350 (x3) w/ Sungrow SH20T | 105 |  |  | Sungrow | SBH350 | 6 | Sungrow | SH20T | Sungrow | 2027-04-18
2024-05-05 | HBS11126 | Sungrow SBH400 (x3) w/ Sungrow SH20T | 120 |  |  | Sungrow | SBH400 | 6 | Sungrow | SH20T | Sungrow | 2027-04-18
2024-05-05 | HBS11127 | Sungrow SBH200 (x4) w/ Sungrow SH20T | 80 |  |  | Sungrow | SBH200 | 6 | Sungrow | SH20T | Sungrow | 2027-04-18
2024-05-05 | HBS11128 | Sungrow SBH250 (x4) w/ Sungrow SH20T | 100 |  |  | Sungrow | SBH250 | 6 | Sungrow | SH20T | Sungrow | 2027-04-18
2024-05-05 | HBS11129 | Sungrow SBH300 (x4) w/ Sungrow SH20T | 120 |  |  | Sungrow | SBH300 | 6 | Sungrow | SH20T | Sungrow | 2027-04-18
2024-05-05 | HBS11130 | Sungrow SBH350 (x4) w/ Sungrow SH20T | 140 |  |  | Sungrow | SBH350 | 6 | Sungrow | SH20T | Sungrow | 2027-04-18
2024-05-05 | HBS11131 | Sungrow SBH400 (x4) w/ Sungrow SH20T | 160 |  |  | Sungrow | SBH400 | 6 | Sungrow | SH20T | Sungrow | 2027-04-18
2024-05-05 | HBS11132 | Sungrow SBH200 (x1) w/ Sungrow SH25T | 20 |  |  | Sungrow | SBH200 | 6 | Sungrow | SH25T | Sungrow | 2027-04-18
2024-05-05 | HBS11133 | Sungrow SBH250 (x1) w/ Sungrow SH25T | 25 |  |  | Sungrow | SBH250 | 6 | Sungrow | SH25T | Sungrow | 2027-04-18
2024-05-05 | HBS11134 | Sungrow SBH300 (x1) w/ Sungrow SH25T | 30 |  |  | Sungrow | SBH300 | 6 | Sungrow | SH25T | Sungrow | 2027-04-18
2024-05-05 | HBS11135 | Sungrow SBH350 (x1) w/ Sungrow SH25T | 35 |  |  | Sungrow | SBH350 | 6 | Sungrow | SH25T | Sungrow | 2027-04-18
2024-05-05 | HBS11136 | Sungrow SBH400 (x1) w/ Sungrow SH25T | 40 |  |  | Sungrow | SBH400 | 6 | Sungrow | SH25T | Sungrow | 2027-04-18
2024-05-05 | HBS11137 | Sungrow SBH200 (x2) w/ Sungrow SH25T | 40 |  |  | Sungrow | SBH200 | 6 | Sungrow | SH25T | Sungrow | 2027-04-18
2024-05-05 | HBS11138 | Sungrow SBH250 (x2) w/ Sungrow SH25T | 50 |  |  | Sungrow | SBH250 | 6 | Sungrow | SH25T | Sungrow | 2027-04-18
2024-05-05 | HBS11139 | Sungrow SBH300 (x2) w/ Sungrow SH25T | 60 |  |  | Sungrow | SBH300 | 6 | Sungrow | SH25T | Sungrow | 2027-04-18
2024-05-05 | HBS11140 | Sungrow SBH350 (x2) w/ Sungrow SH25T | 70 |  |  | Sungrow | SBH350 | 6 | Sungrow | SH25T | Sungrow | 2027-04-18
2024-05-05 | HBS11141 | Sungrow SBH400 (x2) w/ Sungrow SH25T | 80 |  |  | Sungrow | SBH400 | 6 | Sungrow | SH25T | Sungrow | 2027-04-18
2024-05-05 | HBS11142 | Sungrow SBH200 (x3) w/ Sungrow SH25T | 60 |  |  | Sungrow | SBH200 | 6 | Sungrow | SH25T | Sungrow | 2027-04-18
2024-05-05 | HBS11143 | Sungrow SBH250 (x3) w/ Sungrow SH25T | 75 |  |  | Sungrow | SBH250 | 6 | Sungrow | SH25T | Sungrow | 2027-04-18
2024-05-05 | HBS11144 | Sungrow SBH300 (x3) w/ Sungrow SH25T | 90 |  |  | Sungrow | SBH300 | 6 | Sungrow | SH25T | Sungrow | 2027-04-18
2024-05-05 | HBS11145 | Sungrow SBH350 (x3) w/ Sungrow SH25T | 105 |  |  | Sungrow | SBH350 | 6 | Sungrow | SH25T | Sungrow | 2027-04-18
2024-05-05 | HBS11146 | Sungrow SBH400 (x3) w/ Sungrow SH25T | 120 |  |  | Sungrow | SBH400 | 6 | Sungrow | SH25T | Sungrow | 2027-04-18
2024-05-05 | HBS11147 | Sungrow SBH200 (x4) w/ Sungrow SH25T | 80 |  |  | Sungrow | SBH200 | 6 | Sungrow | SH25T | Sungrow | 2027-04-18
2024-05-05 | HBS11148 | Sungrow SBH250 (x4) w/ Sungrow SH25T | 100 |  |  | Sungrow | SBH250 | 6 | Sungrow | SH25T | Sungrow | 2027-04-18
2024-05-05 | HBS11149 | Sungrow SBH300 (x4) w/ Sungrow SH25T | 120 |  |  | Sungrow | SBH300 | 6 | Sungrow | SH25T | Sungrow | 2027-04-18
2024-05-05 | HBS11150 | Sungrow SBH350 (x4) w/ Sungrow SH25T | 140 |  |  | Sungrow | SBH350 | 6 | Sungrow | SH25T | Sungrow | 2027-04-18
2024-05-05 | HBS11151 | Sungrow SBH400 (x4) w/ Sungrow SH25T | 160 |  |  | Sungrow | SBH400 | 6 | Sungrow | SH25T | Sungrow | 2027-04-18
2024-05-09 | HBS11152 | Dongguan Hinen New Energy technology Co Ltd B5000 (x2) w/ Dongguan Hinen New Energy technology Co Ltd H3000-EU Zhenjiang Chint Instrument & Meter Co., Ltd. DDSU666 | 9.21 |  |  | Dongguan Hinen New Energy technology Co Ltd | B5000 | 6 | Dongguan Hinen New Energy technology Co Ltd | H3000-EU | HINEN | 2027-02-13
2024-05-09 | HBS11153 | Dongguan Hinen New Energy technology Co Ltd B5000 (x2) w/ Dongguan Hinen New Energy technology Co Ltd H3600-EU Zhenjiang Chint Instrument & Meter Co., Ltd. DDSU666 | 9.21 |  |  | Dongguan Hinen New Energy technology Co Ltd | B5000 | 6 | Dongguan Hinen New Energy technology Co Ltd | H3600-EU | HINEN | 2027-02-13
2024-05-09 | HBS11154 | Dongguan Hinen New Energy technology Co Ltd B5000 (x2) w/ Dongguan Hinen New Energy technology Co Ltd H4000-EU Zhenjiang Chint Instrument & Meter Co., Ltd. DDSU666 | 9.21 |  |  | Dongguan Hinen New Energy technology Co Ltd | B5000 | 6 | Dongguan Hinen New Energy technology Co Ltd | H4000-EU | HINEN | 2027-02-13
2024-05-09 | HBS11155 | Dongguan Hinen New Energy technology Co Ltd B5000 (x2) w/ Dongguan Hinen New Energy technology Co Ltd H4600-EU Zhenjiang Chint Instrument & Meter Co., Ltd. DDSU666 | 9.21 |  |  | Dongguan Hinen New Energy technology Co Ltd | B5000 | 6 | Dongguan Hinen New Energy technology Co Ltd | H4600-EU | HINEN | 2027-02-13
2024-05-09 | HBS11156 | Dongguan Hinen New Energy technology Co Ltd B5000 (x2) w/ Dongguan Hinen New Energy technology Co Ltd H5000-EU Zhenjiang Chint Instrument & Meter Co., Ltd. DDSU666 | 9.21 |  |  | Dongguan Hinen New Energy technology Co Ltd | B5000 | 6 | Dongguan Hinen New Energy technology Co Ltd | H5000-EU | HINEN | 2027-02-13
2024-05-09 | HBS11157 | Dongguan Hinen New Energy technology Co Ltd B5000 (x2) w/ Dongguan Hinen New Energy technology Co Ltd H6000-EU Zhenjiang Chint Instrument & Meter Co., Ltd. DDSU666 | 9.21 |  |  | Dongguan Hinen New Energy technology Co Ltd | B5000 | 6 | Dongguan Hinen New Energy technology Co Ltd | H6000-EU | HINEN | 2027-02-13
2024-05-09 | HBS11158 | Dongguan Hinen New Energy technology Co Ltd B5000 (x3) w/ Dongguan Hinen New Energy technology Co Ltd H3000-EU Zhenjiang Chint Instrument & Meter Co., Ltd. DDSU666 | 13.82 |  |  | Dongguan Hinen New Energy technology Co Ltd | B5000 | 6 | Dongguan Hinen New Energy technology Co Ltd | H3000-EU | HINEN | 2027-02-13
2024-05-09 | HBS11159 | Dongguan Hinen New Energy technology Co Ltd B5000 (x3) w/ Dongguan Hinen New Energy technology Co Ltd H3600-EU Zhenjiang Chint Instrument & Meter Co., Ltd. DDSU666 | 13.82 |  |  | Dongguan Hinen New Energy technology Co Ltd | B5000 | 6 | Dongguan Hinen New Energy technology Co Ltd | H3600-EU | HINEN | 2027-02-13
2024-05-09 | HBS11160 | Dongguan Hinen New Energy technology Co Ltd B5000 (x3) w/ Dongguan Hinen New Energy technology Co Ltd H4000-EU Zhenjiang Chint Instrument & Meter Co., Ltd. DDSU666 | 13.82 |  |  | Dongguan Hinen New Energy technology Co Ltd | B5000 | 6 | Dongguan Hinen New Energy technology Co Ltd | H4000-EU | HINEN | 2027-02-13
2024-05-09 | HBS11161 | Dongguan Hinen New Energy technology Co Ltd B5000 (x3) w/ Dongguan Hinen New Energy technology Co Ltd H4600-EU Zhenjiang Chint Instrument & Meter Co., Ltd. DDSU666 | 13.82 |  |  | Dongguan Hinen New Energy technology Co Ltd | B5000 | 6 | Dongguan Hinen New Energy technology Co Ltd | H4600-EU | HINEN | 2027-02-13
2024-05-09 | HBS11162 | Dongguan Hinen New Energy technology Co Ltd B5000 (x3) w/ Dongguan Hinen New Energy technology Co Ltd H5000-EU Zhenjiang Chint Instrument & Meter Co., Ltd. DDSU666 | 13.82 |  |  | Dongguan Hinen New Energy technology Co Ltd | B5000 | 6 | Dongguan Hinen New Energy technology Co Ltd | H5000-EU | HINEN | 2027-02-13
2024-05-09 | HBS11163 | Dongguan Hinen New Energy technology Co Ltd B5000 (x3) w/ Dongguan Hinen New Energy technology Co Ltd H6000-EU Zhenjiang Chint Instrument & Meter Co., Ltd. DDSU666 | 13.82 |  |  | Dongguan Hinen New Energy technology Co Ltd | B5000 | 6 | Dongguan Hinen New Energy technology Co Ltd | H6000-EU | HINEN | 2027-02-13
2024-05-09 | HBS11164 | Dongguan Hinen New Energy technology Co Ltd B5000 (x4) w/ Dongguan Hinen New Energy technology Co Ltd H3000-EU Zhenjiang Chint Instrument & Meter Co., Ltd. DDSU666 | 18.43 |  |  | Dongguan Hinen New Energy technology Co Ltd | B5000 | 6 | Dongguan Hinen New Energy technology Co Ltd | H3000-EU | HINEN | 2027-02-13
2024-05-09 | HBS11165 | Dongguan Hinen New Energy technology Co Ltd B5000 (x4) w/ Dongguan Hinen New Energy technology Co Ltd H3600-EU Zhenjiang Chint Instrument & Meter Co., Ltd. DDSU666 | 18.43 |  |  | Dongguan Hinen New Energy technology Co Ltd | B5000 | 6 | Dongguan Hinen New Energy technology Co Ltd | H3600-EU | HINEN | 2027-02-13
2024-05-09 | HBS11166 | Dongguan Hinen New Energy technology Co Ltd B5000 (x4) w/ Dongguan Hinen New Energy technology Co Ltd H4000-EU Zhenjiang Chint Instrument & Meter Co., Ltd. DDSU666 | 18.43 |  |  | Dongguan Hinen New Energy technology Co Ltd | B5000 | 6 | Dongguan Hinen New Energy technology Co Ltd | H4000-EU | HINEN | 2027-02-13
2024-05-09 | HBS11167 | Dongguan Hinen New Energy technology Co Ltd B5000 (x4) w/ Dongguan Hinen New Energy technology Co Ltd H4600-EU Zhenjiang Chint Instrument & Meter Co., Ltd. DDSU666 | 18.43 |  |  | Dongguan Hinen New Energy technology Co Ltd | B5000 | 6 | Dongguan Hinen New Energy technology Co Ltd | H4600-EU | HINEN | 2027-02-13
2024-05-09 | HBS11168 | Dongguan Hinen New Energy technology Co Ltd B5000 (x4) w/ Dongguan Hinen New Energy technology Co Ltd H5000-EU Zhenjiang Chint Instrument & Meter Co., Ltd. DDSU666 | 18.43 |  |  | Dongguan Hinen New Energy technology Co Ltd | B5000 | 6 | Dongguan Hinen New Energy technology Co Ltd | H5000-EU | HINEN | 2027-02-13
2024-05-09 | HBS11169 | Dongguan Hinen New Energy technology Co Ltd B5000 (x4) w/ Dongguan Hinen New Energy technology Co Ltd H6000-EU Zhenjiang Chint Instrument & Meter Co., Ltd. DDSU666 | 18.43 |  |  | Dongguan Hinen New Energy technology Co Ltd | B5000 | 6 | Dongguan Hinen New Energy technology Co Ltd | H6000-EU | HINEN | 2027-02-13
2024-05-13 | HBS11235 | BSL New Technology Co Ltd B-LFP48-100E (x2) w/ Ningbo Deye Inverter Technology Co SUN-14K-SG01LP1-AU | 10.24 |  |  | BSL New Technology Co Ltd | B-LFP48-100E | 6 | Ningbo Deye Inverter Technology Co | SUN-14K-SG01LP1-AU | BSLBATT | 2027-03-26
2024-05-13 | HBS11236 | BSL New Technology Co Ltd B-LFP48-100E (x3) w/ Ningbo Deye Inverter Technology Co SUN-14K-SG01LP1-AU | 15.36 |  |  | BSL New Technology Co Ltd | B-LFP48-100E | 6 | Ningbo Deye Inverter Technology Co | SUN-14K-SG01LP1-AU | BSLBATT | 2027-03-26
2024-05-13 | HBS11237 | BSL New Technology Co Ltd B-LFP48-100E (x4) w/ Ningbo Deye Inverter Technology Co SUN-14K-SG01LP1-AU | 20.48 |  |  | BSL New Technology Co Ltd | B-LFP48-100E | 6 | Ningbo Deye Inverter Technology Co | SUN-14K-SG01LP1-AU | BSLBATT | 2027-03-26
2024-05-13 | HBS11238 | BSL New Technology Co Ltd B-LFP48-100E (x5) w/ Ningbo Deye Inverter Technology Co SUN-14K-SG01LP1-AU | 25.6 |  |  | BSL New Technology Co Ltd | B-LFP48-100E | 6 | Ningbo Deye Inverter Technology Co | SUN-14K-SG01LP1-AU | BSLBATT | 2027-03-26
2024-05-13 | HBS11239 | BSL New Technology Co Ltd B-LFP48-100E (x6) w/ Ningbo Deye Inverter Technology Co SUN-14K-SG01LP1-AU | 30.72 |  |  | BSL New Technology Co Ltd | B-LFP48-100E | 6 | Ningbo Deye Inverter Technology Co | SUN-14K-SG01LP1-AU | BSLBATT | 2027-03-26
2024-05-13 | HBS11240 | BSL New Technology Co Ltd B-LFP48-100E (x7) w/ Ningbo Deye Inverter Technology Co SUN-14K-SG01LP1-AU | 35.84 |  |  | BSL New Technology Co Ltd | B-LFP48-100E | 6 | Ningbo Deye Inverter Technology Co | SUN-14K-SG01LP1-AU | BSLBATT | 2027-03-26
2024-05-13 | HBS11241 | BSL New Technology Co Ltd B-LFP48-100E (x8) w/ Ningbo Deye Inverter Technology Co SUN-14K-SG01LP1-AU | 40.96 |  |  | BSL New Technology Co Ltd | B-LFP48-100E | 6 | Ningbo Deye Inverter Technology Co | SUN-14K-SG01LP1-AU | BSLBATT | 2027-03-26
2024-05-13 | HBS11242 | BSL New Technology Co Ltd B-LFP48-100E (x9) w/ Ningbo Deye Inverter Technology Co SUN-14K-SG01LP1-AU | 46.08 |  |  | BSL New Technology Co Ltd | B-LFP48-100E | 6 | Ningbo Deye Inverter Technology Co | SUN-14K-SG01LP1-AU | BSLBATT | 2027-03-26
2024-05-13 | HBS11243 | BSL New Technology Co Ltd B-LFP48-100E (x10) w/ Ningbo Deye Inverter Technology Co SUN-14K-SG01LP1-AU | 51.2 |  |  | BSL New Technology Co Ltd | B-LFP48-100E | 6 | Ningbo Deye Inverter Technology Co | SUN-14K-SG01LP1-AU | BSLBATT | 2027-03-26
2024-05-13 | HBS11244 | BSL New Technology Co Ltd B-LFP48-100E (x11) w/ Ningbo Deye Inverter Technology Co SUN-14K-SG01LP1-AU | 56.32 |  |  | BSL New Technology Co Ltd | B-LFP48-100E | 6 | Ningbo Deye Inverter Technology Co | SUN-14K-SG01LP1-AU | BSLBATT | 2027-03-26
2024-05-13 | HBS11245 | BSL New Technology Co Ltd B-LFP48-100E (x12) w/ Ningbo Deye Inverter Technology Co SUN-14K-SG01LP1-AU | 61.44 |  |  | BSL New Technology Co Ltd | B-LFP48-100E | 6 | Ningbo Deye Inverter Technology Co | SUN-14K-SG01LP1-AU | BSLBATT | 2027-03-26
2024-05-13 | HBS11246 | BSL New Technology Co Ltd B-LFP48-100E (x13) w/ Ningbo Deye Inverter Technology Co SUN-14K-SG01LP1-AU | 66.56 |  |  | BSL New Technology Co Ltd | B-LFP48-100E | 6 | Ningbo Deye Inverter Technology Co | SUN-14K-SG01LP1-AU | BSLBATT | 2027-03-26
2024-05-13 | HBS11247 | BSL New Technology Co Ltd B-LFP48-100E (x14) w/ Ningbo Deye Inverter Technology Co SUN-14K-SG01LP1-AU | 71.68 |  |  | BSL New Technology Co Ltd | B-LFP48-100E | 6 | Ningbo Deye Inverter Technology Co | SUN-14K-SG01LP1-AU | BSLBATT | 2027-03-26
2024-05-13 | HBS11248 | BSL New Technology Co Ltd B-LFP48-100E (x2) w/ Ningbo Deye Inverter Technology Co SUN-16K-SG01LP1-AU | 10.24 |  |  | BSL New Technology Co Ltd | B-LFP48-100E | 6 | Ningbo Deye Inverter Technology Co | SUN-16K-SG01LP1-AU | BSLBATT | 2027-03-26
2024-05-13 | HBS11249 | BSL New Technology Co Ltd B-LFP48-100E (x3) w/ Ningbo Deye Inverter Technology Co SUN-16K-SG01LP1-AU | 15.36 |  |  | BSL New Technology Co Ltd | B-LFP48-100E | 6 | Ningbo Deye Inverter Technology Co | SUN-16K-SG01LP1-AU | BSLBATT | 2027-03-26
2024-05-13 | HBS11250 | BSL New Technology Co Ltd B-LFP48-100E (x4) w/ Ningbo Deye Inverter Technology Co SUN-16K-SG01LP1-AU | 20.48 |  |  | BSL New Technology Co Ltd | B-LFP48-100E | 6 | Ningbo Deye Inverter Technology Co | SUN-16K-SG01LP1-AU | BSLBATT | 2027-03-26
2024-05-13 | HBS11251 | BSL New Technology Co Ltd B-LFP48-100E (x5) w/ Ningbo Deye Inverter Technology Co SUN-16K-SG01LP1-AU | 25.6 |  |  | BSL New Technology Co Ltd | B-LFP48-100E | 6 | Ningbo Deye Inverter Technology Co | SUN-16K-SG01LP1-AU | BSLBATT | 2027-03-26
2024-05-13 | HBS11252 | BSL New Technology Co Ltd B-LFP48-100E (x6) w/ Ningbo Deye Inverter Technology Co SUN-16K-SG01LP1-AU | 30.72 |  |  | BSL New Technology Co Ltd | B-LFP48-100E | 6 | Ningbo Deye Inverter Technology Co | SUN-16K-SG01LP1-AU | BSLBATT | 2027-03-26
2024-05-13 | HBS11253 | BSL New Technology Co Ltd B-LFP48-100E (x7) w/ Ningbo Deye Inverter Technology Co SUN-16K-SG01LP1-AU | 35.84 |  |  | BSL New Technology Co Ltd | B-LFP48-100E | 6 | Ningbo Deye Inverter Technology Co | SUN-16K-SG01LP1-AU | BSLBATT | 2027-03-26
2024-05-13 | HBS11254 | BSL New Technology Co Ltd B-LFP48-100E (x8) w/ Ningbo Deye Inverter Technology Co SUN-16K-SG01LP1-AU | 40.96 |  |  | BSL New Technology Co Ltd | B-LFP48-100E | 6 | Ningbo Deye Inverter Technology Co | SUN-16K-SG01LP1-AU | BSLBATT | 2027-03-26
2024-05-13 | HBS11255 | BSL New Technology Co Ltd B-LFP48-100E (x9) w/ Ningbo Deye Inverter Technology Co SUN-16K-SG01LP1-AU | 46.08 |  |  | BSL New Technology Co Ltd | B-LFP48-100E | 6 | Ningbo Deye Inverter Technology Co | SUN-16K-SG01LP1-AU | BSLBATT | 2027-03-26
2024-05-13 | HBS11256 | BSL New Technology Co Ltd B-LFP48-100E (x10) w/ Ningbo Deye Inverter Technology Co SUN-16K-SG01LP1-AU | 51.2 |  |  | BSL New Technology Co Ltd | B-LFP48-100E | 6 | Ningbo Deye Inverter Technology Co | SUN-16K-SG01LP1-AU | BSLBATT | 2027-03-26
2024-05-13 | HBS11257 | BSL New Technology Co Ltd B-LFP48-100E (x11) w/ Ningbo Deye Inverter Technology Co SUN-16K-SG01LP1-AU | 56.32 |  |  | BSL New Technology Co Ltd | B-LFP48-100E | 6 | Ningbo Deye Inverter Technology Co | SUN-16K-SG01LP1-AU | BSLBATT | 2027-03-26
2024-05-13 | HBS11258 | BSL New Technology Co Ltd B-LFP48-100E (x12) w/ Ningbo Deye Inverter Technology Co SUN-16K-SG01LP1-AU | 61.44 |  |  | BSL New Technology Co Ltd | B-LFP48-100E | 6 | Ningbo Deye Inverter Technology Co | SUN-16K-SG01LP1-AU | BSLBATT | 2027-03-26
2024-05-13 | HBS11259 | BSL New Technology Co Ltd B-LFP48-100E (x13) w/ Ningbo Deye Inverter Technology Co SUN-16K-SG01LP1-AU | 66.56 |  |  | BSL New Technology Co Ltd | B-LFP48-100E | 6 | Ningbo Deye Inverter Technology Co | SUN-16K-SG01LP1-AU | BSLBATT | 2027-03-26
2024-05-13 | HBS11260 | BSL New Technology Co Ltd B-LFP48-100E (x14) w/ Ningbo Deye Inverter Technology Co SUN-16K-SG01LP1-AU | 71.68 |  |  | BSL New Technology Co Ltd | B-LFP48-100E | 6 | Ningbo Deye Inverter Technology Co | SUN-16K-SG01LP1-AU | BSLBATT | 2027-03-26
2024-05-13 | HBS11261 | BSL New Technology Co Ltd B-LFP48-100E (x2) w/ Ningbo Deye Inverter Technology Co SUN-5K-SG04LP3-AU | 10.24 |  |  | BSL New Technology Co Ltd | B-LFP48-100E | 2 | Ningbo Deye Inverter Technology Co | SUN-5K-SG04LP3-AU | BSLBATT | 2027-04-28
2024-05-13 | HBS11262 | BSL New Technology Co Ltd B-LFP48-100E (x3) w/ Ningbo Deye Inverter Technology Co SUN-5K-SG04LP3-AU | 15.36 |  |  | BSL New Technology Co Ltd | B-LFP48-100E | 3 | Ningbo Deye Inverter Technology Co | SUN-5K-SG04LP3-AU | BSLBATT | 2027-04-28
2024-05-13 | HBS11263 | BSL New Technology Co Ltd B-LFP48-100E (x4) w/ Ningbo Deye Inverter Technology Co SUN-5K-SG04LP3-AU | 20.48 |  |  | BSL New Technology Co Ltd | B-LFP48-100E | 4 | Ningbo Deye Inverter Technology Co | SUN-5K-SG04LP3-AU | BSLBATT | 2027-04-28
2024-05-13 | HBS11264 | BSL New Technology Co Ltd B-LFP48-100E (x5) w/ Ningbo Deye Inverter Technology Co SUN-5K-SG04LP3-AU | 25.6 |  |  | BSL New Technology Co Ltd | B-LFP48-100E | 5 | Ningbo Deye Inverter Technology Co | SUN-5K-SG04LP3-AU | BSLBATT | 2027-04-28
2024-05-13 | HBS11265 | BSL New Technology Co Ltd B-LFP48-100E (x6) w/ Ningbo Deye Inverter Technology Co SUN-5K-SG04LP3-AU | 30.72 |  |  | BSL New Technology Co Ltd | B-LFP48-100E | 6 | Ningbo Deye Inverter Technology Co | SUN-5K-SG04LP3-AU | BSLBATT | 2027-04-28
2024-05-13 | HBS11266 | BSL New Technology Co Ltd B-LFP48-100E (x7) w/ Ningbo Deye Inverter Technology Co SUN-5K-SG04LP3-AU | 35.84 |  |  | BSL New Technology Co Ltd | B-LFP48-100E | 7 | Ningbo Deye Inverter Technology Co | SUN-5K-SG04LP3-AU | BSLBATT | 2027-04-28
2024-05-13 | HBS11267 | BSL New Technology Co Ltd B-LFP48-100E (x8) w/ Ningbo Deye Inverter Technology Co SUN-5K-SG04LP3-AU | 40.96 |  |  | BSL New Technology Co Ltd | B-LFP48-100E | 8 | Ningbo Deye Inverter Technology Co | SUN-5K-SG04LP3-AU | BSLBATT | 2027-04-28
2024-05-13 | HBS11268 | BSL New Technology Co Ltd B-LFP48-100E (x9) w/ Ningbo Deye Inverter Technology Co SUN-5K-SG04LP3-AU | 46.08 |  |  | BSL New Technology Co Ltd | B-LFP48-100E | 9 | Ningbo Deye Inverter Technology Co | SUN-5K-SG04LP3-AU | BSLBATT | 2027-04-28
2024-05-13 | HBS11269 | BSL New Technology Co Ltd B-LFP48-100E (x10) w/ Ningbo Deye Inverter Technology Co SUN-5K-SG04LP3-AU | 51.2 |  |  | BSL New Technology Co Ltd | B-LFP48-100E | 10 | Ningbo Deye Inverter Technology Co | SUN-5K-SG04LP3-AU | BSLBATT | 2027-04-28
2024-05-13 | HBS11270 | BSL New Technology Co Ltd B-LFP48-100E (x11) w/ Ningbo Deye Inverter Technology Co SUN-5K-SG04LP3-AU | 56.32 |  |  | BSL New Technology Co Ltd | B-LFP48-100E | 11 | Ningbo Deye Inverter Technology Co | SUN-5K-SG04LP3-AU | BSLBATT | 2027-04-28
2024-05-13 | HBS11271 | BSL New Technology Co Ltd B-LFP48-100E (x12) w/ Ningbo Deye Inverter Technology Co SUN-5K-SG04LP3-AU | 61.44 |  |  | BSL New Technology Co Ltd | B-LFP48-100E | 12 | Ningbo Deye Inverter Technology Co | SUN-5K-SG04LP3-AU | BSLBATT | 2027-04-28
2024-05-13 | HBS11272 | BSL New Technology Co Ltd B-LFP48-100E (x13) w/ Ningbo Deye Inverter Technology Co SUN-5K-SG04LP3-AU | 66.56 |  |  | BSL New Technology Co Ltd | B-LFP48-100E | 13 | Ningbo Deye Inverter Technology Co | SUN-5K-SG04LP3-AU | BSLBATT | 2027-04-28
2024-05-13 | HBS11273 | BSL New Technology Co Ltd B-LFP48-100E (x14) w/ Ningbo Deye Inverter Technology Co SUN-5K-SG04LP3-AU | 71.68 |  |  | BSL New Technology Co Ltd | B-LFP48-100E | 14 | Ningbo Deye Inverter Technology Co | SUN-5K-SG04LP3-AU | BSLBATT | 2027-04-28
2024-05-13 | HBS11274 | BSL New Technology Co Ltd B-LFP48-100E (x2) w/ Ningbo Deye Inverter Technology Co SUN-6K-SG04LP3-AU | 10.24 |  |  | BSL New Technology Co Ltd | B-LFP48-100E | 2 | Ningbo Deye Inverter Technology Co | SUN-6K-SG04LP3-AU | BSLBATT | 2027-04-28
2024-05-13 | HBS11275 | BSL New Technology Co Ltd B-LFP48-100E (x3) w/ Ningbo Deye Inverter Technology Co SUN-6K-SG04LP3-AU | 15.36 |  |  | BSL New Technology Co Ltd | B-LFP48-100E | 3 | Ningbo Deye Inverter Technology Co | SUN-6K-SG04LP3-AU | BSLBATT | 2027-04-28
2024-05-13 | HBS11276 | BSL New Technology Co Ltd B-LFP48-100E (x4) w/ Ningbo Deye Inverter Technology Co SUN-6K-SG04LP3-AU | 20.48 |  |  | BSL New Technology Co Ltd | B-LFP48-100E | 4 | Ningbo Deye Inverter Technology Co | SUN-6K-SG04LP3-AU | BSLBATT | 2027-04-28
2024-05-13 | HBS11277 | BSL New Technology Co Ltd B-LFP48-100E (x5) w/ Ningbo Deye Inverter Technology Co SUN-6K-SG04LP3-AU | 25.6 |  |  | BSL New Technology Co Ltd | B-LFP48-100E | 5 | Ningbo Deye Inverter Technology Co | SUN-6K-SG04LP3-AU | BSLBATT | 2027-04-28
2024-05-13 | HBS11278 | BSL New Technology Co Ltd B-LFP48-100E (x6) w/ Ningbo Deye Inverter Technology Co SUN-6K-SG04LP3-AU | 30.72 |  |  | BSL New Technology Co Ltd | B-LFP48-100E | 6 | Ningbo Deye Inverter Technology Co | SUN-6K-SG04LP3-AU | BSLBATT | 2027-04-28
2024-05-13 | HBS11279 | BSL New Technology Co Ltd B-LFP48-100E (x7) w/ Ningbo Deye Inverter Technology Co SUN-6K-SG04LP3-AU | 35.84 |  |  | BSL New Technology Co Ltd | B-LFP48-100E | 7 | Ningbo Deye Inverter Technology Co | SUN-6K-SG04LP3-AU | BSLBATT | 2027-04-28
2024-05-13 | HBS11280 | BSL New Technology Co Ltd B-LFP48-100E (x8) w/ Ningbo Deye Inverter Technology Co SUN-6K-SG04LP3-AU | 40.96 |  |  | BSL New Technology Co Ltd | B-LFP48-100E | 8 | Ningbo Deye Inverter Technology Co | SUN-6K-SG04LP3-AU | BSLBATT | 2027-04-28
2024-05-13 | HBS11281 | BSL New Technology Co Ltd B-LFP48-100E (x9) w/ Ningbo Deye Inverter Technology Co SUN-6K-SG04LP3-AU | 46.08 |  |  | BSL New Technology Co Ltd | B-LFP48-100E | 9 | Ningbo Deye Inverter Technology Co | SUN-6K-SG04LP3-AU | BSLBATT | 2027-04-28
2024-05-13 | HBS11282 | BSL New Technology Co Ltd B-LFP48-100E (x10) w/ Ningbo Deye Inverter Technology Co SUN-6K-SG04LP3-AU | 51.2 |  |  | BSL New Technology Co Ltd | B-LFP48-100E | 10 | Ningbo Deye Inverter Technology Co | SUN-6K-SG04LP3-AU | BSLBATT | 2027-04-28
2024-05-13 | HBS11283 | BSL New Technology Co Ltd B-LFP48-100E (x11) w/ Ningbo Deye Inverter Technology Co SUN-6K-SG04LP3-AU | 56.32 |  |  | BSL New Technology Co Ltd | B-LFP48-100E | 11 | Ningbo Deye Inverter Technology Co | SUN-6K-SG04LP3-AU | BSLBATT | 2027-04-28
2024-05-13 | HBS11284 | BSL New Technology Co Ltd B-LFP48-100E (x12) w/ Ningbo Deye Inverter Technology Co SUN-6K-SG04LP3-AU | 61.44 |  |  | BSL New Technology Co Ltd | B-LFP48-100E | 12 | Ningbo Deye Inverter Technology Co | SUN-6K-SG04LP3-AU | BSLBATT | 2027-04-28
2024-05-13 | HBS11285 | BSL New Technology Co Ltd B-LFP48-100E (x13) w/ Ningbo Deye Inverter Technology Co SUN-6K-SG04LP3-AU | 66.56 |  |  | BSL New Technology Co Ltd | B-LFP48-100E | 13 | Ningbo Deye Inverter Technology Co | SUN-6K-SG04LP3-AU | BSLBATT | 2027-04-28
2024-05-13 | HBS11286 | BSL New Technology Co Ltd B-LFP48-100E (x14) w/ Ningbo Deye Inverter Technology Co SUN-6K-SG04LP3-AU | 71.68 |  |  | BSL New Technology Co Ltd | B-LFP48-100E | 14 | Ningbo Deye Inverter Technology Co | SUN-6K-SG04LP3-AU | BSLBATT | 2027-04-28
2024-05-13 | HBS11287 | BSL New Technology Co Ltd B-LFP48-100E (x2) w/ Ningbo Deye Inverter Technology Co SUN-8K-SG04LP3-AU | 10.24 |  |  | BSL New Technology Co Ltd | B-LFP48-100E | 2 | Ningbo Deye Inverter Technology Co | SUN-8K-SG04LP3-AU | BSLBATT | 2027-04-28
2024-05-13 | HBS11288 | BSL New Technology Co Ltd B-LFP48-100E (x3) w/ Ningbo Deye Inverter Technology Co SUN-8K-SG04LP3-AU | 15.36 |  |  | BSL New Technology Co Ltd | B-LFP48-100E | 3 | Ningbo Deye Inverter Technology Co | SUN-8K-SG04LP3-AU | BSLBATT | 2027-04-28
2024-05-13 | HBS11289 | BSL New Technology Co Ltd B-LFP48-100E (x4) w/ Ningbo Deye Inverter Technology Co SUN-8K-SG04LP3-AU | 20.48 |  |  | BSL New Technology Co Ltd | B-LFP48-100E | 4 | Ningbo Deye Inverter Technology Co | SUN-8K-SG04LP3-AU | BSLBATT | 2027-04-28
2024-05-13 | HBS11290 | BSL New Technology Co Ltd B-LFP48-100E (x5) w/ Ningbo Deye Inverter Technology Co SUN-8K-SG04LP3-AU | 25.6 |  |  | BSL New Technology Co Ltd | B-LFP48-100E | 5 | Ningbo Deye Inverter Technology Co | SUN-8K-SG04LP3-AU | BSLBATT | 2027-04-28
2024-05-13 | HBS11291 | BSL New Technology Co Ltd B-LFP48-100E (x6) w/ Ningbo Deye Inverter Technology Co SUN-8K-SG04LP3-AU | 30.72 |  |  | BSL New Technology Co Ltd | B-LFP48-100E | 6 | Ningbo Deye Inverter Technology Co | SUN-8K-SG04LP3-AU | BSLBATT | 2027-04-28
2024-05-13 | HBS11292 | BSL New Technology Co Ltd B-LFP48-100E (x7) w/ Ningbo Deye Inverter Technology Co SUN-8K-SG04LP3-AU | 35.84 |  |  | BSL New Technology Co Ltd | B-LFP48-100E | 7 | Ningbo Deye Inverter Technology Co | SUN-8K-SG04LP3-AU | BSLBATT | 2027-04-28
2024-05-13 | HBS11293 | BSL New Technology Co Ltd B-LFP48-100E (x8) w/ Ningbo Deye Inverter Technology Co SUN-8K-SG04LP3-AU | 40.96 |  |  | BSL New Technology Co Ltd | B-LFP48-100E | 8 | Ningbo Deye Inverter Technology Co | SUN-8K-SG04LP3-AU | BSLBATT | 2027-04-28
2024-05-13 | HBS11294 | BSL New Technology Co Ltd B-LFP48-100E (x9) w/ Ningbo Deye Inverter Technology Co SUN-8K-SG04LP3-AU | 46.08 |  |  | BSL New Technology Co Ltd | B-LFP48-100E | 9 | Ningbo Deye Inverter Technology Co | SUN-8K-SG04LP3-AU | BSLBATT | 2027-04-28
2024-05-13 | HBS11295 | BSL New Technology Co Ltd B-LFP48-100E (x10) w/ Ningbo Deye Inverter Technology Co SUN-8K-SG04LP3-AU | 51.2 |  |  | BSL New Technology Co Ltd | B-LFP48-100E | 10 | Ningbo Deye Inverter Technology Co | SUN-8K-SG04LP3-AU | BSLBATT | 2027-04-28
2024-05-13 | HBS11296 | BSL New Technology Co Ltd B-LFP48-100E (x11) w/ Ningbo Deye Inverter Technology Co SUN-8K-SG04LP3-AU | 56.32 |  |  | BSL New Technology Co Ltd | B-LFP48-100E | 11 | Ningbo Deye Inverter Technology Co | SUN-8K-SG04LP3-AU | BSLBATT | 2027-04-28
2024-05-13 | HBS11297 | BSL New Technology Co Ltd B-LFP48-100E (x12) w/ Ningbo Deye Inverter Technology Co SUN-8K-SG04LP3-AU | 61.44 |  |  | BSL New Technology Co Ltd | B-LFP48-100E | 12 | Ningbo Deye Inverter Technology Co | SUN-8K-SG04LP3-AU | BSLBATT | 2027-04-28
2024-05-13 | HBS11298 | BSL New Technology Co Ltd B-LFP48-100E (x13) w/ Ningbo Deye Inverter Technology Co SUN-8K-SG04LP3-AU | 66.56 |  |  | BSL New Technology Co Ltd | B-LFP48-100E | 13 | Ningbo Deye Inverter Technology Co | SUN-8K-SG04LP3-AU | BSLBATT | 2027-04-28
2024-05-13 | HBS11299 | BSL New Technology Co Ltd B-LFP48-100E (x14) w/ Ningbo Deye Inverter Technology Co SUN-8K-SG04LP3-AU | 71.68 |  |  | BSL New Technology Co Ltd | B-LFP48-100E | 14 | Ningbo Deye Inverter Technology Co | SUN-8K-SG04LP3-AU | BSLBATT | 2027-04-28
2024-05-13 | HBS11300 | BSL New Technology Co Ltd B-LFP48-100E (x2) w/ Ningbo Deye Inverter Technology Co SUN-10K-SG04LP3-AU | 10.24 |  |  | BSL New Technology Co Ltd | B-LFP48-100E | 2 | Ningbo Deye Inverter Technology Co | SUN-10K-SG04LP3-AU | BSLBATT | 2027-04-28
2024-05-13 | HBS11301 | BSL New Technology Co Ltd B-LFP48-100E (x3) w/ Ningbo Deye Inverter Technology Co SUN-10K-SG04LP3-AU | 15.36 |  |  | BSL New Technology Co Ltd | B-LFP48-100E | 3 | Ningbo Deye Inverter Technology Co | SUN-10K-SG04LP3-AU | BSLBATT | 2027-04-28
2024-05-13 | HBS11302 | BSL New Technology Co Ltd B-LFP48-100E (x4) w/ Ningbo Deye Inverter Technology Co SUN-10K-SG04LP3-AU | 20.48 |  |  | BSL New Technology Co Ltd | B-LFP48-100E | 4 | Ningbo Deye Inverter Technology Co | SUN-10K-SG04LP3-AU | BSLBATT | 2027-04-28
2024-05-13 | HBS11303 | BSL New Technology Co Ltd B-LFP48-100E (x5) w/ Ningbo Deye Inverter Technology Co SUN-10K-SG04LP3-AU | 25.6 |  |  | BSL New Technology Co Ltd | B-LFP48-100E | 5 | Ningbo Deye Inverter Technology Co | SUN-10K-SG04LP3-AU | BSLBATT | 2027-04-28
2024-05-13 | HBS11304 | BSL New Technology Co Ltd B-LFP48-100E (x6) w/ Ningbo Deye Inverter Technology Co SUN-10K-SG04LP3-AU | 30.72 |  |  | BSL New Technology Co Ltd | B-LFP48-100E | 6 | Ningbo Deye Inverter Technology Co | SUN-10K-SG04LP3-AU | BSLBATT | 2027-04-28
2024-05-13 | HBS11305 | BSL New Technology Co Ltd B-LFP48-100E (x7) w/ Ningbo Deye Inverter Technology Co SUN-10K-SG04LP3-AU | 35.84 |  |  | BSL New Technology Co Ltd | B-LFP48-100E | 7 | Ningbo Deye Inverter Technology Co | SUN-10K-SG04LP3-AU | BSLBATT | 2027-04-28
2024-05-13 | HBS11306 | BSL New Technology Co Ltd B-LFP48-100E (x8) w/ Ningbo Deye Inverter Technology Co SUN-10K-SG04LP3-AU | 40.96 |  |  | BSL New Technology Co Ltd | B-LFP48-100E | 8 | Ningbo Deye Inverter Technology Co | SUN-10K-SG04LP3-AU | BSLBATT | 2027-04-28
2024-05-13 | HBS11307 | BSL New Technology Co Ltd B-LFP48-100E (x9) w/ Ningbo Deye Inverter Technology Co SUN-10K-SG04LP3-AU | 46.08 |  |  | BSL New Technology Co Ltd | B-LFP48-100E | 9 | Ningbo Deye Inverter Technology Co | SUN-10K-SG04LP3-AU | BSLBATT | 2027-04-28
2024-05-13 | HBS11308 | BSL New Technology Co Ltd B-LFP48-100E (x10) w/ Ningbo Deye Inverter Technology Co SUN-10K-SG04LP3-AU | 51.2 |  |  | BSL New Technology Co Ltd | B-LFP48-100E | 10 | Ningbo Deye Inverter Technology Co | SUN-10K-SG04LP3-AU | BSLBATT | 2027-04-28
2024-05-13 | HBS11309 | BSL New Technology Co Ltd B-LFP48-100E (x11) w/ Ningbo Deye Inverter Technology Co SUN-10K-SG04LP3-AU | 56.32 |  |  | BSL New Technology Co Ltd | B-LFP48-100E | 11 | Ningbo Deye Inverter Technology Co | SUN-10K-SG04LP3-AU | BSLBATT | 2027-04-28
2024-05-13 | HBS11310 | BSL New Technology Co Ltd B-LFP48-100E (x12) w/ Ningbo Deye Inverter Technology Co SUN-10K-SG04LP3-AU | 61.44 |  |  | BSL New Technology Co Ltd | B-LFP48-100E | 12 | Ningbo Deye Inverter Technology Co | SUN-10K-SG04LP3-AU | BSLBATT | 2027-04-28
2024-05-13 | HBS11311 | BSL New Technology Co Ltd B-LFP48-100E (x13) w/ Ningbo Deye Inverter Technology Co SUN-10K-SG04LP3-AU | 66.56 |  |  | BSL New Technology Co Ltd | B-LFP48-100E | 13 | Ningbo Deye Inverter Technology Co | SUN-10K-SG04LP3-AU | BSLBATT | 2027-04-28
2024-05-13 | HBS11312 | BSL New Technology Co Ltd B-LFP48-100E (x14) w/ Ningbo Deye Inverter Technology Co SUN-10K-SG04LP3-AU | 71.68 |  |  | BSL New Technology Co Ltd | B-LFP48-100E | 14 | Ningbo Deye Inverter Technology Co | SUN-10K-SG04LP3-AU | BSLBATT | 2027-04-28
2024-05-13 | HBS11313 | BSL New Technology Co Ltd B-LFP48-100E (x2) w/ Ningbo Deye Inverter Technology Co SUN-12K-SG04LP3-AU | 10.24 |  |  | BSL New Technology Co Ltd | B-LFP48-100E | 2 | Ningbo Deye Inverter Technology Co | SUN-12K-SG04LP3-AU | BSLBATT | 2027-04-28
2024-05-13 | HBS11314 | BSL New Technology Co Ltd B-LFP48-100E (x3) w/ Ningbo Deye Inverter Technology Co SUN-12K-SG04LP3-AU | 15.36 |  |  | BSL New Technology Co Ltd | B-LFP48-100E | 3 | Ningbo Deye Inverter Technology Co | SUN-12K-SG04LP3-AU | BSLBATT | 2027-04-28
2024-05-13 | HBS11315 | BSL New Technology Co Ltd B-LFP48-100E (x4) w/ Ningbo Deye Inverter Technology Co SUN-12K-SG04LP3-AU | 20.48 |  |  | BSL New Technology Co Ltd | B-LFP48-100E | 4 | Ningbo Deye Inverter Technology Co | SUN-12K-SG04LP3-AU | BSLBATT | 2027-04-28
2024-05-13 | HBS11316 | BSL New Technology Co Ltd B-LFP48-100E (x5) w/ Ningbo Deye Inverter Technology Co SUN-12K-SG04LP3-AU | 25.6 |  |  | BSL New Technology Co Ltd | B-LFP48-100E | 5 | Ningbo Deye Inverter Technology Co | SUN-12K-SG04LP3-AU | BSLBATT | 2027-04-28
2024-05-13 | HBS11317 | BSL New Technology Co Ltd B-LFP48-100E (x6) w/ Ningbo Deye Inverter Technology Co SUN-12K-SG04LP3-AU | 30.72 |  |  | BSL New Technology Co Ltd | B-LFP48-100E | 6 | Ningbo Deye Inverter Technology Co | SUN-12K-SG04LP3-AU | BSLBATT | 2027-04-28
2024-05-13 | HBS11318 | BSL New Technology Co Ltd B-LFP48-100E (x7) w/ Ningbo Deye Inverter Technology Co SUN-12K-SG04LP3-AU | 35.84 |  |  | BSL New Technology Co Ltd | B-LFP48-100E | 7 | Ningbo Deye Inverter Technology Co | SUN-12K-SG04LP3-AU | BSLBATT | 2027-04-28
2024-05-13 | HBS11319 | BSL New Technology Co Ltd B-LFP48-100E (x8) w/ Ningbo Deye Inverter Technology Co SUN-12K-SG04LP3-AU | 40.96 |  |  | BSL New Technology Co Ltd | B-LFP48-100E | 8 | Ningbo Deye Inverter Technology Co | SUN-12K-SG04LP3-AU | BSLBATT | 2027-04-28
2024-05-13 | HBS11320 | BSL New Technology Co Ltd B-LFP48-100E (x9) w/ Ningbo Deye Inverter Technology Co SUN-12K-SG04LP3-AU | 46.08 |  |  | BSL New Technology Co Ltd | B-LFP48-100E | 9 | Ningbo Deye Inverter Technology Co | SUN-12K-SG04LP3-AU | BSLBATT | 2027-04-28
2024-05-13 | HBS11321 | BSL New Technology Co Ltd B-LFP48-100E (x10) w/ Ningbo Deye Inverter Technology Co SUN-12K-SG04LP3-AU | 51.2 |  |  | BSL New Technology Co Ltd | B-LFP48-100E | 10 | Ningbo Deye Inverter Technology Co | SUN-12K-SG04LP3-AU | BSLBATT | 2027-04-28
2024-05-13 | HBS11322 | BSL New Technology Co Ltd B-LFP48-100E (x11) w/ Ningbo Deye Inverter Technology Co SUN-12K-SG04LP3-AU | 56.32 |  |  | BSL New Technology Co Ltd | B-LFP48-100E | 11 | Ningbo Deye Inverter Technology Co | SUN-12K-SG04LP3-AU | BSLBATT | 2027-04-28
2024-05-13 | HBS11323 | BSL New Technology Co Ltd B-LFP48-100E (x12) w/ Ningbo Deye Inverter Technology Co SUN-12K-SG04LP3-AU | 61.44 |  |  | BSL New Technology Co Ltd | B-LFP48-100E | 12 | Ningbo Deye Inverter Technology Co | SUN-12K-SG04LP3-AU | BSLBATT | 2027-04-28
2024-05-13 | HBS11324 | BSL New Technology Co Ltd B-LFP48-100E (x13) w/ Ningbo Deye Inverter Technology Co SUN-12K-SG04LP3-AU | 66.56 |  |  | BSL New Technology Co Ltd | B-LFP48-100E | 13 | Ningbo Deye Inverter Technology Co | SUN-12K-SG04LP3-AU | BSLBATT | 2027-04-28
2024-05-13 | HBS11325 | BSL New Technology Co Ltd B-LFP48-100E (x14) w/ Ningbo Deye Inverter Technology Co SUN-12K-SG04LP3-AU | 71.68 |  |  | BSL New Technology Co Ltd | B-LFP48-100E | 14 | Ningbo Deye Inverter Technology Co | SUN-12K-SG04LP3-AU | BSLBATT | 2027-04-28
2024-05-14 | HBS11326 | Solax Power Network Technology (Zhe jiang) Co Ltd T-BAT H 11.5 V2 (x2) w/ SolaX X1-Hybrid-3.0-D | 10.4 |  |  | Solax Power Network Technology (Zhe jiang) Co Ltd | T-BAT H 11.5 V2 | 2 | SolaX | X1-Hybrid-3.0-D | SolaX Triple Power | 2027-05-24
2024-05-14 | HBS11327 | Solax Power Network Technology (Zhe jiang) Co Ltd T-BAT H 17.3 V2 (x3) w/ SolaX X1-Hybrid-3.0-D | 15.5 |  |  | Solax Power Network Technology (Zhe jiang) Co Ltd | T-BAT H 17.3 V2 | 3 | SolaX | X1-Hybrid-3.0-D | SolaX Triple Power | 2027-05-24
2024-05-14 | HBS11328 | Solax Power Network Technology (Zhe jiang) Co Ltd T-BAT H 11.5 V2 (x2) w/ SolaX X1-Hybrid-3.0-D Chint DDSU666 | 10.4 |  |  | Solax Power Network Technology (Zhe jiang) Co Ltd | T-BAT H 11.5 V2 | 2 | SolaX | X1-Hybrid-3.0-D | SolaX Triple Power | 2027-05-24
2024-05-14 | HBS11329 | Solax Power Network Technology (Zhe jiang) Co Ltd T-BAT H 17.3 V2 (x3) w/ SolaX X1-Hybrid-3.0-D Chint DDSU666 | 15.5 |  |  | Solax Power Network Technology (Zhe jiang) Co Ltd | T-BAT H 17.3 V2 | 3 | SolaX | X1-Hybrid-3.0-D | SolaX Triple Power | 2027-05-24
2024-05-14 | HBS11330 | Solax Power Network Technology (Zhe jiang) Co Ltd T-BAT H 11.5 V2 (x2) w/ SolaX X1-Hybrid-3.0-D Chint DDSU666-CT | 10.4 |  |  | Solax Power Network Technology (Zhe jiang) Co Ltd | T-BAT H 11.5 V2 | 2 | SolaX | X1-Hybrid-3.0-D | SolaX Triple Power | 2027-05-24
2024-05-14 | HBS11331 | Solax Power Network Technology (Zhe jiang) Co Ltd T-BAT H 17.3 V2 (x3) w/ SolaX X1-Hybrid-3.0-D Chint DDSU666-CT | 15.5 |  |  | Solax Power Network Technology (Zhe jiang) Co Ltd | T-BAT H 17.3 V2 | 3 | SolaX | X1-Hybrid-3.0-D | SolaX Triple Power | 2027-05-24
2024-05-14 | HBS11332 | Solax Power Network Technology (Zhe jiang) Co Ltd T-BAT H 11.5 V2 (x2) w/ SolaX X1-Hybrid-3.0-D Reposit Power Reposit V4 Controller | 10.4 |  |  | Solax Power Network Technology (Zhe jiang) Co Ltd | T-BAT H 11.5 V2 | 2 | SolaX | X1-Hybrid-3.0-D | SolaX Triple Power | 2027-05-24
2024-05-14 | HBS11333 | Solax Power Network Technology (Zhe jiang) Co Ltd T-BAT H 17.3 V2 (x3) w/ SolaX X1-Hybrid-3.0-D Reposit Power Reposit V4 Controller | 15.5 |  |  | Solax Power Network Technology (Zhe jiang) Co Ltd | T-BAT H 17.3 V2 | 3 | SolaX | X1-Hybrid-3.0-D | SolaX Triple Power | 2027-05-24
2024-05-14 | HBS11334 | Solax Power Network Technology (Zhe jiang) Co Ltd T-BAT H 11.5 V2 (x2) w/ SolaX X1-Hybrid-3.7-D | 10.4 |  |  | Solax Power Network Technology (Zhe jiang) Co Ltd | T-BAT H 11.5 V2 | 2 | SolaX | X1-Hybrid-3.7-D | SolaX Triple Power | 2027-05-24
2024-05-14 | HBS11335 | Solax Power Network Technology (Zhe jiang) Co Ltd T-BAT H 17.3 V2 (x3) w/ SolaX X1-Hybrid-3.7-D | 15.5 |  |  | Solax Power Network Technology (Zhe jiang) Co Ltd | T-BAT H 17.3 V2 | 3 | SolaX | X1-Hybrid-3.7-D | SolaX Triple Power | 2027-05-24
2024-05-14 | HBS11336 | Solax Power Network Technology (Zhe jiang) Co Ltd T-BAT H 11.5 V2 (x2) w/ SolaX X1-Hybrid-3.7-D Chint DDSU666 | 10.4 |  |  | Solax Power Network Technology (Zhe jiang) Co Ltd | T-BAT H 11.5 V2 | 2 | SolaX | X1-Hybrid-3.7-D | SolaX Triple Power | 2027-05-24
2024-05-14 | HBS11337 | Solax Power Network Technology (Zhe jiang) Co Ltd T-BAT H 17.3 V2 (x3) w/ SolaX X1-Hybrid-3.7-D Chint DDSU666 | 15.5 |  |  | Solax Power Network Technology (Zhe jiang) Co Ltd | T-BAT H 17.3 V2 | 3 | SolaX | X1-Hybrid-3.7-D | SolaX Triple Power | 2027-05-24
2024-05-14 | HBS11338 | Solax Power Network Technology (Zhe jiang) Co Ltd T-BAT H 11.5 V2 (x2) w/ SolaX X1-Hybrid-3.7-D Chint DDSU666-CT | 10.4 |  |  | Solax Power Network Technology (Zhe jiang) Co Ltd | T-BAT H 11.5 V2 | 2 | SolaX | X1-Hybrid-3.7-D | SolaX Triple Power | 2027-05-24
2024-05-14 | HBS11339 | Solax Power Network Technology (Zhe jiang) Co Ltd T-BAT H 17.3 V2 (x3) w/ SolaX X1-Hybrid-3.7-D Chint DDSU666-CT | 15.5 |  |  | Solax Power Network Technology (Zhe jiang) Co Ltd | T-BAT H 17.3 V2 | 3 | SolaX | X1-Hybrid-3.7-D | SolaX Triple Power | 2027-05-24
2024-05-14 | HBS11340 | Solax Power Network Technology (Zhe jiang) Co Ltd T-BAT H 11.5 V2 (x2) w/ SolaX X1-Hybrid-3.7-D Reposit Power Reposit V4 Controller | 10.4 |  |  | Solax Power Network Technology (Zhe jiang) Co Ltd | T-BAT H 11.5 V2 | 2 | SolaX | X1-Hybrid-3.7-D | SolaX Triple Power | 2027-05-24
2024-05-14 | HBS11341 | Solax Power Network Technology (Zhe jiang) Co Ltd T-BAT H 17.3 V2 (x3) w/ SolaX X1-Hybrid-3.7-D Reposit Power Reposit V4 Controller | 15.5 |  |  | Solax Power Network Technology (Zhe jiang) Co Ltd | T-BAT H 17.3 V2 | 3 | SolaX | X1-Hybrid-3.7-D | SolaX Triple Power | 2027-05-24
2024-05-14 | HBS11342 | Solax Power Network Technology (Zhe jiang) Co Ltd T-BAT H 11.5 V2 (x2) w/ SolaX X1-Hybrid-5.0-D | 10.4 |  |  | Solax Power Network Technology (Zhe jiang) Co Ltd | T-BAT H 11.5 V2 | 2 | SolaX | X1-Hybrid-5.0-D | SolaX Triple Power | 2027-05-24
2024-05-14 | HBS11343 | Solax Power Network Technology (Zhe jiang) Co Ltd T-BAT H 17.3 V2 (x3) w/ SolaX X1-Hybrid-5.0-D | 15.5 |  |  | Solax Power Network Technology (Zhe jiang) Co Ltd | T-BAT H 17.3 V2 | 3 | SolaX | X1-Hybrid-5.0-D | SolaX Triple Power | 2027-05-24
2024-05-14 | HBS11344 | Solax Power Network Technology (Zhe jiang) Co Ltd T-BAT H 11.5 V2 (x2) w/ SolaX X1-Hybrid-5.0-D Chint DDSU666 | 10.4 |  |  | Solax Power Network Technology (Zhe jiang) Co Ltd | T-BAT H 11.5 V2 | 2 | SolaX | X1-Hybrid-5.0-D | SolaX Triple Power | 2027-05-24
2024-05-14 | HBS11345 | Solax Power Network Technology (Zhe jiang) Co Ltd T-BAT H 17.3 V2 (x3) w/ SolaX X1-Hybrid-5.0-D Chint DDSU666 | 15.5 |  |  | Solax Power Network Technology (Zhe jiang) Co Ltd | T-BAT H 17.3 V2 | 3 | SolaX | X1-Hybrid-5.0-D | SolaX Triple Power | 2027-05-24
2024-05-14 | HBS11346 | Solax Power Network Technology (Zhe jiang) Co Ltd T-BAT H 11.5 V2 (x2) w/ SolaX X1-Hybrid-5.0-D Chint DDSU666-CT | 10.4 |  |  | Solax Power Network Technology (Zhe jiang) Co Ltd | T-BAT H 11.5 V2 | 2 | SolaX | X1-Hybrid-5.0-D | SolaX Triple Power | 2027-05-24
2024-05-14 | HBS11347 | Solax Power Network Technology (Zhe jiang) Co Ltd T-BAT H 17.3 V2 (x3) w/ SolaX X1-Hybrid-5.0-D Chint DDSU666-CT | 15.5 |  |  | Solax Power Network Technology (Zhe jiang) Co Ltd | T-BAT H 17.3 V2 | 3 | SolaX | X1-Hybrid-5.0-D | SolaX Triple Power | 2027-05-24
2024-05-14 | HBS11348 | Solax Power Network Technology (Zhe jiang) Co Ltd T-BAT H 11.5 V2 (x2) w/ SolaX X1-Hybrid-5.0-D Reposit Power Reposit V4 Controller | 10.4 |  |  | Solax Power Network Technology (Zhe jiang) Co Ltd | T-BAT H 11.5 V2 | 2 | SolaX | X1-Hybrid-5.0-D | SolaX Triple Power | 2027-05-24
2024-05-14 | HBS11349 | Solax Power Network Technology (Zhe jiang) Co Ltd T-BAT H 17.3 V2 (x3) w/ SolaX X1-Hybrid-5.0-D Reposit Power Reposit V4 Controller | 15.5 |  |  | Solax Power Network Technology (Zhe jiang) Co Ltd | T-BAT H 17.3 V2 | 3 | SolaX | X1-Hybrid-5.0-D | SolaX Triple Power | 2027-05-24
2024-05-14 | HBS11350 | Solax Power Network Technology (Zhe jiang) Co Ltd T-BAT H 11.5 V2 (x2) w/ SolaX X1-Hybrid-6.0-D | 10.4 |  |  | Solax Power Network Technology (Zhe jiang) Co Ltd | T-BAT H 11.5 V2 | 2 | SolaX | X1-Hybrid-6.0-D | SolaX Triple Power | 2027-05-24
2024-05-14 | HBS11351 | Solax Power Network Technology (Zhe jiang) Co Ltd T-BAT H 17.3 V2 (x3) w/ SolaX X1-Hybrid-6.0-D | 15.5 |  |  | Solax Power Network Technology (Zhe jiang) Co Ltd | T-BAT H 17.3 V2 | 3 | SolaX | X1-Hybrid-6.0-D | SolaX Triple Power | 2027-05-24
2024-05-14 | HBS11352 | Solax Power Network Technology (Zhe jiang) Co Ltd T-BAT H 11.5 V2 (x2) w/ SolaX X1-Hybrid-6.0-D Chint DDSU666 | 10.4 |  |  | Solax Power Network Technology (Zhe jiang) Co Ltd | T-BAT H 11.5 V2 | 2 | SolaX | X1-Hybrid-6.0-D | SolaX Triple Power | 2027-05-24
2024-05-14 | HBS11353 | Solax Power Network Technology (Zhe jiang) Co Ltd T-BAT H 17.3 V2 (x3) w/ SolaX X1-Hybrid-6.0-D Chint DDSU666 | 15.5 |  |  | Solax Power Network Technology (Zhe jiang) Co Ltd | T-BAT H 17.3 V2 | 3 | SolaX | X1-Hybrid-6.0-D | SolaX Triple Power | 2027-05-24
2024-05-14 | HBS11354 | Solax Power Network Technology (Zhe jiang) Co Ltd T-BAT H 11.5 V2 (x2) w/ SolaX X1-Hybrid-6.0-D Chint DDSU666-CT | 10.4 |  |  | Solax Power Network Technology (Zhe jiang) Co Ltd | T-BAT H 11.5 V2 | 2 | SolaX | X1-Hybrid-6.0-D | SolaX Triple Power | 2027-05-24
2024-05-14 | HBS11355 | Solax Power Network Technology (Zhe jiang) Co Ltd T-BAT H 17.3 V2 (x3) w/ SolaX X1-Hybrid-6.0-D Chint DDSU666-CT | 15.5 |  |  | Solax Power Network Technology (Zhe jiang) Co Ltd | T-BAT H 17.3 V2 | 3 | SolaX | X1-Hybrid-6.0-D | SolaX Triple Power | 2027-05-24
2024-05-14 | HBS11356 | Solax Power Network Technology (Zhe jiang) Co Ltd T-BAT H 11.5 V2 (x2) w/ SolaX X1-Hybrid-6.0-D Reposit Power Reposit V4 Controller | 10.4 |  |  | Solax Power Network Technology (Zhe jiang) Co Ltd | T-BAT H 11.5 V2 | 2 | SolaX | X1-Hybrid-6.0-D | SolaX Triple Power | 2027-05-24
2024-05-14 | HBS11357 | Solax Power Network Technology (Zhe jiang) Co Ltd T-BAT H 17.3 V2 (x3) w/ SolaX X1-Hybrid-6.0-D Reposit Power Reposit V4 Controller | 15.5 |  |  | Solax Power Network Technology (Zhe jiang) Co Ltd | T-BAT H 17.3 V2 | 3 | SolaX | X1-Hybrid-6.0-D | SolaX Triple Power | 2027-05-24
2024-05-14 | HBS11358 | Solax Power Network Technology (Zhe jiang) Co Ltd T-BAT H 11.5 V2 (x2) w/ SolaX X1-Hybrid-7.5-D | 10.4 |  |  | Solax Power Network Technology (Zhe jiang) Co Ltd | T-BAT H 11.5 V2 | 2 | SolaX | X1-Hybrid-7.5-D | SolaX Triple Power | 2027-05-24
2024-05-14 | HBS11359 | Solax Power Network Technology (Zhe jiang) Co Ltd T-BAT H 17.3 V2 (x3) w/ SolaX X1-Hybrid-7.5-D | 15.5 |  |  | Solax Power Network Technology (Zhe jiang) Co Ltd | T-BAT H 17.3 V2 | 3 | SolaX | X1-Hybrid-7.5-D | SolaX Triple Power | 2027-05-24
2024-05-14 | HBS11360 | Solax Power Network Technology (Zhe jiang) Co Ltd T-BAT H 11.5 V2 (x2) w/ SolaX X1-Hybrid-7.5-D Chint DDSU666 | 10.4 |  |  | Solax Power Network Technology (Zhe jiang) Co Ltd | T-BAT H 11.5 V2 | 2 | SolaX | X1-Hybrid-7.5-D | SolaX Triple Power | 2027-05-24
2024-05-14 | HBS11361 | Solax Power Network Technology (Zhe jiang) Co Ltd T-BAT H 17.3 V2 (x3) w/ SolaX X1-Hybrid-7.5-D Chint DDSU666 | 15.5 |  |  | Solax Power Network Technology (Zhe jiang) Co Ltd | T-BAT H 17.3 V2 | 3 | SolaX | X1-Hybrid-7.5-D | SolaX Triple Power | 2027-05-24
2024-05-14 | HBS11362 | Solax Power Network Technology (Zhe jiang) Co Ltd T-BAT H 11.5 V2 (x2) w/ SolaX X1-Hybrid-7.5-D Chint DDSU666-CT | 10.4 |  |  | Solax Power Network Technology (Zhe jiang) Co Ltd | T-BAT H 11.5 V2 | 2 | SolaX | X1-Hybrid-7.5-D | SolaX Triple Power | 2027-05-24
2024-05-14 | HBS11363 | Solax Power Network Technology (Zhe jiang) Co Ltd T-BAT H 17.3 V2 (x3) w/ SolaX X1-Hybrid-7.5-D Chint DDSU666-CT | 15.5 |  |  | Solax Power Network Technology (Zhe jiang) Co Ltd | T-BAT H 17.3 V2 | 3 | SolaX | X1-Hybrid-7.5-D | SolaX Triple Power | 2027-05-24
2024-05-14 | HBS11364 | Solax Power Network Technology (Zhe jiang) Co Ltd T-BAT H 11.5 V2 (x2) w/ SolaX X1-Hybrid-7.5-D Reposit Power Reposit V4 Controller | 10.4 |  |  | Solax Power Network Technology (Zhe jiang) Co Ltd | T-BAT H 11.5 V2 | 2 | SolaX | X1-Hybrid-7.5-D | SolaX Triple Power | 2027-05-24
2024-05-14 | HBS11365 | Solax Power Network Technology (Zhe jiang) Co Ltd T-BAT H 17.3 V2 (x3) w/ SolaX X1-Hybrid-7.5-D Reposit Power Reposit V4 Controller | 15.5 |  |  | Solax Power Network Technology (Zhe jiang) Co Ltd | T-BAT H 17.3 V2 | 3 | SolaX | X1-Hybrid-7.5-D | SolaX Triple Power | 2027-05-24
2024-05-14 | HBS11486 | Suzhou Bytewatt Technology Co Ltd BW-BAT-10.1P (x1) w/ Suzhou Bytewatt Technology Co Ltd BW-INV-SPH5K | 9.6 |  |  | Suzhou Bytewatt Technology Co Ltd | BW-BAT-10.1P | 6 | Suzhou Bytewatt Technology Co Ltd | BW-INV-SPH5K | NEOVOLT | 2026-05-22
2024-05-14 | HBS11487 | Suzhou Bytewatt Technology Co Ltd BW-BAT-10.1P II (x2) w/ Suzhou Bytewatt Technology Co Ltd BW-INV-SPH5K | 19.2 |  |  | Suzhou Bytewatt Technology Co Ltd | BW-BAT-10.1P II | 6 | Suzhou Bytewatt Technology Co Ltd | BW-INV-SPH5K | NEOVOLT | 2026-05-22
2024-05-14 | HBS11488 | Suzhou Bytewatt Technology Co Ltd BW-BAT-10.1P III (x3) w/ Suzhou Bytewatt Technology Co Ltd BW-INV-SPH5K | 28.8 |  |  | Suzhou Bytewatt Technology Co Ltd | BW-BAT-10.1P III | 6 | Suzhou Bytewatt Technology Co Ltd | BW-INV-SPH5K | NEOVOLT | 2026-05-22
2024-05-14 | HBS11489 | Suzhou Bytewatt Technology Co Ltd BW-BAT-10.1P IV (x4) w/ Suzhou Bytewatt Technology Co Ltd BW-INV-SPH5K | 38.4 |  |  | Suzhou Bytewatt Technology Co Ltd | BW-BAT-10.1P IV | 6 | Suzhou Bytewatt Technology Co Ltd | BW-INV-SPH5K | NEOVOLT | 2026-05-22
2024-05-14 | HBS11490 | Suzhou Bytewatt Technology Co Ltd BW-BAT-10.1P V (x5) w/ Suzhou Bytewatt Technology Co Ltd BW-INV-SPH5K | 48 |  |  | Suzhou Bytewatt Technology Co Ltd | BW-BAT-10.1P V | 6 | Suzhou Bytewatt Technology Co Ltd | BW-INV-SPH5K | NEOVOLT | 2026-05-22
2024-05-14 | HBS11491 | Suzhou Bytewatt Technology Co Ltd BW-BAT-10.1P VI (x6) w/ Suzhou Bytewatt Technology Co Ltd BW-INV-SPH5K | 57.6 |  |  | Suzhou Bytewatt Technology Co Ltd | BW-BAT-10.1P VI | 6 | Suzhou Bytewatt Technology Co Ltd | BW-INV-SPH5K | NEOVOLT | 2026-05-22
2024-05-14 | HBS11492 | Suzhou Bytewatt Technology Co Ltd BW-BAT-10.1P (x1) w/ Suzhou Bytewatt Technology Co Ltd BW-INV-SPH3.6K | 9.6 |  |  | Suzhou Bytewatt Technology Co Ltd | BW-BAT-10.1P | 6 | Suzhou Bytewatt Technology Co Ltd | BW-INV-SPH3.6K | NEOVOLT | 2026-05-22
2024-05-14 | HBS11493 | Suzhou Bytewatt Technology Co Ltd BW-BAT-10.1P II (x2) w/ Suzhou Bytewatt Technology Co Ltd BW-INV-SPH3.6K | 19.2 |  |  | Suzhou Bytewatt Technology Co Ltd | BW-BAT-10.1P II | 6 | Suzhou Bytewatt Technology Co Ltd | BW-INV-SPH3.6K | NEOVOLT | 2026-05-22
2024-05-14 | HBS11494 | Suzhou Bytewatt Technology Co Ltd BW-BAT-10.1P III (x3) w/ Suzhou Bytewatt Technology Co Ltd BW-INV-SPH3.6K | 28.8 |  |  | Suzhou Bytewatt Technology Co Ltd | BW-BAT-10.1P III | 6 | Suzhou Bytewatt Technology Co Ltd | BW-INV-SPH3.6K | NEOVOLT | 2026-05-22
2024-05-14 | HBS11495 | Suzhou Bytewatt Technology Co Ltd BW-BAT-10.1P IV (x4) w/ Suzhou Bytewatt Technology Co Ltd BW-INV-SPH3.6K | 38.4 |  |  | Suzhou Bytewatt Technology Co Ltd | BW-BAT-10.1P IV | 6 | Suzhou Bytewatt Technology Co Ltd | BW-INV-SPH3.6K | NEOVOLT | 2026-05-22
2024-05-14 | HBS11496 | Suzhou Bytewatt Technology Co Ltd BW-BAT-10.1P V (x5) w/ Suzhou Bytewatt Technology Co Ltd BW-INV-SPH3.6K | 48 |  |  | Suzhou Bytewatt Technology Co Ltd | BW-BAT-10.1P V | 6 | Suzhou Bytewatt Technology Co Ltd | BW-INV-SPH3.6K | NEOVOLT | 2026-05-22
2024-05-14 | HBS11497 | Suzhou Bytewatt Technology Co Ltd BW-BAT-10.1P VI (x6) w/ Suzhou Bytewatt Technology Co Ltd BW-INV-SPH3.6K | 57.6 |  |  | Suzhou Bytewatt Technology Co Ltd | BW-BAT-10.1P VI | 6 | Suzhou Bytewatt Technology Co Ltd | BW-INV-SPH3.6K | NEOVOLT | 2026-05-22
2024-05-14 | HBS11498 | Suzhou Bytewatt Technology Co Ltd BW-BAT-10.1P (x1) w/ Suzhou Bytewatt Technology Co Ltd BW-INV-SPB5K | 9.6 |  |  | Suzhou Bytewatt Technology Co Ltd | BW-BAT-10.1P | 6 | Suzhou Bytewatt Technology Co Ltd | BW-INV-SPB5K | NEOVOLT | 2026-05-22
2024-05-14 | HBS11499 | Suzhou Bytewatt Technology Co Ltd BW-BAT-10.1P II (x2) w/ Suzhou Bytewatt Technology Co Ltd BW-INV-SPB5K | 19.2 |  |  | Suzhou Bytewatt Technology Co Ltd | BW-BAT-10.1P II | 6 | Suzhou Bytewatt Technology Co Ltd | BW-INV-SPB5K | NEOVOLT | 2026-05-22
2024-05-14 | HBS11500 | Suzhou Bytewatt Technology Co Ltd BW-BAT-10.1P III (x3) w/ Suzhou Bytewatt Technology Co Ltd BW-INV-SPB5K | 28.8 |  |  | Suzhou Bytewatt Technology Co Ltd | BW-BAT-10.1P III | 6 | Suzhou Bytewatt Technology Co Ltd | BW-INV-SPB5K | NEOVOLT | 2026-05-22
2024-05-14 | HBS11501 | Suzhou Bytewatt Technology Co Ltd BW-BAT-10.1P IV (x4) w/ Suzhou Bytewatt Technology Co Ltd BW-INV-SPB5K | 38.4 |  |  | Suzhou Bytewatt Technology Co Ltd | BW-BAT-10.1P IV | 6 | Suzhou Bytewatt Technology Co Ltd | BW-INV-SPB5K | NEOVOLT | 2026-05-22
2024-05-14 | HBS11502 | Suzhou Bytewatt Technology Co Ltd BW-BAT-10.1P V (x5) w/ Suzhou Bytewatt Technology Co Ltd BW-INV-SPB5K | 48 |  |  | Suzhou Bytewatt Technology Co Ltd | BW-BAT-10.1P V | 6 | Suzhou Bytewatt Technology Co Ltd | BW-INV-SPB5K | NEOVOLT | 2026-05-22
2024-05-14 | HBS11503 | Suzhou Bytewatt Technology Co Ltd BW-BAT-10.1P VI (x6) w/ Suzhou Bytewatt Technology Co Ltd BW-INV-SPB5K | 57.6 |  |  | Suzhou Bytewatt Technology Co Ltd | BW-BAT-10.1P VI | 6 | Suzhou Bytewatt Technology Co Ltd | BW-INV-SPB5K | NEOVOLT | 2026-05-22
2024-05-15 | HBS11504 | NINGBO DEYE ESS TECHNOLOGY CO., LTD BOS-G20 (x1) w/ Ningbo Deye Inverter Technology Co SUN-5K-SG01HP3-AU-AM2 Deye Solarman / Deye Cloud | 20.48 |  |  | NINGBO DEYE ESS TECHNOLOGY CO., LTD | BOS-G20 | 6 | Ningbo Deye Inverter Technology Co | SUN-5K-SG01HP3-AU-AM2 | Deye | 2026-11-22
2024-05-15 | HBS11505 | NINGBO DEYE ESS TECHNOLOGY CO., LTD BOS-G25 (x1) w/ Ningbo Deye Inverter Technology Co SUN-5K-SG01HP3-AU-AM2 Deye Solarman / Deye Cloud | 25.6 |  |  | NINGBO DEYE ESS TECHNOLOGY CO., LTD | BOS-G25 | 6 | Ningbo Deye Inverter Technology Co | SUN-5K-SG01HP3-AU-AM2 | Deye | 2026-11-22
2024-05-15 | HBS11506 | NINGBO DEYE ESS TECHNOLOGY CO., LTD BOS-G30 (x1) w/ Ningbo Deye Inverter Technology Co SUN-5K-SG01HP3-AU-AM2 Deye Solarman / Deye Cloud | 30.72 |  |  | NINGBO DEYE ESS TECHNOLOGY CO., LTD | BOS-G30 | 6 | Ningbo Deye Inverter Technology Co | SUN-5K-SG01HP3-AU-AM2 | Deye | 2026-11-22
2024-05-15 | HBS11507 | NINGBO DEYE ESS TECHNOLOGY CO., LTD BOS-G35 (x1) w/ Ningbo Deye Inverter Technology Co SUN-5K-SG01HP3-AU-AM2 Deye Solarman / Deye Cloud | 35.84 |  |  | NINGBO DEYE ESS TECHNOLOGY CO., LTD | BOS-G35 | 6 | Ningbo Deye Inverter Technology Co | SUN-5K-SG01HP3-AU-AM2 | Deye | 2026-11-22
2024-05-15 | HBS11508 | NINGBO DEYE ESS TECHNOLOGY CO., LTD BOS-G40 (x1) w/ Ningbo Deye Inverter Technology Co SUN-5K-SG01HP3-AU-AM2 Deye Solarman / Deye Cloud | 40.96 |  |  | NINGBO DEYE ESS TECHNOLOGY CO., LTD | BOS-G40 | 6 | Ningbo Deye Inverter Technology Co | SUN-5K-SG01HP3-AU-AM2 | Deye | 2026-11-22
2024-05-15 | HBS11509 | NINGBO DEYE ESS TECHNOLOGY CO., LTD BOS-G45 (x1) w/ Ningbo Deye Inverter Technology Co SUN-5K-SG01HP3-AU-AM2 Deye Solarman / Deye Cloud | 46.08 |  |  | NINGBO DEYE ESS TECHNOLOGY CO., LTD | BOS-G45 | 6 | Ningbo Deye Inverter Technology Co | SUN-5K-SG01HP3-AU-AM2 | Deye | 2026-11-22
2024-05-15 | HBS11510 | NINGBO DEYE ESS TECHNOLOGY CO., LTD BOS-G50 (x1) w/ Ningbo Deye Inverter Technology Co SUN-5K-SG01HP3-AU-AM2 Deye Solarman / Deye Cloud | 51.2 |  |  | NINGBO DEYE ESS TECHNOLOGY CO., LTD | BOS-G50 | 6 | Ningbo Deye Inverter Technology Co | SUN-5K-SG01HP3-AU-AM2 | Deye | 2026-11-22
2024-05-15 | HBS11511 | NINGBO DEYE ESS TECHNOLOGY CO., LTD BOS-G55 (x1) w/ Ningbo Deye Inverter Technology Co SUN-5K-SG01HP3-AU-AM2 Deye Solarman / Deye Cloud | 56.32 |  |  | NINGBO DEYE ESS TECHNOLOGY CO., LTD | BOS-G55 | 6 | Ningbo Deye Inverter Technology Co | SUN-5K-SG01HP3-AU-AM2 | Deye | 2026-11-22
2024-05-15 | HBS11512 | NINGBO DEYE ESS TECHNOLOGY CO., LTD BOS-G60 (x1) w/ Ningbo Deye Inverter Technology Co SUN-5K-SG01HP3-AU-AM2 Deye Solarman / Deye Cloud | 61.44 |  |  | NINGBO DEYE ESS TECHNOLOGY CO., LTD | BOS-G60 | 6 | Ningbo Deye Inverter Technology Co | SUN-5K-SG01HP3-AU-AM2 | Deye | 2026-11-22
2024-05-15 | HBS11513 | NINGBO DEYE ESS TECHNOLOGY CO., LTD BOS-G35 (x2) w/ Ningbo Deye Inverter Technology Co SUN-5K-SG01HP3-AU-AM2 Deye Solarman / Deye Cloud | 71.68 |  |  | NINGBO DEYE ESS TECHNOLOGY CO., LTD | BOS-G35 | 6 | Ningbo Deye Inverter Technology Co | SUN-5K-SG01HP3-AU-AM2 | Deye | 2026-11-22
2024-05-15 | HBS11514 | NINGBO DEYE ESS TECHNOLOGY CO., LTD BOS-G40 (x2) w/ Ningbo Deye Inverter Technology Co SUN-5K-SG01HP3-AU-AM2 Deye Solarman / Deye Cloud | 81.92 |  |  | NINGBO DEYE ESS TECHNOLOGY CO., LTD | BOS-G40 | 6 | Ningbo Deye Inverter Technology Co | SUN-5K-SG01HP3-AU-AM2 | Deye | 2026-11-22
2024-05-15 | HBS11515 | NINGBO DEYE ESS TECHNOLOGY CO., LTD BOS-G45 (x2) w/ Ningbo Deye Inverter Technology Co SUN-5K-SG01HP3-AU-AM2 Deye Solarman / Deye Cloud | 92.16 |  |  | NINGBO DEYE ESS TECHNOLOGY CO., LTD | BOS-G45 | 6 | Ningbo Deye Inverter Technology Co | SUN-5K-SG01HP3-AU-AM2 | Deye | 2026-11-22
2024-05-15 | HBS11516 | NINGBO DEYE ESS TECHNOLOGY CO., LTD BOS-G50 (x2) w/ Ningbo Deye Inverter Technology Co SUN-5K-SG01HP3-AU-AM2 Deye Solarman / Deye Cloud | 102.4 |  |  | NINGBO DEYE ESS TECHNOLOGY CO., LTD | BOS-G50 | 6 | Ningbo Deye Inverter Technology Co | SUN-5K-SG01HP3-AU-AM2 | Deye | 2026-11-22
2024-05-15 | HBS11517 | NINGBO DEYE ESS TECHNOLOGY CO., LTD BOS-G55 (x2) w/ Ningbo Deye Inverter Technology Co SUN-5K-SG01HP3-AU-AM2 Deye Solarman / Deye Cloud | 112.64 |  |  | NINGBO DEYE ESS TECHNOLOGY CO., LTD | BOS-G55 | 6 | Ningbo Deye Inverter Technology Co | SUN-5K-SG01HP3-AU-AM2 | Deye | 2026-11-22
2024-05-15 | HBS11518 | NINGBO DEYE ESS TECHNOLOGY CO., LTD BOS-G60 (x2) w/ Ningbo Deye Inverter Technology Co SUN-5K-SG01HP3-AU-AM2 Deye Solarman / Deye Cloud | 122.88 |  |  | NINGBO DEYE ESS TECHNOLOGY CO., LTD | BOS-G60 | 6 | Ningbo Deye Inverter Technology Co | SUN-5K-SG01HP3-AU-AM2 | Deye | 2026-11-22
2024-05-15 | HBS11519 | NINGBO DEYE ESS TECHNOLOGY CO., LTD BOS-G20 (x1) w/ Ningbo Deye Inverter Technology Co SUN-6K-SG01HP3-AU-AM2 Deye Solarman / Deye Cloud | 20.48 |  |  | NINGBO DEYE ESS TECHNOLOGY CO., LTD | BOS-G20 | 6 | Ningbo Deye Inverter Technology Co | SUN-6K-SG01HP3-AU-AM2 | Deye | 2026-11-22
2024-05-15 | HBS11520 | NINGBO DEYE ESS TECHNOLOGY CO., LTD BOS-G25 (x1) w/ Ningbo Deye Inverter Technology Co SUN-6K-SG01HP3-AU-AM2 Deye Solarman / Deye Cloud | 25.6 |  |  | NINGBO DEYE ESS TECHNOLOGY CO., LTD | BOS-G25 | 6 | Ningbo Deye Inverter Technology Co | SUN-6K-SG01HP3-AU-AM2 | Deye | 2026-11-22
2024-05-15 | HBS11521 | NINGBO DEYE ESS TECHNOLOGY CO., LTD BOS-G30 (x1) w/ Ningbo Deye Inverter Technology Co SUN-6K-SG01HP3-AU-AM2 Deye Solarman / Deye Cloud | 30.72 |  |  | NINGBO DEYE ESS TECHNOLOGY CO., LTD | BOS-G30 | 6 | Ningbo Deye Inverter Technology Co | SUN-6K-SG01HP3-AU-AM2 | Deye | 2026-11-22
2024-05-15 | HBS11522 | NINGBO DEYE ESS TECHNOLOGY CO., LTD BOS-G35 (x1) w/ Ningbo Deye Inverter Technology Co SUN-6K-SG01HP3-AU-AM2 Deye Solarman / Deye Cloud | 35.84 |  |  | NINGBO DEYE ESS TECHNOLOGY CO., LTD | BOS-G35 | 6 | Ningbo Deye Inverter Technology Co | SUN-6K-SG01HP3-AU-AM2 | Deye | 2026-11-22
2024-05-15 | HBS11523 | NINGBO DEYE ESS TECHNOLOGY CO., LTD BOS-G40 (x1) w/ Ningbo Deye Inverter Technology Co SUN-6K-SG01HP3-AU-AM2 Deye Solarman / Deye Cloud | 40.96 |  |  | NINGBO DEYE ESS TECHNOLOGY CO., LTD | BOS-G40 | 6 | Ningbo Deye Inverter Technology Co | SUN-6K-SG01HP3-AU-AM2 | Deye | 2026-11-22
2024-05-15 | HBS11524 | NINGBO DEYE ESS TECHNOLOGY CO., LTD BOS-G45 (x1) w/ Ningbo Deye Inverter Technology Co SUN-6K-SG01HP3-AU-AM2 Deye Solarman / Deye Cloud | 46.08 |  |  | NINGBO DEYE ESS TECHNOLOGY CO., LTD | BOS-G45 | 6 | Ningbo Deye Inverter Technology Co | SUN-6K-SG01HP3-AU-AM2 | Deye | 2026-11-22
2024-05-15 | HBS11525 | NINGBO DEYE ESS TECHNOLOGY CO., LTD BOS-G50 (x1) w/ Ningbo Deye Inverter Technology Co SUN-6K-SG01HP3-AU-AM2 Deye Solarman / Deye Cloud | 51.2 |  |  | NINGBO DEYE ESS TECHNOLOGY CO., LTD | BOS-G50 | 6 | Ningbo Deye Inverter Technology Co | SUN-6K-SG01HP3-AU-AM2 | Deye | 2026-11-22
2024-05-15 | HBS11526 | NINGBO DEYE ESS TECHNOLOGY CO., LTD BOS-G55 (x1) w/ Ningbo Deye Inverter Technology Co SUN-6K-SG01HP3-AU-AM2 Deye Solarman / Deye Cloud | 56.32 |  |  | NINGBO DEYE ESS TECHNOLOGY CO., LTD | BOS-G55 | 6 | Ningbo Deye Inverter Technology Co | SUN-6K-SG01HP3-AU-AM2 | Deye | 2026-11-22
2024-05-15 | HBS11527 | NINGBO DEYE ESS TECHNOLOGY CO., LTD BOS-G60 (x1) w/ Ningbo Deye Inverter Technology Co SUN-6K-SG01HP3-AU-AM2 Deye Solarman / Deye Cloud | 61.44 |  |  | NINGBO DEYE ESS TECHNOLOGY CO., LTD | BOS-G60 | 6 | Ningbo Deye Inverter Technology Co | SUN-6K-SG01HP3-AU-AM2 | Deye | 2026-11-22
2024-05-15 | HBS11528 | NINGBO DEYE ESS TECHNOLOGY CO., LTD BOS-G35 (x2) w/ Ningbo Deye Inverter Technology Co SUN-6K-SG01HP3-AU-AM2 Deye Solarman / Deye Cloud | 71.68 |  |  | NINGBO DEYE ESS TECHNOLOGY CO., LTD | BOS-G35 | 6 | Ningbo Deye Inverter Technology Co | SUN-6K-SG01HP3-AU-AM2 | Deye | 2026-11-22
2024-05-15 | HBS11529 | NINGBO DEYE ESS TECHNOLOGY CO., LTD BOS-G40 (x2) w/ Ningbo Deye Inverter Technology Co SUN-6K-SG01HP3-AU-AM2 Deye Solarman / Deye Cloud | 81.92 |  |  | NINGBO DEYE ESS TECHNOLOGY CO., LTD | BOS-G40 | 6 | Ningbo Deye Inverter Technology Co | SUN-6K-SG01HP3-AU-AM2 | Deye | 2026-11-22
2024-05-15 | HBS11530 | NINGBO DEYE ESS TECHNOLOGY CO., LTD BOS-G45 (x2) w/ Ningbo Deye Inverter Technology Co SUN-6K-SG01HP3-AU-AM2 Deye Solarman / Deye Cloud | 92.16 |  |  | NINGBO DEYE ESS TECHNOLOGY CO., LTD | BOS-G45 | 6 | Ningbo Deye Inverter Technology Co | SUN-6K-SG01HP3-AU-AM2 | Deye | 2026-11-22
2024-05-15 | HBS11531 | NINGBO DEYE ESS TECHNOLOGY CO., LTD BOS-G50 (x2) w/ Ningbo Deye Inverter Technology Co SUN-6K-SG01HP3-AU-AM2 Deye Solarman / Deye Cloud | 102.4 |  |  | NINGBO DEYE ESS TECHNOLOGY CO., LTD | BOS-G50 | 6 | Ningbo Deye Inverter Technology Co | SUN-6K-SG01HP3-AU-AM2 | Deye | 2026-11-22
2024-05-15 | HBS11532 | NINGBO DEYE ESS TECHNOLOGY CO., LTD BOS-G55 (x2) w/ Ningbo Deye Inverter Technology Co SUN-6K-SG01HP3-AU-AM2 Deye Solarman / Deye Cloud | 112.64 |  |  | NINGBO DEYE ESS TECHNOLOGY CO., LTD | BOS-G55 | 6 | Ningbo Deye Inverter Technology Co | SUN-6K-SG01HP3-AU-AM2 | Deye | 2026-11-22
2024-05-15 | HBS11533 | NINGBO DEYE ESS TECHNOLOGY CO., LTD BOS-G60 (x2) w/ Ningbo Deye Inverter Technology Co SUN-6K-SG01HP3-AU-AM2 Deye Solarman / Deye Cloud | 122.88 |  |  | NINGBO DEYE ESS TECHNOLOGY CO., LTD | BOS-G60 | 6 | Ningbo Deye Inverter Technology Co | SUN-6K-SG01HP3-AU-AM2 | Deye | 2026-11-22
2024-05-15 | HBS11534 | NINGBO DEYE ESS TECHNOLOGY CO., LTD BOS-G20 (x1) w/ Ningbo Deye Inverter Technology Co SUN-8K-SG01HP3-AU-AM2 Deye Solarman / Deye Cloud | 20.48 |  |  | NINGBO DEYE ESS TECHNOLOGY CO., LTD | BOS-G20 | 6 | Ningbo Deye Inverter Technology Co | SUN-8K-SG01HP3-AU-AM2 | Deye | 2026-11-22
2024-05-15 | HBS11535 | NINGBO DEYE ESS TECHNOLOGY CO., LTD BOS-G25 (x1) w/ Ningbo Deye Inverter Technology Co SUN-8K-SG01HP3-AU-AM2 Deye Solarman / Deye Cloud | 25.6 |  |  | NINGBO DEYE ESS TECHNOLOGY CO., LTD | BOS-G25 | 6 | Ningbo Deye Inverter Technology Co | SUN-8K-SG01HP3-AU-AM2 | Deye | 2026-11-22
2024-05-15 | HBS11536 | NINGBO DEYE ESS TECHNOLOGY CO., LTD BOS-G30 (x1) w/ Ningbo Deye Inverter Technology Co SUN-8K-SG01HP3-AU-AM2 Deye Solarman / Deye Cloud | 30.72 |  |  | NINGBO DEYE ESS TECHNOLOGY CO., LTD | BOS-G30 | 6 | Ningbo Deye Inverter Technology Co | SUN-8K-SG01HP3-AU-AM2 | Deye | 2026-11-22
2024-05-15 | HBS11537 | NINGBO DEYE ESS TECHNOLOGY CO., LTD BOS-G35 (x1) w/ Ningbo Deye Inverter Technology Co SUN-8K-SG01HP3-AU-AM2 Deye Solarman / Deye Cloud | 35.84 |  |  | NINGBO DEYE ESS TECHNOLOGY CO., LTD | BOS-G35 | 6 | Ningbo Deye Inverter Technology Co | SUN-8K-SG01HP3-AU-AM2 | Deye | 2026-11-22
2024-05-15 | HBS11538 | NINGBO DEYE ESS TECHNOLOGY CO., LTD BOS-G40 (x1) w/ Ningbo Deye Inverter Technology Co SUN-8K-SG01HP3-AU-AM2 Deye Solarman / Deye Cloud | 40.96 |  |  | NINGBO DEYE ESS TECHNOLOGY CO., LTD | BOS-G40 | 6 | Ningbo Deye Inverter Technology Co | SUN-8K-SG01HP3-AU-AM2 | Deye | 2026-11-22
2024-05-15 | HBS11539 | NINGBO DEYE ESS TECHNOLOGY CO., LTD BOS-G45 (x1) w/ Ningbo Deye Inverter Technology Co SUN-8K-SG01HP3-AU-AM2 Deye Solarman / Deye Cloud | 46.08 |  |  | NINGBO DEYE ESS TECHNOLOGY CO., LTD | BOS-G45 | 6 | Ningbo Deye Inverter Technology Co | SUN-8K-SG01HP3-AU-AM2 | Deye | 2026-11-22
2024-05-15 | HBS11540 | NINGBO DEYE ESS TECHNOLOGY CO., LTD BOS-G50 (x1) w/ Ningbo Deye Inverter Technology Co SUN-8K-SG01HP3-AU-AM2 Deye Solarman / Deye Cloud | 51.2 |  |  | NINGBO DEYE ESS TECHNOLOGY CO., LTD | BOS-G50 | 6 | Ningbo Deye Inverter Technology Co | SUN-8K-SG01HP3-AU-AM2 | Deye | 2026-11-22
2024-05-15 | HBS11541 | NINGBO DEYE ESS TECHNOLOGY CO., LTD BOS-G55 (x1) w/ Ningbo Deye Inverter Technology Co SUN-8K-SG01HP3-AU-AM2 Deye Solarman / Deye Cloud | 56.32 |  |  | NINGBO DEYE ESS TECHNOLOGY CO., LTD | BOS-G55 | 6 | Ningbo Deye Inverter Technology Co | SUN-8K-SG01HP3-AU-AM2 | Deye | 2026-11-22
2024-05-15 | HBS11542 | NINGBO DEYE ESS TECHNOLOGY CO., LTD BOS-G60 (x1) w/ Ningbo Deye Inverter Technology Co SUN-8K-SG01HP3-AU-AM2 Deye Solarman / Deye Cloud | 61.44 |  |  | NINGBO DEYE ESS TECHNOLOGY CO., LTD | BOS-G60 | 6 | Ningbo Deye Inverter Technology Co | SUN-8K-SG01HP3-AU-AM2 | Deye | 2026-11-22
2024-05-15 | HBS11543 | NINGBO DEYE ESS TECHNOLOGY CO., LTD BOS-G35 (x2) w/ Ningbo Deye Inverter Technology Co SUN-8K-SG01HP3-AU-AM2 Deye Solarman / Deye Cloud | 71.68 |  |  | NINGBO DEYE ESS TECHNOLOGY CO., LTD | BOS-G35 | 6 | Ningbo Deye Inverter Technology Co | SUN-8K-SG01HP3-AU-AM2 | Deye | 2026-11-22
2024-05-15 | HBS11544 | NINGBO DEYE ESS TECHNOLOGY CO., LTD BOS-G40 (x2) w/ Ningbo Deye Inverter Technology Co SUN-8K-SG01HP3-AU-AM2 Deye Solarman / Deye Cloud | 81.92 |  |  | NINGBO DEYE ESS TECHNOLOGY CO., LTD | BOS-G40 | 6 | Ningbo Deye Inverter Technology Co | SUN-8K-SG01HP3-AU-AM2 | Deye | 2026-11-22
2024-05-15 | HBS11545 | NINGBO DEYE ESS TECHNOLOGY CO., LTD BOS-G45 (x2) w/ Ningbo Deye Inverter Technology Co SUN-8K-SG01HP3-AU-AM2 Deye Solarman / Deye Cloud | 92.16 |  |  | NINGBO DEYE ESS TECHNOLOGY CO., LTD | BOS-G45 | 6 | Ningbo Deye Inverter Technology Co | SUN-8K-SG01HP3-AU-AM2 | Deye | 2026-11-22
2024-05-15 | HBS11546 | NINGBO DEYE ESS TECHNOLOGY CO., LTD BOS-G50 (x2) w/ Ningbo Deye Inverter Technology Co SUN-8K-SG01HP3-AU-AM2 Deye Solarman / Deye Cloud | 102.4 |  |  | NINGBO DEYE ESS TECHNOLOGY CO., LTD | BOS-G50 | 6 | Ningbo Deye Inverter Technology Co | SUN-8K-SG01HP3-AU-AM2 | Deye | 2026-11-22
2024-05-15 | HBS11547 | NINGBO DEYE ESS TECHNOLOGY CO., LTD BOS-G55 (x2) w/ Ningbo Deye Inverter Technology Co SUN-8K-SG01HP3-AU-AM2 Deye Solarman / Deye Cloud | 112.64 |  |  | NINGBO DEYE ESS TECHNOLOGY CO., LTD | BOS-G55 | 6 | Ningbo Deye Inverter Technology Co | SUN-8K-SG01HP3-AU-AM2 | Deye | 2026-11-22
2024-05-15 | HBS11548 | NINGBO DEYE ESS TECHNOLOGY CO., LTD BOS-G60 (x2) w/ Ningbo Deye Inverter Technology Co SUN-8K-SG01HP3-AU-AM2 Deye Solarman / Deye Cloud | 122.88 |  |  | NINGBO DEYE ESS TECHNOLOGY CO., LTD | BOS-G60 | 6 | Ningbo Deye Inverter Technology Co | SUN-8K-SG01HP3-AU-AM2 | Deye | 2026-11-22
2024-05-15 | HBS11549 | NINGBO DEYE ESS TECHNOLOGY CO., LTD BOS-G20 (x1) w/ Ningbo Deye Inverter Technology Co SUN-10K-SG01HP3-AU-AM2 Deye Solarman / Deye Cloud | 20.48 |  |  | NINGBO DEYE ESS TECHNOLOGY CO., LTD | BOS-G20 | 6 | Ningbo Deye Inverter Technology Co | SUN-10K-SG01HP3-AU-AM2 | Deye | 2026-11-22
2024-05-15 | HBS11550 | NINGBO DEYE ESS TECHNOLOGY CO., LTD BOS-G25 (x1) w/ Ningbo Deye Inverter Technology Co SUN-10K-SG01HP3-AU-AM2 Deye Solarman / Deye Cloud | 25.6 |  |  | NINGBO DEYE ESS TECHNOLOGY CO., LTD | BOS-G25 | 6 | Ningbo Deye Inverter Technology Co | SUN-10K-SG01HP3-AU-AM2 | Deye | 2026-11-22
2024-05-15 | HBS11551 | NINGBO DEYE ESS TECHNOLOGY CO., LTD BOS-G30 (x1) w/ Ningbo Deye Inverter Technology Co SUN-10K-SG01HP3-AU-AM2 Deye Solarman / Deye Cloud | 30.72 |  |  | NINGBO DEYE ESS TECHNOLOGY CO., LTD | BOS-G30 | 6 | Ningbo Deye Inverter Technology Co | SUN-10K-SG01HP3-AU-AM2 | Deye | 2026-11-22
2024-05-15 | HBS11552 | NINGBO DEYE ESS TECHNOLOGY CO., LTD BOS-G35 (x1) w/ Ningbo Deye Inverter Technology Co SUN-10K-SG01HP3-AU-AM2 Deye Solarman / Deye Cloud | 35.84 |  |  | NINGBO DEYE ESS TECHNOLOGY CO., LTD | BOS-G35 | 6 | Ningbo Deye Inverter Technology Co | SUN-10K-SG01HP3-AU-AM2 | Deye | 2026-11-22
2024-05-15 | HBS11553 | NINGBO DEYE ESS TECHNOLOGY CO., LTD BOS-G40 (x1) w/ Ningbo Deye Inverter Technology Co SUN-10K-SG01HP3-AU-AM2 Deye Solarman / Deye Cloud | 40.96 |  |  | NINGBO DEYE ESS TECHNOLOGY CO., LTD | BOS-G40 | 6 | Ningbo Deye Inverter Technology Co | SUN-10K-SG01HP3-AU-AM2 | Deye | 2026-11-22
2024-05-15 | HBS11554 | NINGBO DEYE ESS TECHNOLOGY CO., LTD BOS-G45 (x1) w/ Ningbo Deye Inverter Technology Co SUN-10K-SG01HP3-AU-AM2 Deye Solarman / Deye Cloud | 46.08 |  |  | NINGBO DEYE ESS TECHNOLOGY CO., LTD | BOS-G45 | 6 | Ningbo Deye Inverter Technology Co | SUN-10K-SG01HP3-AU-AM2 | Deye | 2026-11-22
2024-05-15 | HBS11555 | NINGBO DEYE ESS TECHNOLOGY CO., LTD BOS-G50 (x1) w/ Ningbo Deye Inverter Technology Co SUN-10K-SG01HP3-AU-AM2 Deye Solarman / Deye Cloud | 51.2 |  |  | NINGBO DEYE ESS TECHNOLOGY CO., LTD | BOS-G50 | 6 | Ningbo Deye Inverter Technology Co | SUN-10K-SG01HP3-AU-AM2 | Deye | 2026-11-22
2024-05-15 | HBS11556 | NINGBO DEYE ESS TECHNOLOGY CO., LTD BOS-G55 (x1) w/ Ningbo Deye Inverter Technology Co SUN-10K-SG01HP3-AU-AM2 Deye Solarman / Deye Cloud | 56.32 |  |  | NINGBO DEYE ESS TECHNOLOGY CO., LTD | BOS-G55 | 6 | Ningbo Deye Inverter Technology Co | SUN-10K-SG01HP3-AU-AM2 | Deye | 2026-11-22
2024-05-15 | HBS11557 | NINGBO DEYE ESS TECHNOLOGY CO., LTD BOS-G60 (x1) w/ Ningbo Deye Inverter Technology Co SUN-10K-SG01HP3-AU-AM2 Deye Solarman / Deye Cloud | 61.44 |  |  | NINGBO DEYE ESS TECHNOLOGY CO., LTD | BOS-G60 | 6 | Ningbo Deye Inverter Technology Co | SUN-10K-SG01HP3-AU-AM2 | Deye | 2026-11-22
2024-05-15 | HBS11558 | NINGBO DEYE ESS TECHNOLOGY CO., LTD BOS-G35 (x2) w/ Ningbo Deye Inverter Technology Co SUN-10K-SG01HP3-AU-AM2 Deye Solarman / Deye Cloud | 71.68 |  |  | NINGBO DEYE ESS TECHNOLOGY CO., LTD | BOS-G35 | 6 | Ningbo Deye Inverter Technology Co | SUN-10K-SG01HP3-AU-AM2 | Deye | 2026-11-22
2024-05-15 | HBS11559 | NINGBO DEYE ESS TECHNOLOGY CO., LTD BOS-G40 (x2) w/ Ningbo Deye Inverter Technology Co SUN-10K-SG01HP3-AU-AM2 Deye Solarman / Deye Cloud | 81.92 |  |  | NINGBO DEYE ESS TECHNOLOGY CO., LTD | BOS-G40 | 6 | Ningbo Deye Inverter Technology Co | SUN-10K-SG01HP3-AU-AM2 | Deye | 2026-11-22
2024-05-15 | HBS11560 | NINGBO DEYE ESS TECHNOLOGY CO., LTD BOS-G45 (x2) w/ Ningbo Deye Inverter Technology Co SUN-10K-SG01HP3-AU-AM2 Deye Solarman / Deye Cloud | 92.16 |  |  | NINGBO DEYE ESS TECHNOLOGY CO., LTD | BOS-G45 | 6 | Ningbo Deye Inverter Technology Co | SUN-10K-SG01HP3-AU-AM2 | Deye | 2026-11-22
2024-05-15 | HBS11561 | NINGBO DEYE ESS TECHNOLOGY CO., LTD BOS-G50 (x2) w/ Ningbo Deye Inverter Technology Co SUN-10K-SG01HP3-AU-AM2 Deye Solarman / Deye Cloud | 102.4 |  |  | NINGBO DEYE ESS TECHNOLOGY CO., LTD | BOS-G50 | 6 | Ningbo Deye Inverter Technology Co | SUN-10K-SG01HP3-AU-AM2 | Deye | 2026-11-22
2024-05-15 | HBS11562 | NINGBO DEYE ESS TECHNOLOGY CO., LTD BOS-G55 (x2) w/ Ningbo Deye Inverter Technology Co SUN-10K-SG01HP3-AU-AM2 Deye Solarman / Deye Cloud | 112.64 |  |  | NINGBO DEYE ESS TECHNOLOGY CO., LTD | BOS-G55 | 6 | Ningbo Deye Inverter Technology Co | SUN-10K-SG01HP3-AU-AM2 | Deye | 2026-11-22
2024-05-15 | HBS11563 | NINGBO DEYE ESS TECHNOLOGY CO., LTD BOS-G60 (x2) w/ Ningbo Deye Inverter Technology Co SUN-10K-SG01HP3-AU-AM2 Deye Solarman / Deye Cloud | 122.88 |  |  | NINGBO DEYE ESS TECHNOLOGY CO., LTD | BOS-G60 | 6 | Ningbo Deye Inverter Technology Co | SUN-10K-SG01HP3-AU-AM2 | Deye | 2026-11-22
2024-05-15 | HBS11564 | NINGBO DEYE ESS TECHNOLOGY CO., LTD BOS-G20 (x1) w/ Ningbo Deye Inverter Technology Co SUN-12K-SG01HP3-AU-AM2 Deye Solarman / Deye Cloud | 20.48 |  |  | NINGBO DEYE ESS TECHNOLOGY CO., LTD | BOS-G20 | 6 | Ningbo Deye Inverter Technology Co | SUN-12K-SG01HP3-AU-AM2 | Deye | 2026-11-22
2024-05-15 | HBS11565 | NINGBO DEYE ESS TECHNOLOGY CO., LTD BOS-G25 (x1) w/ Ningbo Deye Inverter Technology Co SUN-12K-SG01HP3-AU-AM2 Deye Solarman / Deye Cloud | 25.6 |  |  | NINGBO DEYE ESS TECHNOLOGY CO., LTD | BOS-G25 | 6 | Ningbo Deye Inverter Technology Co | SUN-12K-SG01HP3-AU-AM2 | Deye | 2026-11-22
2024-05-15 | HBS11566 | NINGBO DEYE ESS TECHNOLOGY CO., LTD BOS-G30 (x1) w/ Ningbo Deye Inverter Technology Co SUN-12K-SG01HP3-AU-AM2 Deye Solarman / Deye Cloud | 30.72 |  |  | NINGBO DEYE ESS TECHNOLOGY CO., LTD | BOS-G30 | 6 | Ningbo Deye Inverter Technology Co | SUN-12K-SG01HP3-AU-AM2 | Deye | 2026-11-22
2024-05-15 | HBS11567 | NINGBO DEYE ESS TECHNOLOGY CO., LTD BOS-G35 (x1) w/ Ningbo Deye Inverter Technology Co SUN-12K-SG01HP3-AU-AM2 Deye Solarman / Deye Cloud | 35.84 |  |  | NINGBO DEYE ESS TECHNOLOGY CO., LTD | BOS-G35 | 6 | Ningbo Deye Inverter Technology Co | SUN-12K-SG01HP3-AU-AM2 | Deye | 2026-11-22
2024-05-15 | HBS11568 | NINGBO DEYE ESS TECHNOLOGY CO., LTD BOS-G40 (x1) w/ Ningbo Deye Inverter Technology Co SUN-12K-SG01HP3-AU-AM2 Deye Solarman / Deye Cloud | 40.96 |  |  | NINGBO DEYE ESS TECHNOLOGY CO., LTD | BOS-G40 | 6 | Ningbo Deye Inverter Technology Co | SUN-12K-SG01HP3-AU-AM2 | Deye | 2026-11-22
2024-05-15 | HBS11569 | NINGBO DEYE ESS TECHNOLOGY CO., LTD BOS-G45 (x1) w/ Ningbo Deye Inverter Technology Co SUN-12K-SG01HP3-AU-AM2 Deye Solarman / Deye Cloud | 46.08 |  |  | NINGBO DEYE ESS TECHNOLOGY CO., LTD | BOS-G45 | 6 | Ningbo Deye Inverter Technology Co | SUN-12K-SG01HP3-AU-AM2 | Deye | 2026-11-22
2024-05-15 | HBS11570 | NINGBO DEYE ESS TECHNOLOGY CO., LTD BOS-G50 (x1) w/ Ningbo Deye Inverter Technology Co SUN-12K-SG01HP3-AU-AM2 Deye Solarman / Deye Cloud | 51.2 |  |  | NINGBO DEYE ESS TECHNOLOGY CO., LTD | BOS-G50 | 6 | Ningbo Deye Inverter Technology Co | SUN-12K-SG01HP3-AU-AM2 | Deye | 2026-11-22
2024-05-15 | HBS11571 | NINGBO DEYE ESS TECHNOLOGY CO., LTD BOS-G55 (x1) w/ Ningbo Deye Inverter Technology Co SUN-12K-SG01HP3-AU-AM2 Deye Solarman / Deye Cloud | 56.32 |  |  | NINGBO DEYE ESS TECHNOLOGY CO., LTD | BOS-G55 | 6 | Ningbo Deye Inverter Technology Co | SUN-12K-SG01HP3-AU-AM2 | Deye | 2026-11-22
2024-05-15 | HBS11572 | NINGBO DEYE ESS TECHNOLOGY CO., LTD BOS-G60 (x1) w/ Ningbo Deye Inverter Technology Co SUN-12K-SG01HP3-AU-AM2 Deye Solarman / Deye Cloud | 61.44 |  |  | NINGBO DEYE ESS TECHNOLOGY CO., LTD | BOS-G60 | 6 | Ningbo Deye Inverter Technology Co | SUN-12K-SG01HP3-AU-AM2 | Deye | 2026-11-22
2024-05-15 | HBS11573 | NINGBO DEYE ESS TECHNOLOGY CO., LTD BOS-G35 (x2) w/ Ningbo Deye Inverter Technology Co SUN-12K-SG01HP3-AU-AM2 Deye Solarman / Deye Cloud | 71.68 |  |  | NINGBO DEYE ESS TECHNOLOGY CO., LTD | BOS-G35 | 6 | Ningbo Deye Inverter Technology Co | SUN-12K-SG01HP3-AU-AM2 | Deye | 2026-11-22
2024-05-15 | HBS11574 | NINGBO DEYE ESS TECHNOLOGY CO., LTD BOS-G40 (x2) w/ Ningbo Deye Inverter Technology Co SUN-12K-SG01HP3-AU-AM2 Deye Solarman / Deye Cloud | 81.92 |  |  | NINGBO DEYE ESS TECHNOLOGY CO., LTD | BOS-G40 | 6 | Ningbo Deye Inverter Technology Co | SUN-12K-SG01HP3-AU-AM2 | Deye | 2026-11-22
2024-05-15 | HBS11575 | NINGBO DEYE ESS TECHNOLOGY CO., LTD BOS-G45 (x2) w/ Ningbo Deye Inverter Technology Co SUN-12K-SG01HP3-AU-AM2 Deye Solarman / Deye Cloud | 92.16 |  |  | NINGBO DEYE ESS TECHNOLOGY CO., LTD | BOS-G45 | 6 | Ningbo Deye Inverter Technology Co | SUN-12K-SG01HP3-AU-AM2 | Deye | 2026-11-22
2024-05-15 | HBS11576 | NINGBO DEYE ESS TECHNOLOGY CO., LTD BOS-G50 (x2) w/ Ningbo Deye Inverter Technology Co SUN-12K-SG01HP3-AU-AM2 Deye Solarman / Deye Cloud | 102.4 |  |  | NINGBO DEYE ESS TECHNOLOGY CO., LTD | BOS-G50 | 6 | Ningbo Deye Inverter Technology Co | SUN-12K-SG01HP3-AU-AM2 | Deye | 2026-11-22
2024-05-15 | HBS11577 | NINGBO DEYE ESS TECHNOLOGY CO., LTD BOS-G55 (x2) w/ Ningbo Deye Inverter Technology Co SUN-12K-SG01HP3-AU-AM2 Deye Solarman / Deye Cloud | 112.64 |  |  | NINGBO DEYE ESS TECHNOLOGY CO., LTD | BOS-G55 | 6 | Ningbo Deye Inverter Technology Co | SUN-12K-SG01HP3-AU-AM2 | Deye | 2026-11-22
2024-05-15 | HBS11578 | NINGBO DEYE ESS TECHNOLOGY CO., LTD BOS-G60 (x2) w/ Ningbo Deye Inverter Technology Co SUN-12K-SG01HP3-AU-AM2 Deye Solarman / Deye Cloud | 122.88 |  |  | NINGBO DEYE ESS TECHNOLOGY CO., LTD | BOS-G60 | 6 | Ningbo Deye Inverter Technology Co | SUN-12K-SG01HP3-AU-AM2 | Deye | 2026-11-22
2024-05-15 | HBS11579 | NINGBO DEYE ESS TECHNOLOGY CO., LTD BOS-G20 (x1) w/ Ningbo Deye Inverter Technology Co SUN-15K-SG01HP3-AU-AM2 Deye Solarman / Deye Cloud | 20.48 |  |  | NINGBO DEYE ESS TECHNOLOGY CO., LTD | BOS-G20 | 6 | Ningbo Deye Inverter Technology Co | SUN-15K-SG01HP3-AU-AM2 | Deye | 2026-11-22
2024-05-15 | HBS11580 | NINGBO DEYE ESS TECHNOLOGY CO., LTD BOS-G25 (x1) w/ Ningbo Deye Inverter Technology Co SUN-15K-SG01HP3-AU-AM2 Deye Solarman / Deye Cloud | 25.6 |  |  | NINGBO DEYE ESS TECHNOLOGY CO., LTD | BOS-G25 | 6 | Ningbo Deye Inverter Technology Co | SUN-15K-SG01HP3-AU-AM2 | Deye | 2026-11-22
2024-05-15 | HBS11581 | NINGBO DEYE ESS TECHNOLOGY CO., LTD BOS-G30 (x1) w/ Ningbo Deye Inverter Technology Co SUN-15K-SG01HP3-AU-AM2 Deye Solarman / Deye Cloud | 30.72 |  |  | NINGBO DEYE ESS TECHNOLOGY CO., LTD | BOS-G30 | 6 | Ningbo Deye Inverter Technology Co | SUN-15K-SG01HP3-AU-AM2 | Deye | 2026-11-22
2024-05-15 | HBS11582 | NINGBO DEYE ESS TECHNOLOGY CO., LTD BOS-G35 (x1) w/ Ningbo Deye Inverter Technology Co SUN-15K-SG01HP3-AU-AM2 Deye Solarman / Deye Cloud | 35.84 |  |  | NINGBO DEYE ESS TECHNOLOGY CO., LTD | BOS-G35 | 6 | Ningbo Deye Inverter Technology Co | SUN-15K-SG01HP3-AU-AM2 | Deye | 2026-11-22
2024-05-15 | HBS11583 | NINGBO DEYE ESS TECHNOLOGY CO., LTD BOS-G40 (x1) w/ Ningbo Deye Inverter Technology Co SUN-15K-SG01HP3-AU-AM2 Deye Solarman / Deye Cloud | 40.96 |  |  | NINGBO DEYE ESS TECHNOLOGY CO., LTD | BOS-G40 | 6 | Ningbo Deye Inverter Technology Co | SUN-15K-SG01HP3-AU-AM2 | Deye | 2026-11-22
2024-05-15 | HBS11584 | NINGBO DEYE ESS TECHNOLOGY CO., LTD BOS-G45 (x1) w/ Ningbo Deye Inverter Technology Co SUN-15K-SG01HP3-AU-AM2 Deye Solarman / Deye Cloud | 46.08 |  |  | NINGBO DEYE ESS TECHNOLOGY CO., LTD | BOS-G45 | 6 | Ningbo Deye Inverter Technology Co | SUN-15K-SG01HP3-AU-AM2 | Deye | 2026-11-22
2024-05-15 | HBS11585 | NINGBO DEYE ESS TECHNOLOGY CO., LTD BOS-G50 (x1) w/ Ningbo Deye Inverter Technology Co SUN-15K-SG01HP3-AU-AM2 Deye Solarman / Deye Cloud | 51.2 |  |  | NINGBO DEYE ESS TECHNOLOGY CO., LTD | BOS-G50 | 6 | Ningbo Deye Inverter Technology Co | SUN-15K-SG01HP3-AU-AM2 | Deye | 2026-11-22
2024-05-15 | HBS11586 | NINGBO DEYE ESS TECHNOLOGY CO., LTD BOS-G55 (x1) w/ Ningbo Deye Inverter Technology Co SUN-15K-SG01HP3-AU-AM2 Deye Solarman / Deye Cloud | 56.32 |  |  | NINGBO DEYE ESS TECHNOLOGY CO., LTD | BOS-G55 | 6 | Ningbo Deye Inverter Technology Co | SUN-15K-SG01HP3-AU-AM2 | Deye | 2026-11-22
2024-05-15 | HBS11587 | NINGBO DEYE ESS TECHNOLOGY CO., LTD BOS-G60 (x1) w/ Ningbo Deye Inverter Technology Co SUN-15K-SG01HP3-AU-AM2 Deye Solarman / Deye Cloud | 61.44 |  |  | NINGBO DEYE ESS TECHNOLOGY CO., LTD | BOS-G60 | 6 | Ningbo Deye Inverter Technology Co | SUN-15K-SG01HP3-AU-AM2 | Deye | 2026-11-22
2024-05-15 | HBS11588 | NINGBO DEYE ESS TECHNOLOGY CO., LTD BOS-G35 (x2) w/ Ningbo Deye Inverter Technology Co SUN-15K-SG01HP3-AU-AM2 Deye Solarman / Deye Cloud | 71.68 |  |  | NINGBO DEYE ESS TECHNOLOGY CO., LTD | BOS-G35 | 6 | Ningbo Deye Inverter Technology Co | SUN-15K-SG01HP3-AU-AM2 | Deye | 2026-11-22
2024-05-15 | HBS11589 | NINGBO DEYE ESS TECHNOLOGY CO., LTD BOS-G40 (x2) w/ Ningbo Deye Inverter Technology Co SUN-15K-SG01HP3-AU-AM2 Deye Solarman / Deye Cloud | 81.92 |  |  | NINGBO DEYE ESS TECHNOLOGY CO., LTD | BOS-G40 | 6 | Ningbo Deye Inverter Technology Co | SUN-15K-SG01HP3-AU-AM2 | Deye | 2026-11-22
2024-05-15 | HBS11590 | NINGBO DEYE ESS TECHNOLOGY CO., LTD BOS-G45 (x2) w/ Ningbo Deye Inverter Technology Co SUN-15K-SG01HP3-AU-AM2 Deye Solarman / Deye Cloud | 92.16 |  |  | NINGBO DEYE ESS TECHNOLOGY CO., LTD | BOS-G45 | 6 | Ningbo Deye Inverter Technology Co | SUN-15K-SG01HP3-AU-AM2 | Deye | 2026-11-22
2024-05-15 | HBS11591 | NINGBO DEYE ESS TECHNOLOGY CO., LTD BOS-G50 (x2) w/ Ningbo Deye Inverter Technology Co SUN-15K-SG01HP3-AU-AM2 Deye Solarman / Deye Cloud | 102.4 |  |  | NINGBO DEYE ESS TECHNOLOGY CO., LTD | BOS-G50 | 6 | Ningbo Deye Inverter Technology Co | SUN-15K-SG01HP3-AU-AM2 | Deye | 2026-11-22
2024-05-15 | HBS11592 | NINGBO DEYE ESS TECHNOLOGY CO., LTD BOS-G55 (x2) w/ Ningbo Deye Inverter Technology Co SUN-15K-SG01HP3-AU-AM2 Deye Solarman / Deye Cloud | 112.64 |  |  | NINGBO DEYE ESS TECHNOLOGY CO., LTD | BOS-G55 | 6 | Ningbo Deye Inverter Technology Co | SUN-15K-SG01HP3-AU-AM2 | Deye | 2026-11-22
2024-05-15 | HBS11593 | NINGBO DEYE ESS TECHNOLOGY CO., LTD BOS-G60 (x2) w/ Ningbo Deye Inverter Technology Co SUN-15K-SG01HP3-AU-AM2 Deye Solarman / Deye Cloud | 122.88 |  |  | NINGBO DEYE ESS TECHNOLOGY CO., LTD | BOS-G60 | 6 | Ningbo Deye Inverter Technology Co | SUN-15K-SG01HP3-AU-AM2 | Deye | 2026-11-22
2024-05-15 | HBS11594 | NINGBO DEYE ESS TECHNOLOGY CO., LTD BOS-G20 (x1) w/ Ningbo Deye Inverter Technology Co SUN-20K-SG01HP3-AU-AM2 Deye Solarman / Deye Cloud | 20.48 |  |  | NINGBO DEYE ESS TECHNOLOGY CO., LTD | BOS-G20 | 6 | Ningbo Deye Inverter Technology Co | SUN-20K-SG01HP3-AU-AM2 | Deye | 2026-11-22
2024-05-15 | HBS11595 | NINGBO DEYE ESS TECHNOLOGY CO., LTD BOS-G25 (x1) w/ Ningbo Deye Inverter Technology Co SUN-20K-SG01HP3-AU-AM2 Deye Solarman / Deye Cloud | 25.6 |  |  | NINGBO DEYE ESS TECHNOLOGY CO., LTD | BOS-G25 | 6 | Ningbo Deye Inverter Technology Co | SUN-20K-SG01HP3-AU-AM2 | Deye | 2026-11-22
2024-05-15 | HBS11596 | NINGBO DEYE ESS TECHNOLOGY CO., LTD BOS-G30 (x1) w/ Ningbo Deye Inverter Technology Co SUN-20K-SG01HP3-AU-AM2 Deye Solarman / Deye Cloud | 30.72 |  |  | NINGBO DEYE ESS TECHNOLOGY CO., LTD | BOS-G30 | 6 | Ningbo Deye Inverter Technology Co | SUN-20K-SG01HP3-AU-AM2 | Deye | 2026-11-22
2024-05-15 | HBS11597 | NINGBO DEYE ESS TECHNOLOGY CO., LTD BOS-G35 (x1) w/ Ningbo Deye Inverter Technology Co SUN-20K-SG01HP3-AU-AM2 Deye Solarman / Deye Cloud | 35.84 |  |  | NINGBO DEYE ESS TECHNOLOGY CO., LTD | BOS-G35 | 6 | Ningbo Deye Inverter Technology Co | SUN-20K-SG01HP3-AU-AM2 | Deye | 2026-11-22
2024-05-15 | HBS11598 | NINGBO DEYE ESS TECHNOLOGY CO., LTD BOS-G40 (x1) w/ Ningbo Deye Inverter Technology Co SUN-20K-SG01HP3-AU-AM2 Deye Solarman / Deye Cloud | 40.96 |  |  | NINGBO DEYE ESS TECHNOLOGY CO., LTD | BOS-G40 | 6 | Ningbo Deye Inverter Technology Co | SUN-20K-SG01HP3-AU-AM2 | Deye | 2026-11-22
2024-05-15 | HBS11599 | NINGBO DEYE ESS TECHNOLOGY CO., LTD BOS-G45 (x1) w/ Ningbo Deye Inverter Technology Co SUN-20K-SG01HP3-AU-AM2 Deye Solarman / Deye Cloud | 46.08 |  |  | NINGBO DEYE ESS TECHNOLOGY CO., LTD | BOS-G45 | 6 | Ningbo Deye Inverter Technology Co | SUN-20K-SG01HP3-AU-AM2 | Deye | 2026-11-22
2024-05-15 | HBS11600 | NINGBO DEYE ESS TECHNOLOGY CO., LTD BOS-G50 (x1) w/ Ningbo Deye Inverter Technology Co SUN-20K-SG01HP3-AU-AM2 Deye Solarman / Deye Cloud | 51.2 |  |  | NINGBO DEYE ESS TECHNOLOGY CO., LTD | BOS-G50 | 6 | Ningbo Deye Inverter Technology Co | SUN-20K-SG01HP3-AU-AM2 | Deye | 2026-11-22
2024-05-15 | HBS11601 | NINGBO DEYE ESS TECHNOLOGY CO., LTD BOS-G55 (x1) w/ Ningbo Deye Inverter Technology Co SUN-20K-SG01HP3-AU-AM2 Deye Solarman / Deye Cloud | 56.32 |  |  | NINGBO DEYE ESS TECHNOLOGY CO., LTD | BOS-G55 | 6 | Ningbo Deye Inverter Technology Co | SUN-20K-SG01HP3-AU-AM2 | Deye | 2026-11-22
2024-05-15 | HBS11602 | NINGBO DEYE ESS TECHNOLOGY CO., LTD BOS-G60 (x1) w/ Ningbo Deye Inverter Technology Co SUN-20K-SG01HP3-AU-AM2 Deye Solarman / Deye Cloud | 61.44 |  |  | NINGBO DEYE ESS TECHNOLOGY CO., LTD | BOS-G60 | 6 | Ningbo Deye Inverter Technology Co | SUN-20K-SG01HP3-AU-AM2 | Deye | 2026-11-22
2024-05-15 | HBS11603 | NINGBO DEYE ESS TECHNOLOGY CO., LTD BOS-G35 (x2) w/ Ningbo Deye Inverter Technology Co SUN-20K-SG01HP3-AU-AM2 Deye Solarman / Deye Cloud | 71.68 |  |  | NINGBO DEYE ESS TECHNOLOGY CO., LTD | BOS-G35 | 6 | Ningbo Deye Inverter Technology Co | SUN-20K-SG01HP3-AU-AM2 | Deye | 2026-11-22
2024-05-15 | HBS11604 | NINGBO DEYE ESS TECHNOLOGY CO., LTD BOS-G40 (x2) w/ Ningbo Deye Inverter Technology Co SUN-20K-SG01HP3-AU-AM2 Deye Solarman / Deye Cloud | 81.92 |  |  | NINGBO DEYE ESS TECHNOLOGY CO., LTD | BOS-G40 | 6 | Ningbo Deye Inverter Technology Co | SUN-20K-SG01HP3-AU-AM2 | Deye | 2026-11-22
2024-05-15 | HBS11605 | NINGBO DEYE ESS TECHNOLOGY CO., LTD BOS-G45 (x2) w/ Ningbo Deye Inverter Technology Co SUN-20K-SG01HP3-AU-AM2 Deye Solarman / Deye Cloud | 92.16 |  |  | NINGBO DEYE ESS TECHNOLOGY CO., LTD | BOS-G45 | 6 | Ningbo Deye Inverter Technology Co | SUN-20K-SG01HP3-AU-AM2 | Deye | 2026-11-22
2024-05-15 | HBS11606 | NINGBO DEYE ESS TECHNOLOGY CO., LTD BOS-G50 (x2) w/ Ningbo Deye Inverter Technology Co SUN-20K-SG01HP3-AU-AM2 Deye Solarman / Deye Cloud | 102.4 |  |  | NINGBO DEYE ESS TECHNOLOGY CO., LTD | BOS-G50 | 6 | Ningbo Deye Inverter Technology Co | SUN-20K-SG01HP3-AU-AM2 | Deye | 2026-11-22
2024-05-15 | HBS11607 | NINGBO DEYE ESS TECHNOLOGY CO., LTD BOS-G55 (x2) w/ Ningbo Deye Inverter Technology Co SUN-20K-SG01HP3-AU-AM2 Deye Solarman / Deye Cloud | 112.64 |  |  | NINGBO DEYE ESS TECHNOLOGY CO., LTD | BOS-G55 | 6 | Ningbo Deye Inverter Technology Co | SUN-20K-SG01HP3-AU-AM2 | Deye | 2026-11-22
2024-05-15 | HBS11608 | NINGBO DEYE ESS TECHNOLOGY CO., LTD BOS-G60 (x2) w/ Ningbo Deye Inverter Technology Co SUN-20K-SG01HP3-AU-AM2 Deye Solarman / Deye Cloud | 122.88 |  |  | NINGBO DEYE ESS TECHNOLOGY CO., LTD | BOS-G60 | 6 | Ningbo Deye Inverter Technology Co | SUN-20K-SG01HP3-AU-AM2 | Deye | 2026-11-22
2024-05-15 | HBS11609 | NINGBO DEYE ESS TECHNOLOGY CO., LTD BOS-G20 (x1) w/ Ningbo Deye Inverter Technology Co SUN-25K-SG01HP3-AU-AM2 Deye Solarman / Deye Cloud | 20.48 |  |  | NINGBO DEYE ESS TECHNOLOGY CO., LTD | BOS-G20 | 6 | Ningbo Deye Inverter Technology Co | SUN-25K-SG01HP3-AU-AM2 | Deye | 2026-11-22
2024-05-15 | HBS11610 | NINGBO DEYE ESS TECHNOLOGY CO., LTD BOS-G25 (x1) w/ Ningbo Deye Inverter Technology Co SUN-25K-SG01HP3-AU-AM2 Deye Solarman / Deye Cloud | 25.6 |  |  | NINGBO DEYE ESS TECHNOLOGY CO., LTD | BOS-G25 | 6 | Ningbo Deye Inverter Technology Co | SUN-25K-SG01HP3-AU-AM2 | Deye | 2026-11-22
2024-05-15 | HBS11611 | NINGBO DEYE ESS TECHNOLOGY CO., LTD BOS-G30 (x1) w/ Ningbo Deye Inverter Technology Co SUN-25K-SG01HP3-AU-AM2 Deye Solarman / Deye Cloud | 30.72 |  |  | NINGBO DEYE ESS TECHNOLOGY CO., LTD | BOS-G30 | 6 | Ningbo Deye Inverter Technology Co | SUN-25K-SG01HP3-AU-AM2 | Deye | 2026-11-22
2024-05-15 | HBS11612 | NINGBO DEYE ESS TECHNOLOGY CO., LTD BOS-G35 (x1) w/ Ningbo Deye Inverter Technology Co SUN-25K-SG01HP3-AU-AM2 Deye Solarman / Deye Cloud | 35.84 |  |  | NINGBO DEYE ESS TECHNOLOGY CO., LTD | BOS-G35 | 6 | Ningbo Deye Inverter Technology Co | SUN-25K-SG01HP3-AU-AM2 | Deye | 2026-11-22
2024-05-15 | HBS11613 | NINGBO DEYE ESS TECHNOLOGY CO., LTD BOS-G40 (x1) w/ Ningbo Deye Inverter Technology Co SUN-25K-SG01HP3-AU-AM2 Deye Solarman / Deye Cloud | 40.96 |  |  | NINGBO DEYE ESS TECHNOLOGY CO., LTD | BOS-G40 | 6 | Ningbo Deye Inverter Technology Co | SUN-25K-SG01HP3-AU-AM2 | Deye | 2026-11-22
2024-05-15 | HBS11614 | NINGBO DEYE ESS TECHNOLOGY CO., LTD BOS-G45 (x1) w/ Ningbo Deye Inverter Technology Co SUN-25K-SG01HP3-AU-AM2 Deye Solarman / Deye Cloud | 46.08 |  |  | NINGBO DEYE ESS TECHNOLOGY CO., LTD | BOS-G45 | 6 | Ningbo Deye Inverter Technology Co | SUN-25K-SG01HP3-AU-AM2 | Deye | 2026-11-22
2024-05-15 | HBS11615 | NINGBO DEYE ESS TECHNOLOGY CO., LTD BOS-G50 (x1) w/ Ningbo Deye Inverter Technology Co SUN-25K-SG01HP3-AU-AM2 Deye Solarman / Deye Cloud | 51.2 |  |  | NINGBO DEYE ESS TECHNOLOGY CO., LTD | BOS-G50 | 6 | Ningbo Deye Inverter Technology Co | SUN-25K-SG01HP3-AU-AM2 | Deye | 2026-11-22
2024-05-15 | HBS11616 | NINGBO DEYE ESS TECHNOLOGY CO., LTD BOS-G55 (x1) w/ Ningbo Deye Inverter Technology Co SUN-25K-SG01HP3-AU-AM2 Deye Solarman / Deye Cloud | 56.32 |  |  | NINGBO DEYE ESS TECHNOLOGY CO., LTD | BOS-G55 | 6 | Ningbo Deye Inverter Technology Co | SUN-25K-SG01HP3-AU-AM2 | Deye | 2026-11-22
2024-05-15 | HBS11617 | NINGBO DEYE ESS TECHNOLOGY CO., LTD BOS-G60 (x1) w/ Ningbo Deye Inverter Technology Co SUN-25K-SG01HP3-AU-AM2 Deye Solarman / Deye Cloud | 61.44 |  |  | NINGBO DEYE ESS TECHNOLOGY CO., LTD | BOS-G60 | 6 | Ningbo Deye Inverter Technology Co | SUN-25K-SG01HP3-AU-AM2 | Deye | 2026-11-22
2024-05-15 | HBS11618 | NINGBO DEYE ESS TECHNOLOGY CO., LTD BOS-G35 (x2) w/ Ningbo Deye Inverter Technology Co SUN-25K-SG01HP3-AU-AM2 Deye Solarman / Deye Cloud | 71.68 |  |  | NINGBO DEYE ESS TECHNOLOGY CO., LTD | BOS-G35 | 6 | Ningbo Deye Inverter Technology Co | SUN-25K-SG01HP3-AU-AM2 | Deye | 2026-11-22
2024-05-15 | HBS11619 | NINGBO DEYE ESS TECHNOLOGY CO., LTD BOS-G40 (x2) w/ Ningbo Deye Inverter Technology Co SUN-25K-SG01HP3-AU-AM2 Deye Solarman / Deye Cloud | 81.92 |  |  | NINGBO DEYE ESS TECHNOLOGY CO., LTD | BOS-G40 | 6 | Ningbo Deye Inverter Technology Co | SUN-25K-SG01HP3-AU-AM2 | Deye | 2026-11-22
2024-05-15 | HBS11620 | NINGBO DEYE ESS TECHNOLOGY CO., LTD BOS-G45 (x2) w/ Ningbo Deye Inverter Technology Co SUN-25K-SG01HP3-AU-AM2 Deye Solarman / Deye Cloud | 92.16 |  |  | NINGBO DEYE ESS TECHNOLOGY CO., LTD | BOS-G45 | 6 | Ningbo Deye Inverter Technology Co | SUN-25K-SG01HP3-AU-AM2 | Deye | 2026-11-22
2024-05-15 | HBS11621 | NINGBO DEYE ESS TECHNOLOGY CO., LTD BOS-G50 (x2) w/ Ningbo Deye Inverter Technology Co SUN-25K-SG01HP3-AU-AM2 Deye Solarman / Deye Cloud | 102.4 |  |  | NINGBO DEYE ESS TECHNOLOGY CO., LTD | BOS-G50 | 6 | Ningbo Deye Inverter Technology Co | SUN-25K-SG01HP3-AU-AM2 | Deye | 2026-11-22
2024-05-15 | HBS11622 | NINGBO DEYE ESS TECHNOLOGY CO., LTD BOS-G55 (x2) w/ Ningbo Deye Inverter Technology Co SUN-25K-SG01HP3-AU-AM2 Deye Solarman / Deye Cloud | 112.64 |  |  | NINGBO DEYE ESS TECHNOLOGY CO., LTD | BOS-G55 | 6 | Ningbo Deye Inverter Technology Co | SUN-25K-SG01HP3-AU-AM2 | Deye | 2026-11-22
2024-05-15 | HBS11623 | NINGBO DEYE ESS TECHNOLOGY CO., LTD BOS-G60 (x2) w/ Ningbo Deye Inverter Technology Co SUN-25K-SG01HP3-AU-AM2 Deye Solarman / Deye Cloud | 122.88 |  |  | NINGBO DEYE ESS TECHNOLOGY CO., LTD | BOS-G60 | 6 | Ningbo Deye Inverter Technology Co | SUN-25K-SG01HP3-AU-AM2 | Deye | 2026-11-22
2024-05-15 | HBS11624 | NINGBO DEYE ESS TECHNOLOGY CO., LTD BOS-G20 (x1) w/ Ningbo Deye Inverter Technology Co SUN-29.9K-SG01HP3-AU-BM3 Deye Solarman / Deye Cloud | 20.48 |  |  | NINGBO DEYE ESS TECHNOLOGY CO., LTD | BOS-G20 | 6 | Ningbo Deye Inverter Technology Co | SUN-29.9K-SG01HP3-AU-BM3 | Deye | 2026-08-16
2024-05-15 | HBS11625 | NINGBO DEYE ESS TECHNOLOGY CO., LTD BOS-G25 (x1) w/ Ningbo Deye Inverter Technology Co SUN-29.9K-SG01HP3-AU-BM3 Deye Solarman / Deye Cloud | 25.6 |  |  | NINGBO DEYE ESS TECHNOLOGY CO., LTD | BOS-G25 | 6 | Ningbo Deye Inverter Technology Co | SUN-29.9K-SG01HP3-AU-BM3 | Deye | 2026-08-16
2024-05-15 | HBS11626 | NINGBO DEYE ESS TECHNOLOGY CO., LTD BOS-G30 (x1) w/ Ningbo Deye Inverter Technology Co SUN-29.9K-SG01HP3-AU-BM3 Deye Solarman / Deye Cloud | 30.72 |  |  | NINGBO DEYE ESS TECHNOLOGY CO., LTD | BOS-G30 | 6 | Ningbo Deye Inverter Technology Co | SUN-29.9K-SG01HP3-AU-BM3 | Deye | 2026-08-16
2024-05-15 | HBS11627 | NINGBO DEYE ESS TECHNOLOGY CO., LTD BOS-G35 (x1) w/ Ningbo Deye Inverter Technology Co SUN-29.9K-SG01HP3-AU-BM3 Deye Solarman / Deye Cloud | 35.84 |  |  | NINGBO DEYE ESS TECHNOLOGY CO., LTD | BOS-G35 | 6 | Ningbo Deye Inverter Technology Co | SUN-29.9K-SG01HP3-AU-BM3 | Deye | 2026-08-16
2024-05-15 | HBS11628 | NINGBO DEYE ESS TECHNOLOGY CO., LTD BOS-G40 (x1) w/ Ningbo Deye Inverter Technology Co SUN-29.9K-SG01HP3-AU-BM3 Deye Solarman / Deye Cloud | 40.96 |  |  | NINGBO DEYE ESS TECHNOLOGY CO., LTD | BOS-G40 | 6 | Ningbo Deye Inverter Technology Co | SUN-29.9K-SG01HP3-AU-BM3 | Deye | 2026-08-16
2024-05-15 | HBS11629 | NINGBO DEYE ESS TECHNOLOGY CO., LTD BOS-G45 (x1) w/ Ningbo Deye Inverter Technology Co SUN-29.9K-SG01HP3-AU-BM3 Deye Solarman / Deye Cloud | 46.08 |  |  | NINGBO DEYE ESS TECHNOLOGY CO., LTD | BOS-G45 | 6 | Ningbo Deye Inverter Technology Co | SUN-29.9K-SG01HP3-AU-BM3 | Deye | 2026-08-16
2024-05-15 | HBS11630 | NINGBO DEYE ESS TECHNOLOGY CO., LTD BOS-G50 (x1) w/ Ningbo Deye Inverter Technology Co SUN-29.9K-SG01HP3-AU-BM3 Deye Solarman / Deye Cloud | 51.2 |  |  | NINGBO DEYE ESS TECHNOLOGY CO., LTD | BOS-G50 | 6 | Ningbo Deye Inverter Technology Co | SUN-29.9K-SG01HP3-AU-BM3 | Deye | 2026-08-16
2024-05-15 | HBS11631 | NINGBO DEYE ESS TECHNOLOGY CO., LTD BOS-G55 (x1) w/ Ningbo Deye Inverter Technology Co SUN-29.9K-SG01HP3-AU-BM3 Deye Solarman / Deye Cloud | 56.32 |  |  | NINGBO DEYE ESS TECHNOLOGY CO., LTD | BOS-G55 | 6 | Ningbo Deye Inverter Technology Co | SUN-29.9K-SG01HP3-AU-BM3 | Deye | 2026-08-16
2024-05-15 | HBS11632 | NINGBO DEYE ESS TECHNOLOGY CO., LTD BOS-G60 (x1) w/ Ningbo Deye Inverter Technology Co SUN-29.9K-SG01HP3-AU-BM3 Deye Solarman / Deye Cloud | 61.44 |  |  | NINGBO DEYE ESS TECHNOLOGY CO., LTD | BOS-G60 | 6 | Ningbo Deye Inverter Technology Co | SUN-29.9K-SG01HP3-AU-BM3 | Deye | 2026-08-16
2024-05-15 | HBS11633 | NINGBO DEYE ESS TECHNOLOGY CO., LTD BOS-G35 (x2) w/ Ningbo Deye Inverter Technology Co SUN-29.9K-SG01HP3-AU-BM3 Deye Solarman / Deye Cloud | 71.68 |  |  | NINGBO DEYE ESS TECHNOLOGY CO., LTD | BOS-G35 | 6 | Ningbo Deye Inverter Technology Co | SUN-29.9K-SG01HP3-AU-BM3 | Deye | 2026-08-16
2024-05-15 | HBS11634 | NINGBO DEYE ESS TECHNOLOGY CO., LTD BOS-G40 (x2) w/ Ningbo Deye Inverter Technology Co SUN-29.9K-SG01HP3-AU-BM3 Deye Solarman / Deye Cloud | 81.92 |  |  | NINGBO DEYE ESS TECHNOLOGY CO., LTD | BOS-G40 | 6 | Ningbo Deye Inverter Technology Co | SUN-29.9K-SG01HP3-AU-BM3 | Deye | 2026-08-16
2024-05-15 | HBS11635 | NINGBO DEYE ESS TECHNOLOGY CO., LTD BOS-G45 (x2) w/ Ningbo Deye Inverter Technology Co SUN-29.9K-SG01HP3-AU-BM3 Deye Solarman / Deye Cloud | 92.16 |  |  | NINGBO DEYE ESS TECHNOLOGY CO., LTD | BOS-G45 | 6 | Ningbo Deye Inverter Technology Co | SUN-29.9K-SG01HP3-AU-BM3 | Deye | 2026-08-16
2024-05-15 | HBS11636 | NINGBO DEYE ESS TECHNOLOGY CO., LTD BOS-G50 (x2) w/ Ningbo Deye Inverter Technology Co SUN-29.9K-SG01HP3-AU-BM3 Deye Solarman / Deye Cloud | 102.4 |  |  | NINGBO DEYE ESS TECHNOLOGY CO., LTD | BOS-G50 | 6 | Ningbo Deye Inverter Technology Co | SUN-29.9K-SG01HP3-AU-BM3 | Deye | 2026-08-16
2024-05-15 | HBS11637 | NINGBO DEYE ESS TECHNOLOGY CO., LTD BOS-G55 (x2) w/ Ningbo Deye Inverter Technology Co SUN-29.9K-SG01HP3-AU-BM3 Deye Solarman / Deye Cloud | 112.64 |  |  | NINGBO DEYE ESS TECHNOLOGY CO., LTD | BOS-G55 | 6 | Ningbo Deye Inverter Technology Co | SUN-29.9K-SG01HP3-AU-BM3 | Deye | 2026-08-16
2024-05-15 | HBS11638 | NINGBO DEYE ESS TECHNOLOGY CO., LTD BOS-G60 (x2) w/ Ningbo Deye Inverter Technology Co SUN-29.9K-SG01HP3-AU-BM3 Deye Solarman / Deye Cloud | 122.88 |  |  | NINGBO DEYE ESS TECHNOLOGY CO., LTD | BOS-G60 | 6 | Ningbo Deye Inverter Technology Co | SUN-29.9K-SG01HP3-AU-BM3 | Deye | 2026-08-16
2024-05-15 | HBS11639 | NINGBO DEYE ESS TECHNOLOGY CO., LTD BOS-G20 (x1) w/ Ningbo Deye Inverter Technology Co SUN-30K-SG01HP3-AU-BM3 Deye Solarman / Deye Cloud | 20.48 |  |  | NINGBO DEYE ESS TECHNOLOGY CO., LTD | BOS-G20 | 6 | Ningbo Deye Inverter Technology Co | SUN-30K-SG01HP3-AU-BM3 | Deye | 2026-08-16
2024-05-15 | HBS11640 | NINGBO DEYE ESS TECHNOLOGY CO., LTD BOS-G25 (x1) w/ Ningbo Deye Inverter Technology Co SUN-30K-SG01HP3-AU-BM3 Deye Solarman / Deye Cloud | 25.6 |  |  | NINGBO DEYE ESS TECHNOLOGY CO., LTD | BOS-G25 | 6 | Ningbo Deye Inverter Technology Co | SUN-30K-SG01HP3-AU-BM3 | Deye | 2026-08-16
2024-05-15 | HBS11641 | NINGBO DEYE ESS TECHNOLOGY CO., LTD BOS-G30 (x1) w/ Ningbo Deye Inverter Technology Co SUN-30K-SG01HP3-AU-BM3 Deye Solarman / Deye Cloud | 30.72 |  |  | NINGBO DEYE ESS TECHNOLOGY CO., LTD | BOS-G30 | 6 | Ningbo Deye Inverter Technology Co | SUN-30K-SG01HP3-AU-BM3 | Deye | 2026-08-16
2024-05-15 | HBS11642 | NINGBO DEYE ESS TECHNOLOGY CO., LTD BOS-G35 (x1) w/ Ningbo Deye Inverter Technology Co SUN-30K-SG01HP3-AU-BM3 Deye Solarman / Deye Cloud | 35.84 |  |  | NINGBO DEYE ESS TECHNOLOGY CO., LTD | BOS-G35 | 6 | Ningbo Deye Inverter Technology Co | SUN-30K-SG01HP3-AU-BM3 | Deye | 2026-08-16
2024-05-15 | HBS11643 | NINGBO DEYE ESS TECHNOLOGY CO., LTD BOS-G40 (x1) w/ Ningbo Deye Inverter Technology Co SUN-30K-SG01HP3-AU-BM3 Deye Solarman / Deye Cloud | 40.96 |  |  | NINGBO DEYE ESS TECHNOLOGY CO., LTD | BOS-G40 | 6 | Ningbo Deye Inverter Technology Co | SUN-30K-SG01HP3-AU-BM3 | Deye | 2026-08-16
2024-05-15 | HBS11644 | NINGBO DEYE ESS TECHNOLOGY CO., LTD BOS-G45 (x1) w/ Ningbo Deye Inverter Technology Co SUN-30K-SG01HP3-AU-BM3 Deye Solarman / Deye Cloud | 46.08 |  |  | NINGBO DEYE ESS TECHNOLOGY CO., LTD | BOS-G45 | 6 | Ningbo Deye Inverter Technology Co | SUN-30K-SG01HP3-AU-BM3 | Deye | 2026-08-16
2024-05-15 | HBS11645 | NINGBO DEYE ESS TECHNOLOGY CO., LTD BOS-G50 (x1) w/ Ningbo Deye Inverter Technology Co SUN-30K-SG01HP3-AU-BM3 Deye Solarman / Deye Cloud | 51.2 |  |  | NINGBO DEYE ESS TECHNOLOGY CO., LTD | BOS-G50 | 6 | Ningbo Deye Inverter Technology Co | SUN-30K-SG01HP3-AU-BM3 | Deye | 2026-08-16
2024-05-15 | HBS11646 | NINGBO DEYE ESS TECHNOLOGY CO., LTD BOS-G55 (x1) w/ Ningbo Deye Inverter Technology Co SUN-30K-SG01HP3-AU-BM3 Deye Solarman / Deye Cloud | 56.32 |  |  | NINGBO DEYE ESS TECHNOLOGY CO., LTD | BOS-G55 | 6 | Ningbo Deye Inverter Technology Co | SUN-30K-SG01HP3-AU-BM3 | Deye | 2026-08-16
2024-05-15 | HBS11647 | NINGBO DEYE ESS TECHNOLOGY CO., LTD BOS-G60 (x1) w/ Ningbo Deye Inverter Technology Co SUN-30K-SG01HP3-AU-BM3 Deye Solarman / Deye Cloud | 61.44 |  |  | NINGBO DEYE ESS TECHNOLOGY CO., LTD | BOS-G60 | 6 | Ningbo Deye Inverter Technology Co | SUN-30K-SG01HP3-AU-BM3 | Deye | 2026-08-16
2024-05-15 | HBS11648 | NINGBO DEYE ESS TECHNOLOGY CO., LTD BOS-G35 (x2) w/ Ningbo Deye Inverter Technology Co SUN-30K-SG01HP3-AU-BM3 Deye Solarman / Deye Cloud | 71.68 |  |  | NINGBO DEYE ESS TECHNOLOGY CO., LTD | BOS-G35 | 6 | Ningbo Deye Inverter Technology Co | SUN-30K-SG01HP3-AU-BM3 | Deye | 2026-08-16
2024-05-15 | HBS11649 | NINGBO DEYE ESS TECHNOLOGY CO., LTD BOS-G40 (x2) w/ Ningbo Deye Inverter Technology Co SUN-30K-SG01HP3-AU-BM3 Deye Solarman / Deye Cloud | 81.92 |  |  | NINGBO DEYE ESS TECHNOLOGY CO., LTD | BOS-G40 | 6 | Ningbo Deye Inverter Technology Co | SUN-30K-SG01HP3-AU-BM3 | Deye | 2026-08-16
2024-05-15 | HBS11650 | NINGBO DEYE ESS TECHNOLOGY CO., LTD BOS-G45 (x2) w/ Ningbo Deye Inverter Technology Co SUN-30K-SG01HP3-AU-BM3 Deye Solarman / Deye Cloud | 92.16 |  |  | NINGBO DEYE ESS TECHNOLOGY CO., LTD | BOS-G45 | 6 | Ningbo Deye Inverter Technology Co | SUN-30K-SG01HP3-AU-BM3 | Deye | 2026-08-16
2024-05-15 | HBS11651 | NINGBO DEYE ESS TECHNOLOGY CO., LTD BOS-G50 (x2) w/ Ningbo Deye Inverter Technology Co SUN-30K-SG01HP3-AU-BM3 Deye Solarman / Deye Cloud | 102.4 |  |  | NINGBO DEYE ESS TECHNOLOGY CO., LTD | BOS-G50 | 6 | Ningbo Deye Inverter Technology Co | SUN-30K-SG01HP3-AU-BM3 | Deye | 2026-08-16
2024-05-15 | HBS11652 | NINGBO DEYE ESS TECHNOLOGY CO., LTD BOS-G55 (x2) w/ Ningbo Deye Inverter Technology Co SUN-30K-SG01HP3-AU-BM3 Deye Solarman / Deye Cloud | 112.64 |  |  | NINGBO DEYE ESS TECHNOLOGY CO., LTD | BOS-G55 | 6 | Ningbo Deye Inverter Technology Co | SUN-30K-SG01HP3-AU-BM3 | Deye | 2026-08-16
2024-05-15 | HBS11653 | NINGBO DEYE ESS TECHNOLOGY CO., LTD BOS-G60 (x2) w/ Ningbo Deye Inverter Technology Co SUN-30K-SG01HP3-AU-BM3 Deye Solarman / Deye Cloud | 122.88 |  |  | NINGBO DEYE ESS TECHNOLOGY CO., LTD | BOS-G60 | 6 | Ningbo Deye Inverter Technology Co | SUN-30K-SG01HP3-AU-BM3 | Deye | 2026-08-16
2024-05-15 | HBS11654 | NINGBO DEYE ESS TECHNOLOGY CO., LTD BOS-G20 (x1) w/ Ningbo Deye Inverter Technology Co SUN-35K-SG01HP3-AU-BM3 Deye Solarman / Deye Cloud | 20.48 |  |  | NINGBO DEYE ESS TECHNOLOGY CO., LTD | BOS-G20 | 6 | Ningbo Deye Inverter Technology Co | SUN-35K-SG01HP3-AU-BM3 | Deye | 2026-08-16
2024-05-15 | HBS11655 | NINGBO DEYE ESS TECHNOLOGY CO., LTD BOS-G25 (x1) w/ Ningbo Deye Inverter Technology Co SUN-35K-SG01HP3-AU-BM3 Deye Solarman / Deye Cloud | 25.6 |  |  | NINGBO DEYE ESS TECHNOLOGY CO., LTD | BOS-G25 | 6 | Ningbo Deye Inverter Technology Co | SUN-35K-SG01HP3-AU-BM3 | Deye | 2026-08-16
2024-05-15 | HBS11656 | NINGBO DEYE ESS TECHNOLOGY CO., LTD BOS-G30 (x1) w/ Ningbo Deye Inverter Technology Co SUN-35K-SG01HP3-AU-BM3 Deye Solarman / Deye Cloud | 30.72 |  |  | NINGBO DEYE ESS TECHNOLOGY CO., LTD | BOS-G30 | 6 | Ningbo Deye Inverter Technology Co | SUN-35K-SG01HP3-AU-BM3 | Deye | 2026-08-16
2024-05-15 | HBS11657 | NINGBO DEYE ESS TECHNOLOGY CO., LTD BOS-G35 (x1) w/ Ningbo Deye Inverter Technology Co SUN-35K-SG01HP3-AU-BM3 Deye Solarman / Deye Cloud | 35.84 |  |  | NINGBO DEYE ESS TECHNOLOGY CO., LTD | BOS-G35 | 6 | Ningbo Deye Inverter Technology Co | SUN-35K-SG01HP3-AU-BM3 | Deye | 2026-08-16
2024-05-15 | HBS11658 | NINGBO DEYE ESS TECHNOLOGY CO., LTD BOS-G40 (x1) w/ Ningbo Deye Inverter Technology Co SUN-35K-SG01HP3-AU-BM3 Deye Solarman / Deye Cloud | 40.96 |  |  | NINGBO DEYE ESS TECHNOLOGY CO., LTD | BOS-G40 | 6 | Ningbo Deye Inverter Technology Co | SUN-35K-SG01HP3-AU-BM3 | Deye | 2026-08-16
2024-05-15 | HBS11659 | NINGBO DEYE ESS TECHNOLOGY CO., LTD BOS-G45 (x1) w/ Ningbo Deye Inverter Technology Co SUN-35K-SG01HP3-AU-BM3 Deye Solarman / Deye Cloud | 46.08 |  |  | NINGBO DEYE ESS TECHNOLOGY CO., LTD | BOS-G45 | 6 | Ningbo Deye Inverter Technology Co | SUN-35K-SG01HP3-AU-BM3 | Deye | 2026-08-16
2024-05-15 | HBS11660 | NINGBO DEYE ESS TECHNOLOGY CO., LTD BOS-G50 (x1) w/ Ningbo Deye Inverter Technology Co SUN-35K-SG01HP3-AU-BM3 Deye Solarman / Deye Cloud | 51.2 |  |  | NINGBO DEYE ESS TECHNOLOGY CO., LTD | BOS-G50 | 6 | Ningbo Deye Inverter Technology Co | SUN-35K-SG01HP3-AU-BM3 | Deye | 2026-08-16
2024-05-15 | HBS11661 | NINGBO DEYE ESS TECHNOLOGY CO., LTD BOS-G55 (x1) w/ Ningbo Deye Inverter Technology Co SUN-35K-SG01HP3-AU-BM3 Deye Solarman / Deye Cloud | 56.32 |  |  | NINGBO DEYE ESS TECHNOLOGY CO., LTD | BOS-G55 | 6 | Ningbo Deye Inverter Technology Co | SUN-35K-SG01HP3-AU-BM3 | Deye | 2026-08-16
2024-05-15 | HBS11662 | NINGBO DEYE ESS TECHNOLOGY CO., LTD BOS-G60 (x1) w/ Ningbo Deye Inverter Technology Co SUN-35K-SG01HP3-AU-BM3 Deye Solarman / Deye Cloud | 61.44 |  |  | NINGBO DEYE ESS TECHNOLOGY CO., LTD | BOS-G60 | 6 | Ningbo Deye Inverter Technology Co | SUN-35K-SG01HP3-AU-BM3 | Deye | 2026-08-16
2024-05-15 | HBS11663 | NINGBO DEYE ESS TECHNOLOGY CO., LTD BOS-G35 (x2) w/ Ningbo Deye Inverter Technology Co SUN-35K-SG01HP3-AU-BM3 Deye Solarman / Deye Cloud | 71.68 |  |  | NINGBO DEYE ESS TECHNOLOGY CO., LTD | BOS-G35 | 6 | Ningbo Deye Inverter Technology Co | SUN-35K-SG01HP3-AU-BM3 | Deye | 2026-08-16
2024-05-15 | HBS11664 | NINGBO DEYE ESS TECHNOLOGY CO., LTD BOS-G40 (x2) w/ Ningbo Deye Inverter Technology Co SUN-35K-SG01HP3-AU-BM3 Deye Solarman / Deye Cloud | 81.92 |  |  | NINGBO DEYE ESS TECHNOLOGY CO., LTD | BOS-G40 | 6 | Ningbo Deye Inverter Technology Co | SUN-35K-SG01HP3-AU-BM3 | Deye | 2026-08-16
2024-05-15 | HBS11665 | NINGBO DEYE ESS TECHNOLOGY CO., LTD BOS-G45 (x2) w/ Ningbo Deye Inverter Technology Co SUN-35K-SG01HP3-AU-BM3 Deye Solarman / Deye Cloud | 92.16 |  |  | NINGBO DEYE ESS TECHNOLOGY CO., LTD | BOS-G45 | 6 | Ningbo Deye Inverter Technology Co | SUN-35K-SG01HP3-AU-BM3 | Deye | 2026-08-16
2024-05-15 | HBS11666 | NINGBO DEYE ESS TECHNOLOGY CO., LTD BOS-G50 (x2) w/ Ningbo Deye Inverter Technology Co SUN-35K-SG01HP3-AU-BM3 Deye Solarman / Deye Cloud | 102.4 |  |  | NINGBO DEYE ESS TECHNOLOGY CO., LTD | BOS-G50 | 6 | Ningbo Deye Inverter Technology Co | SUN-35K-SG01HP3-AU-BM3 | Deye | 2026-08-16
2024-05-15 | HBS11667 | NINGBO DEYE ESS TECHNOLOGY CO., LTD BOS-G55 (x2) w/ Ningbo Deye Inverter Technology Co SUN-35K-SG01HP3-AU-BM3 Deye Solarman / Deye Cloud | 112.64 |  |  | NINGBO DEYE ESS TECHNOLOGY CO., LTD | BOS-G55 | 6 | Ningbo Deye Inverter Technology Co | SUN-35K-SG01HP3-AU-BM3 | Deye | 2026-08-16
2024-05-15 | HBS11668 | NINGBO DEYE ESS TECHNOLOGY CO., LTD BOS-G60 (x2) w/ Ningbo Deye Inverter Technology Co SUN-35K-SG01HP3-AU-BM3 Deye Solarman / Deye Cloud | 122.88 |  |  | NINGBO DEYE ESS TECHNOLOGY CO., LTD | BOS-G60 | 6 | Ningbo Deye Inverter Technology Co | SUN-35K-SG01HP3-AU-BM3 | Deye | 2026-08-16
2024-05-15 | HBS11669 | NINGBO DEYE ESS TECHNOLOGY CO., LTD BOS-G20 (x1) w/ Ningbo Deye Inverter Technology Co SUN-40K-SG01HP3-AU-BM4 Deye Solarman / Deye Cloud | 20.48 |  |  | NINGBO DEYE ESS TECHNOLOGY CO., LTD | BOS-G20 | 6 | Ningbo Deye Inverter Technology Co | SUN-40K-SG01HP3-AU-BM4 | Deye | 2026-08-16
2024-05-15 | HBS11670 | NINGBO DEYE ESS TECHNOLOGY CO., LTD BOS-G25 (x1) w/ Ningbo Deye Inverter Technology Co SUN-40K-SG01HP3-AU-BM4 Deye Solarman / Deye Cloud | 25.6 |  |  | NINGBO DEYE ESS TECHNOLOGY CO., LTD | BOS-G25 | 6 | Ningbo Deye Inverter Technology Co | SUN-40K-SG01HP3-AU-BM4 | Deye | 2026-08-16
2024-05-15 | HBS11671 | NINGBO DEYE ESS TECHNOLOGY CO., LTD BOS-G30 (x1) w/ Ningbo Deye Inverter Technology Co SUN-40K-SG01HP3-AU-BM4 Deye Solarman / Deye Cloud | 30.72 |  |  | NINGBO DEYE ESS TECHNOLOGY CO., LTD | BOS-G30 | 6 | Ningbo Deye Inverter Technology Co | SUN-40K-SG01HP3-AU-BM4 | Deye | 2026-08-16
2024-05-15 | HBS11672 | NINGBO DEYE ESS TECHNOLOGY CO., LTD BOS-G35 (x1) w/ Ningbo Deye Inverter Technology Co SUN-40K-SG01HP3-AU-BM4 Deye Solarman / Deye Cloud | 35.84 |  |  | NINGBO DEYE ESS TECHNOLOGY CO., LTD | BOS-G35 | 6 | Ningbo Deye Inverter Technology Co | SUN-40K-SG01HP3-AU-BM4 | Deye | 2026-08-16
2024-05-15 | HBS11673 | NINGBO DEYE ESS TECHNOLOGY CO., LTD BOS-G40 (x1) w/ Ningbo Deye Inverter Technology Co SUN-40K-SG01HP3-AU-BM4 Deye Solarman / Deye Cloud | 40.96 |  |  | NINGBO DEYE ESS TECHNOLOGY CO., LTD | BOS-G40 | 6 | Ningbo Deye Inverter Technology Co | SUN-40K-SG01HP3-AU-BM4 | Deye | 2026-08-16
2024-05-15 | HBS11674 | NINGBO DEYE ESS TECHNOLOGY CO., LTD BOS-G45 (x1) w/ Ningbo Deye Inverter Technology Co SUN-40K-SG01HP3-AU-BM4 Deye Solarman / Deye Cloud | 46.08 |  |  | NINGBO DEYE ESS TECHNOLOGY CO., LTD | BOS-G45 | 6 | Ningbo Deye Inverter Technology Co | SUN-40K-SG01HP3-AU-BM4 | Deye | 2026-08-16
2024-05-15 | HBS11675 | NINGBO DEYE ESS TECHNOLOGY CO., LTD BOS-G50 (x1) w/ Ningbo Deye Inverter Technology Co SUN-40K-SG01HP3-AU-BM4 Deye Solarman / Deye Cloud | 51.2 |  |  | NINGBO DEYE ESS TECHNOLOGY CO., LTD | BOS-G50 | 6 | Ningbo Deye Inverter Technology Co | SUN-40K-SG01HP3-AU-BM4 | Deye | 2026-08-16
2024-05-15 | HBS11676 | NINGBO DEYE ESS TECHNOLOGY CO., LTD BOS-G55 (x1) w/ Ningbo Deye Inverter Technology Co SUN-40K-SG01HP3-AU-BM4 Deye Solarman / Deye Cloud | 56.32 |  |  | NINGBO DEYE ESS TECHNOLOGY CO., LTD | BOS-G55 | 6 | Ningbo Deye Inverter Technology Co | SUN-40K-SG01HP3-AU-BM4 | Deye | 2026-08-16
2024-05-15 | HBS11677 | NINGBO DEYE ESS TECHNOLOGY CO., LTD BOS-G60 (x1) w/ Ningbo Deye Inverter Technology Co SUN-40K-SG01HP3-AU-BM4 Deye Solarman / Deye Cloud | 61.44 |  |  | NINGBO DEYE ESS TECHNOLOGY CO., LTD | BOS-G60 | 6 | Ningbo Deye Inverter Technology Co | SUN-40K-SG01HP3-AU-BM4 | Deye | 2026-08-16
2024-05-15 | HBS11678 | NINGBO DEYE ESS TECHNOLOGY CO., LTD BOS-G35 (x2) w/ Ningbo Deye Inverter Technology Co SUN-40K-SG01HP3-AU-BM4 Deye Solarman / Deye Cloud | 71.68 |  |  | NINGBO DEYE ESS TECHNOLOGY CO., LTD | BOS-G35 | 6 | Ningbo Deye Inverter Technology Co | SUN-40K-SG01HP3-AU-BM4 | Deye | 2026-08-16
2024-05-15 | HBS11679 | NINGBO DEYE ESS TECHNOLOGY CO., LTD BOS-G40 (x2) w/ Ningbo Deye Inverter Technology Co SUN-40K-SG01HP3-AU-BM4 Deye Solarman / Deye Cloud | 81.92 |  |  | NINGBO DEYE ESS TECHNOLOGY CO., LTD | BOS-G40 | 6 | Ningbo Deye Inverter Technology Co | SUN-40K-SG01HP3-AU-BM4 | Deye | 2026-08-16
2024-05-15 | HBS11680 | NINGBO DEYE ESS TECHNOLOGY CO., LTD BOS-G45 (x2) w/ Ningbo Deye Inverter Technology Co SUN-40K-SG01HP3-AU-BM4 Deye Solarman / Deye Cloud | 92.16 |  |  | NINGBO DEYE ESS TECHNOLOGY CO., LTD | BOS-G45 | 6 | Ningbo Deye Inverter Technology Co | SUN-40K-SG01HP3-AU-BM4 | Deye | 2026-08-16
2024-05-15 | HBS11681 | NINGBO DEYE ESS TECHNOLOGY CO., LTD BOS-G50 (x2) w/ Ningbo Deye Inverter Technology Co SUN-40K-SG01HP3-AU-BM4 Deye Solarman / Deye Cloud | 102.4 |  |  | NINGBO DEYE ESS TECHNOLOGY CO., LTD | BOS-G50 | 6 | Ningbo Deye Inverter Technology Co | SUN-40K-SG01HP3-AU-BM4 | Deye | 2026-08-16
2024-05-15 | HBS11682 | NINGBO DEYE ESS TECHNOLOGY CO., LTD BOS-G55 (x2) w/ Ningbo Deye Inverter Technology Co SUN-40K-SG01HP3-AU-BM4 Deye Solarman / Deye Cloud | 112.64 |  |  | NINGBO DEYE ESS TECHNOLOGY CO., LTD | BOS-G55 | 6 | Ningbo Deye Inverter Technology Co | SUN-40K-SG01HP3-AU-BM4 | Deye | 2026-08-16
2024-05-15 | HBS11683 | NINGBO DEYE ESS TECHNOLOGY CO., LTD BOS-G60 (x2) w/ Ningbo Deye Inverter Technology Co SUN-40K-SG01HP3-AU-BM4 Deye Solarman / Deye Cloud | 122.88 |  |  | NINGBO DEYE ESS TECHNOLOGY CO., LTD | BOS-G60 | 6 | Ningbo Deye Inverter Technology Co | SUN-40K-SG01HP3-AU-BM4 | Deye | 2026-08-16
2024-05-15 | HBS11684 | NINGBO DEYE ESS TECHNOLOGY CO., LTD BOS-G20 (x1) w/ Ningbo Deye Inverter Technology Co SUN-50K-SG01HP3-AU-BM4 Deye Solarman / Deye Cloud | 20.48 |  |  | NINGBO DEYE ESS TECHNOLOGY CO., LTD | BOS-G20 | 6 | Ningbo Deye Inverter Technology Co | SUN-50K-SG01HP3-AU-BM4 | Deye | 2026-08-16
2024-05-15 | HBS11685 | NINGBO DEYE ESS TECHNOLOGY CO., LTD BOS-G25 (x1) w/ Ningbo Deye Inverter Technology Co SUN-50K-SG01HP3-AU-BM4 Deye Solarman / Deye Cloud | 25.6 |  |  | NINGBO DEYE ESS TECHNOLOGY CO., LTD | BOS-G25 | 6 | Ningbo Deye Inverter Technology Co | SUN-50K-SG01HP3-AU-BM4 | Deye | 2026-08-16
2024-05-15 | HBS11686 | NINGBO DEYE ESS TECHNOLOGY CO., LTD BOS-G30 (x1) w/ Ningbo Deye Inverter Technology Co SUN-50K-SG01HP3-AU-BM4 Deye Solarman / Deye Cloud | 30.72 |  |  | NINGBO DEYE ESS TECHNOLOGY CO., LTD | BOS-G30 | 6 | Ningbo Deye Inverter Technology Co | SUN-50K-SG01HP3-AU-BM4 | Deye | 2026-08-16
2024-05-15 | HBS11687 | NINGBO DEYE ESS TECHNOLOGY CO., LTD BOS-G35 (x1) w/ Ningbo Deye Inverter Technology Co SUN-50K-SG01HP3-AU-BM4 Deye Solarman / Deye Cloud | 35.84 |  |  | NINGBO DEYE ESS TECHNOLOGY CO., LTD | BOS-G35 | 6 | Ningbo Deye Inverter Technology Co | SUN-50K-SG01HP3-AU-BM4 | Deye | 2026-08-16
2024-05-15 | HBS11688 | NINGBO DEYE ESS TECHNOLOGY CO., LTD BOS-G40 (x1) w/ Ningbo Deye Inverter Technology Co SUN-50K-SG01HP3-AU-BM4 Deye Solarman / Deye Cloud | 40.96 |  |  | NINGBO DEYE ESS TECHNOLOGY CO., LTD | BOS-G40 | 6 | Ningbo Deye Inverter Technology Co | SUN-50K-SG01HP3-AU-BM4 | Deye | 2026-08-16
2024-05-15 | HBS11689 | NINGBO DEYE ESS TECHNOLOGY CO., LTD BOS-G45 (x1) w/ Ningbo Deye Inverter Technology Co SUN-50K-SG01HP3-AU-BM4 Deye Solarman / Deye Cloud | 46.08 |  |  | NINGBO DEYE ESS TECHNOLOGY CO., LTD | BOS-G45 | 6 | Ningbo Deye Inverter Technology Co | SUN-50K-SG01HP3-AU-BM4 | Deye | 2026-08-16
2024-05-15 | HBS11690 | NINGBO DEYE ESS TECHNOLOGY CO., LTD BOS-G50 (x1) w/ Ningbo Deye Inverter Technology Co SUN-50K-SG01HP3-AU-BM4 Deye Solarman / Deye Cloud | 51.2 |  |  | NINGBO DEYE ESS TECHNOLOGY CO., LTD | BOS-G50 | 6 | Ningbo Deye Inverter Technology Co | SUN-50K-SG01HP3-AU-BM4 | Deye | 2026-08-16
2024-05-15 | HBS11691 | NINGBO DEYE ESS TECHNOLOGY CO., LTD BOS-G55 (x1) w/ Ningbo Deye Inverter Technology Co SUN-50K-SG01HP3-AU-BM4 Deye Solarman / Deye Cloud | 56.32 |  |  | NINGBO DEYE ESS TECHNOLOGY CO., LTD | BOS-G55 | 6 | Ningbo Deye Inverter Technology Co | SUN-50K-SG01HP3-AU-BM4 | Deye | 2026-08-16
2024-05-15 | HBS11692 | NINGBO DEYE ESS TECHNOLOGY CO., LTD BOS-G60 (x1) w/ Ningbo Deye Inverter Technology Co SUN-50K-SG01HP3-AU-BM4 Deye Solarman / Deye Cloud | 61.44 |  |  | NINGBO DEYE ESS TECHNOLOGY CO., LTD | BOS-G60 | 6 | Ningbo Deye Inverter Technology Co | SUN-50K-SG01HP3-AU-BM4 | Deye | 2026-08-16
2024-05-15 | HBS11693 | NINGBO DEYE ESS TECHNOLOGY CO., LTD BOS-G35 (x2) w/ Ningbo Deye Inverter Technology Co SUN-50K-SG01HP3-AU-BM4 Deye Solarman / Deye Cloud | 71.68 |  |  | NINGBO DEYE ESS TECHNOLOGY CO., LTD | BOS-G35 | 6 | Ningbo Deye Inverter Technology Co | SUN-50K-SG01HP3-AU-BM4 | Deye | 2026-08-16
2024-05-15 | HBS11694 | NINGBO DEYE ESS TECHNOLOGY CO., LTD BOS-G40 (x2) w/ Ningbo Deye Inverter Technology Co SUN-50K-SG01HP3-AU-BM4 Deye Solarman / Deye Cloud | 81.92 |  |  | NINGBO DEYE ESS TECHNOLOGY CO., LTD | BOS-G40 | 6 | Ningbo Deye Inverter Technology Co | SUN-50K-SG01HP3-AU-BM4 | Deye | 2026-08-16
2024-05-15 | HBS11695 | NINGBO DEYE ESS TECHNOLOGY CO., LTD BOS-G45 (x2) w/ Ningbo Deye Inverter Technology Co SUN-50K-SG01HP3-AU-BM4 Deye Solarman / Deye Cloud | 92.16 |  |  | NINGBO DEYE ESS TECHNOLOGY CO., LTD | BOS-G45 | 6 | Ningbo Deye Inverter Technology Co | SUN-50K-SG01HP3-AU-BM4 | Deye | 2026-08-16
2024-05-15 | HBS11696 | NINGBO DEYE ESS TECHNOLOGY CO., LTD BOS-G50 (x2) w/ Ningbo Deye Inverter Technology Co SUN-50K-SG01HP3-AU-BM4 Deye Solarman / Deye Cloud | 102.4 |  |  | NINGBO DEYE ESS TECHNOLOGY CO., LTD | BOS-G50 | 6 | Ningbo Deye Inverter Technology Co | SUN-50K-SG01HP3-AU-BM4 | Deye | 2026-08-16
2024-05-15 | HBS11697 | NINGBO DEYE ESS TECHNOLOGY CO., LTD BOS-G55 (x2) w/ Ningbo Deye Inverter Technology Co SUN-50K-SG01HP3-AU-BM4 Deye Solarman / Deye Cloud | 112.64 |  |  | NINGBO DEYE ESS TECHNOLOGY CO., LTD | BOS-G55 | 6 | Ningbo Deye Inverter Technology Co | SUN-50K-SG01HP3-AU-BM4 | Deye | 2026-08-16
2024-05-15 | HBS11698 | NINGBO DEYE ESS TECHNOLOGY CO., LTD BOS-G60 (x2) w/ Ningbo Deye Inverter Technology Co SUN-50K-SG01HP3-AU-BM4 Deye Solarman / Deye Cloud | 122.88 |  |  | NINGBO DEYE ESS TECHNOLOGY CO., LTD | BOS-G60 | 6 | Ningbo Deye Inverter Technology Co | SUN-50K-SG01HP3-AU-BM4 | Deye | 2026-08-16
2024-05-17 | HBS11700 | Shanghai Chelion Renewable Technology Co Ltd iHome-B5-HD02 (x2) w/ Shanghai Chelion Renewable Technology Co Ltd iHome-INV5K-H1H01 | 10 |  |  | Shanghai Chelion Renewable Technology Co Ltd | iHome-B5-HD02 | 6 | Shanghai Chelion Renewable Technology Co Ltd | iHome-INV5K-H1H01 | Chelion | 2026-11-15
2024-05-17 | HBS11701 | Shanghai Chelion Renewable Technology Co Ltd iHome-B5-HD02 (x3) w/ Shanghai Chelion Renewable Technology Co Ltd iHome-INV5K-H1H01 | 15 |  |  | Shanghai Chelion Renewable Technology Co Ltd | iHome-B5-HD02 | 6 | Shanghai Chelion Renewable Technology Co Ltd | iHome-INV5K-H1H01 | Chelion | 2026-11-15
2024-05-17 | HBS11702 | Shanghai Chelion Renewable Technology Co Ltd iHome-B5-HD02 (x4) w/ Shanghai Chelion Renewable Technology Co Ltd iHome-INV5K-H1H01 | 20 |  |  | Shanghai Chelion Renewable Technology Co Ltd | iHome-B5-HD02 | 6 | Shanghai Chelion Renewable Technology Co Ltd | iHome-INV5K-H1H01 | Chelion | 2026-11-15
2024-05-17 | HBS11703 | Shanghai Chelion Renewable Technology Co Ltd iHome-B5-HD02 (x5) w/ Shanghai Chelion Renewable Technology Co Ltd iHome-INV5K-H1H01 | 25 |  |  | Shanghai Chelion Renewable Technology Co Ltd | iHome-B5-HD02 | 6 | Shanghai Chelion Renewable Technology Co Ltd | iHome-INV5K-H1H01 | Chelion | 2026-11-15
2024-05-17 | HBS11704 | Shanghai Chelion Renewable Technology Co Ltd iHome-B5-HD02 (x6) w/ Shanghai Chelion Renewable Technology Co Ltd iHome-INV5K-H1H01 | 30 |  |  | Shanghai Chelion Renewable Technology Co Ltd | iHome-B5-HD02 | 6 | Shanghai Chelion Renewable Technology Co Ltd | iHome-INV5K-H1H01 | Chelion | 2026-11-15
2024-05-17 | HBS11705 | Shanghai Chelion Renewable Technology Co Ltd iHome-B5-HD02 (x7) w/ Shanghai Chelion Renewable Technology Co Ltd iHome-INV5K-H1H01 | 35 |  |  | Shanghai Chelion Renewable Technology Co Ltd | iHome-B5-HD02 | 6 | Shanghai Chelion Renewable Technology Co Ltd | iHome-INV5K-H1H01 | Chelion | 2026-11-15
2024-05-17 | HBS11706 | Shanghai Chelion Renewable Technology Co Ltd iHome-B5-HD02 (x8) w/ Shanghai Chelion Renewable Technology Co Ltd iHome-INV5K-H1H01 | 40 |  |  | Shanghai Chelion Renewable Technology Co Ltd | iHome-B5-HD02 | 6 | Shanghai Chelion Renewable Technology Co Ltd | iHome-INV5K-H1H01 | Chelion | 2026-11-15
2024-05-17 | HBS11707 | Shanghai Chelion Renewable Technology Co Ltd iHome-B5-HD02 (x2) w/ Shanghai Chelion Renewable Technology Co Ltd iHome-INV6K-H1H01 | 10 |  |  | Shanghai Chelion Renewable Technology Co Ltd | iHome-B5-HD02 | 6 | Shanghai Chelion Renewable Technology Co Ltd | iHome-INV6K-H1H01 | Chelion | 2026-11-15
2024-05-17 | HBS11708 | Shanghai Chelion Renewable Technology Co Ltd iHome-B5-HD02 (x3) w/ Shanghai Chelion Renewable Technology Co Ltd iHome-INV6K-H1H01 | 15 |  |  | Shanghai Chelion Renewable Technology Co Ltd | iHome-B5-HD02 | 6 | Shanghai Chelion Renewable Technology Co Ltd | iHome-INV6K-H1H01 | Chelion | 2026-11-15
2024-05-17 | HBS11709 | Shanghai Chelion Renewable Technology Co Ltd iHome-B5-HD02 (x4) w/ Shanghai Chelion Renewable Technology Co Ltd iHome-INV6K-H1H01 | 20 |  |  | Shanghai Chelion Renewable Technology Co Ltd | iHome-B5-HD02 | 6 | Shanghai Chelion Renewable Technology Co Ltd | iHome-INV6K-H1H01 | Chelion | 2026-11-15
2024-05-17 | HBS11710 | Shanghai Chelion Renewable Technology Co Ltd iHome-B5-HD02 (x5) w/ Shanghai Chelion Renewable Technology Co Ltd iHome-INV6K-H1H01 | 25 |  |  | Shanghai Chelion Renewable Technology Co Ltd | iHome-B5-HD02 | 6 | Shanghai Chelion Renewable Technology Co Ltd | iHome-INV6K-H1H01 | Chelion | 2026-11-15
2024-05-17 | HBS11711 | Shanghai Chelion Renewable Technology Co Ltd iHome-B5-HD02 (x6) w/ Shanghai Chelion Renewable Technology Co Ltd iHome-INV6K-H1H01 | 30 |  |  | Shanghai Chelion Renewable Technology Co Ltd | iHome-B5-HD02 | 6 | Shanghai Chelion Renewable Technology Co Ltd | iHome-INV6K-H1H01 | Chelion | 2026-11-15
2024-05-17 | HBS11712 | Shanghai Chelion Renewable Technology Co Ltd iHome-B5-HD02 (x7) w/ Shanghai Chelion Renewable Technology Co Ltd iHome-INV6K-H1H01 | 35 |  |  | Shanghai Chelion Renewable Technology Co Ltd | iHome-B5-HD02 | 6 | Shanghai Chelion Renewable Technology Co Ltd | iHome-INV6K-H1H01 | Chelion | 2026-11-15
2024-05-17 | HBS11713 | Shanghai Chelion Renewable Technology Co Ltd iHome-B5-HD02 (x8) w/ Shanghai Chelion Renewable Technology Co Ltd iHome-INV6K-H1H01 | 40 |  |  | Shanghai Chelion Renewable Technology Co Ltd | iHome-B5-HD02 | 6 | Shanghai Chelion Renewable Technology Co Ltd | iHome-INV6K-H1H01 | Chelion | 2026-11-15
2024-05-17 | HBS11904 | Shangahi PYTES Energy Co Ltd E-BOX 48100R (x2) w/ Ginlong Technologies Co Ltd S6-EH1P3K-L-AU | 9.2 |  |  | Shangahi PYTES Energy Co Ltd | E-BOX 48100R | 6 | Ginlong Technologies Co Ltd | S6-EH1P3K-L-AU | PYTES | 2026-09-18
2024-05-17 | HBS11905 | Shangahi PYTES Energy Co Ltd E-BOX 48100R (x3) w/ Ginlong Technologies Co Ltd S6-EH1P3K-L-AU | 13.8 |  |  | Shangahi PYTES Energy Co Ltd | E-BOX 48100R | 6 | Ginlong Technologies Co Ltd | S6-EH1P3K-L-AU | PYTES | 2026-09-18
2024-05-17 | HBS11906 | Shangahi PYTES Energy Co Ltd E-BOX 48100R (x4) w/ Ginlong Technologies Co Ltd S6-EH1P3K-L-AU | 18.4 |  |  | Shangahi PYTES Energy Co Ltd | E-BOX 48100R | 6 | Ginlong Technologies Co Ltd | S6-EH1P3K-L-AU | PYTES | 2026-09-18
2024-05-17 | HBS11907 | Shangahi PYTES Energy Co Ltd E-BOX 48100R (x5) w/ Ginlong Technologies Co Ltd S6-EH1P3K-L-AU | 23 |  |  | Shangahi PYTES Energy Co Ltd | E-BOX 48100R | 6 | Ginlong Technologies Co Ltd | S6-EH1P3K-L-AU | PYTES | 2026-09-18
2024-05-17 | HBS11908 | Shangahi PYTES Energy Co Ltd E-BOX 48100R (x6) w/ Ginlong Technologies Co Ltd S6-EH1P3K-L-AU | 27.6 |  |  | Shangahi PYTES Energy Co Ltd | E-BOX 48100R | 6 | Ginlong Technologies Co Ltd | S6-EH1P3K-L-AU | PYTES | 2026-09-18
2024-05-17 | HBS11909 | Shangahi PYTES Energy Co Ltd E-BOX 48100R (x7) w/ Ginlong Technologies Co Ltd S6-EH1P3K-L-AU | 32.2 |  |  | Shangahi PYTES Energy Co Ltd | E-BOX 48100R | 6 | Ginlong Technologies Co Ltd | S6-EH1P3K-L-AU | PYTES | 2026-09-18
2024-05-17 | HBS11910 | Shangahi PYTES Energy Co Ltd E-BOX 48100R (x8) w/ Ginlong Technologies Co Ltd S6-EH1P3K-L-AU | 36.8 |  |  | Shangahi PYTES Energy Co Ltd | E-BOX 48100R | 6 | Ginlong Technologies Co Ltd | S6-EH1P3K-L-AU | PYTES | 2026-09-18
2024-05-17 | HBS11911 | Shangahi PYTES Energy Co Ltd E-BOX 48100R (x9) w/ Ginlong Technologies Co Ltd S6-EH1P3K-L-AU | 41.4 |  |  | Shangahi PYTES Energy Co Ltd | E-BOX 48100R | 6 | Ginlong Technologies Co Ltd | S6-EH1P3K-L-AU | PYTES | 2026-09-18
2024-05-17 | HBS11912 | Shangahi PYTES Energy Co Ltd E-BOX 48100R (x10) w/ Ginlong Technologies Co Ltd S6-EH1P3K-L-AU | 46 |  |  | Shangahi PYTES Energy Co Ltd | E-BOX 48100R | 6 | Ginlong Technologies Co Ltd | S6-EH1P3K-L-AU | PYTES | 2026-09-18
2024-05-17 | HBS11913 | Shangahi PYTES Energy Co Ltd E-BOX 48100R (x11) w/ Ginlong Technologies Co Ltd S6-EH1P3K-L-AU | 50.6 |  |  | Shangahi PYTES Energy Co Ltd | E-BOX 48100R | 6 | Ginlong Technologies Co Ltd | S6-EH1P3K-L-AU | PYTES | 2026-09-18
2024-05-17 | HBS11914 | Shangahi PYTES Energy Co Ltd E-BOX 48100R (x12) w/ Ginlong Technologies Co Ltd S6-EH1P3K-L-AU | 55.2 |  |  | Shangahi PYTES Energy Co Ltd | E-BOX 48100R | 6 | Ginlong Technologies Co Ltd | S6-EH1P3K-L-AU | PYTES | 2026-09-18
2024-05-17 | HBS11915 | Shangahi PYTES Energy Co Ltd E-BOX 48100R (x13) w/ Ginlong Technologies Co Ltd S6-EH1P3K-L-AU | 59.8 |  |  | Shangahi PYTES Energy Co Ltd | E-BOX 48100R | 6 | Ginlong Technologies Co Ltd | S6-EH1P3K-L-AU | PYTES | 2026-09-18
2024-05-17 | HBS11916 | Shangahi PYTES Energy Co Ltd E-BOX 48100R (x14) w/ Ginlong Technologies Co Ltd S6-EH1P3K-L-AU | 64.4 |  |  | Shangahi PYTES Energy Co Ltd | E-BOX 48100R | 6 | Ginlong Technologies Co Ltd | S6-EH1P3K-L-AU | PYTES | 2026-09-18
2024-05-17 | HBS11917 | Shangahi PYTES Energy Co Ltd E-BOX 48100R (x15) w/ Ginlong Technologies Co Ltd S6-EH1P3K-L-AU | 69 |  |  | Shangahi PYTES Energy Co Ltd | E-BOX 48100R | 6 | Ginlong Technologies Co Ltd | S6-EH1P3K-L-AU | PYTES | 2026-09-18
2024-05-17 | HBS11918 | Shangahi PYTES Energy Co Ltd E-BOX 48100R (x16) w/ Ginlong Technologies Co Ltd S6-EH1P3K-L-AU | 73.6 |  |  | Shangahi PYTES Energy Co Ltd | E-BOX 48100R | 6 | Ginlong Technologies Co Ltd | S6-EH1P3K-L-AU | PYTES | 2026-09-18
2024-05-17 | HBS11919 | Shangahi PYTES Energy Co Ltd E-BOX 48100R (x17) w/ Ginlong Technologies Co Ltd S6-EH1P3K-L-AU | 78.2 |  |  | Shangahi PYTES Energy Co Ltd | E-BOX 48100R | 6 | Ginlong Technologies Co Ltd | S6-EH1P3K-L-AU | PYTES | 2026-09-18
2024-05-17 | HBS11920 | Shangahi PYTES Energy Co Ltd E-BOX 48100R (x18) w/ Ginlong Technologies Co Ltd S6-EH1P3K-L-AU | 82.8 |  |  | Shangahi PYTES Energy Co Ltd | E-BOX 48100R | 6 | Ginlong Technologies Co Ltd | S6-EH1P3K-L-AU | PYTES | 2026-09-18
2024-05-17 | HBS11921 | Shangahi PYTES Energy Co Ltd E-BOX 48100R (x19) w/ Ginlong Technologies Co Ltd S6-EH1P3K-L-AU | 87.4 |  |  | Shangahi PYTES Energy Co Ltd | E-BOX 48100R | 6 | Ginlong Technologies Co Ltd | S6-EH1P3K-L-AU | PYTES | 2026-09-18
2024-05-17 | HBS11922 | Shangahi PYTES Energy Co Ltd E-BOX 48100R (x20) w/ Ginlong Technologies Co Ltd S6-EH1P3K-L-AU | 92 |  |  | Shangahi PYTES Energy Co Ltd | E-BOX 48100R | 6 | Ginlong Technologies Co Ltd | S6-EH1P3K-L-AU | PYTES | 2026-09-18
2024-05-17 | HBS11923 | Shangahi PYTES Energy Co Ltd E-BOX 48100R (x2) w/ Ginlong Technologies Co Ltd S6-EH1P3.6K-L-AU | 9.2 |  |  | Shangahi PYTES Energy Co Ltd | E-BOX 48100R | 6 | Ginlong Technologies Co Ltd | S6-EH1P3.6K-L-AU | PYTES | 2026-09-18
2024-05-17 | HBS11924 | Shangahi PYTES Energy Co Ltd E-BOX 48100R (x3) w/ Ginlong Technologies Co Ltd S6-EH1P3.6K-L-AU | 13.8 |  |  | Shangahi PYTES Energy Co Ltd | E-BOX 48100R | 6 | Ginlong Technologies Co Ltd | S6-EH1P3.6K-L-AU | PYTES | 2026-09-18
2024-05-17 | HBS11925 | Shangahi PYTES Energy Co Ltd E-BOX 48100R (x4) w/ Ginlong Technologies Co Ltd S6-EH1P3.6K-L-AU | 18.4 |  |  | Shangahi PYTES Energy Co Ltd | E-BOX 48100R | 6 | Ginlong Technologies Co Ltd | S6-EH1P3.6K-L-AU | PYTES | 2026-09-18
2024-05-17 | HBS11926 | Shangahi PYTES Energy Co Ltd E-BOX 48100R (x5) w/ Ginlong Technologies Co Ltd S6-EH1P3.6K-L-AU | 23 |  |  | Shangahi PYTES Energy Co Ltd | E-BOX 48100R | 6 | Ginlong Technologies Co Ltd | S6-EH1P3.6K-L-AU | PYTES | 2026-09-18
2024-05-17 | HBS11927 | Shangahi PYTES Energy Co Ltd E-BOX 48100R (x6) w/ Ginlong Technologies Co Ltd S6-EH1P3.6K-L-AU | 27.6 |  |  | Shangahi PYTES Energy Co Ltd | E-BOX 48100R | 6 | Ginlong Technologies Co Ltd | S6-EH1P3.6K-L-AU | PYTES | 2026-09-18
2024-05-17 | HBS11928 | Shangahi PYTES Energy Co Ltd E-BOX 48100R (x7) w/ Ginlong Technologies Co Ltd S6-EH1P3.6K-L-AU | 32.2 |  |  | Shangahi PYTES Energy Co Ltd | E-BOX 48100R | 6 | Ginlong Technologies Co Ltd | S6-EH1P3.6K-L-AU | PYTES | 2026-09-18
2024-05-17 | HBS11929 | Shangahi PYTES Energy Co Ltd E-BOX 48100R (x8) w/ Ginlong Technologies Co Ltd S6-EH1P3.6K-L-AU | 36.8 |  |  | Shangahi PYTES Energy Co Ltd | E-BOX 48100R | 6 | Ginlong Technologies Co Ltd | S6-EH1P3.6K-L-AU | PYTES | 2026-09-18
2024-05-17 | HBS11930 | Shangahi PYTES Energy Co Ltd E-BOX 48100R (x9) w/ Ginlong Technologies Co Ltd S6-EH1P3.6K-L-AU | 41.4 |  |  | Shangahi PYTES Energy Co Ltd | E-BOX 48100R | 6 | Ginlong Technologies Co Ltd | S6-EH1P3.6K-L-AU | PYTES | 2026-09-18
2024-05-17 | HBS11931 | Shangahi PYTES Energy Co Ltd E-BOX 48100R (x10) w/ Ginlong Technologies Co Ltd S6-EH1P3.6K-L-AU | 46 |  |  | Shangahi PYTES Energy Co Ltd | E-BOX 48100R | 6 | Ginlong Technologies Co Ltd | S6-EH1P3.6K-L-AU | PYTES | 2026-09-18
2024-05-17 | HBS11932 | Shangahi PYTES Energy Co Ltd E-BOX 48100R (x11) w/ Ginlong Technologies Co Ltd S6-EH1P3.6K-L-AU | 50.6 |  |  | Shangahi PYTES Energy Co Ltd | E-BOX 48100R | 6 | Ginlong Technologies Co Ltd | S6-EH1P3.6K-L-AU | PYTES | 2026-09-18
2024-05-17 | HBS11933 | Shangahi PYTES Energy Co Ltd E-BOX 48100R (x12) w/ Ginlong Technologies Co Ltd S6-EH1P3.6K-L-AU | 55.2 |  |  | Shangahi PYTES Energy Co Ltd | E-BOX 48100R | 6 | Ginlong Technologies Co Ltd | S6-EH1P3.6K-L-AU | PYTES | 2026-09-18
2024-05-17 | HBS11934 | Shangahi PYTES Energy Co Ltd E-BOX 48100R (x13) w/ Ginlong Technologies Co Ltd S6-EH1P3.6K-L-AU | 59.8 |  |  | Shangahi PYTES Energy Co Ltd | E-BOX 48100R | 6 | Ginlong Technologies Co Ltd | S6-EH1P3.6K-L-AU | PYTES | 2026-09-18
2024-05-17 | HBS11935 | Shangahi PYTES Energy Co Ltd E-BOX 48100R (x14) w/ Ginlong Technologies Co Ltd S6-EH1P3.6K-L-AU | 64.4 |  |  | Shangahi PYTES Energy Co Ltd | E-BOX 48100R | 6 | Ginlong Technologies Co Ltd | S6-EH1P3.6K-L-AU | PYTES | 2026-09-18
2024-05-17 | HBS11936 | Shangahi PYTES Energy Co Ltd E-BOX 48100R (x15) w/ Ginlong Technologies Co Ltd S6-EH1P3.6K-L-AU | 69 |  |  | Shangahi PYTES Energy Co Ltd | E-BOX 48100R | 6 | Ginlong Technologies Co Ltd | S6-EH1P3.6K-L-AU | PYTES | 2026-09-18
2024-05-17 | HBS11937 | Shangahi PYTES Energy Co Ltd E-BOX 48100R (x16) w/ Ginlong Technologies Co Ltd S6-EH1P3.6K-L-AU | 73.6 |  |  | Shangahi PYTES Energy Co Ltd | E-BOX 48100R | 6 | Ginlong Technologies Co Ltd | S6-EH1P3.6K-L-AU | PYTES | 2026-09-18
2024-05-17 | HBS11938 | Shangahi PYTES Energy Co Ltd E-BOX 48100R (x17) w/ Ginlong Technologies Co Ltd S6-EH1P3.6K-L-AU | 78.2 |  |  | Shangahi PYTES Energy Co Ltd | E-BOX 48100R | 6 | Ginlong Technologies Co Ltd | S6-EH1P3.6K-L-AU | PYTES | 2026-09-18
2024-05-17 | HBS11939 | Shangahi PYTES Energy Co Ltd E-BOX 48100R (x18) w/ Ginlong Technologies Co Ltd S6-EH1P3.6K-L-AU | 82.8 |  |  | Shangahi PYTES Energy Co Ltd | E-BOX 48100R | 6 | Ginlong Technologies Co Ltd | S6-EH1P3.6K-L-AU | PYTES | 2026-09-18
2024-05-17 | HBS11940 | Shangahi PYTES Energy Co Ltd E-BOX 48100R (x19) w/ Ginlong Technologies Co Ltd S6-EH1P3.6K-L-AU | 87.4 |  |  | Shangahi PYTES Energy Co Ltd | E-BOX 48100R | 6 | Ginlong Technologies Co Ltd | S6-EH1P3.6K-L-AU | PYTES | 2026-09-18
2024-05-17 | HBS11941 | Shangahi PYTES Energy Co Ltd E-BOX 48100R (x20) w/ Ginlong Technologies Co Ltd S6-EH1P3.6K-L-AU | 92 |  |  | Shangahi PYTES Energy Co Ltd | E-BOX 48100R | 6 | Ginlong Technologies Co Ltd | S6-EH1P3.6K-L-AU | PYTES | 2026-09-18
2024-05-17 | HBS11942 | Shangahi PYTES Energy Co Ltd E-BOX 48100R (x2) w/ Ginlong Technologies Co Ltd S6-EH1P4.6K-L-AU | 9.2 |  |  | Shangahi PYTES Energy Co Ltd | E-BOX 48100R | 6 | Ginlong Technologies Co Ltd | S6-EH1P4.6K-L-AU | PYTES | 2026-09-18
2024-05-17 | HBS11943 | Shangahi PYTES Energy Co Ltd E-BOX 48100R (x3) w/ Ginlong Technologies Co Ltd S6-EH1P4.6K-L-AU | 13.8 |  |  | Shangahi PYTES Energy Co Ltd | E-BOX 48100R | 6 | Ginlong Technologies Co Ltd | S6-EH1P4.6K-L-AU | PYTES | 2026-09-18
2024-05-17 | HBS11944 | Shangahi PYTES Energy Co Ltd E-BOX 48100R (x4) w/ Ginlong Technologies Co Ltd S6-EH1P4.6K-L-AU | 18.4 |  |  | Shangahi PYTES Energy Co Ltd | E-BOX 48100R | 6 | Ginlong Technologies Co Ltd | S6-EH1P4.6K-L-AU | PYTES | 2026-09-18
2024-05-17 | HBS11945 | Shangahi PYTES Energy Co Ltd E-BOX 48100R (x5) w/ Ginlong Technologies Co Ltd S6-EH1P4.6K-L-AU | 23 |  |  | Shangahi PYTES Energy Co Ltd | E-BOX 48100R | 6 | Ginlong Technologies Co Ltd | S6-EH1P4.6K-L-AU | PYTES | 2026-09-18
2024-05-17 | HBS11946 | Shangahi PYTES Energy Co Ltd E-BOX 48100R (x6) w/ Ginlong Technologies Co Ltd S6-EH1P4.6K-L-AU | 27.6 |  |  | Shangahi PYTES Energy Co Ltd | E-BOX 48100R | 6 | Ginlong Technologies Co Ltd | S6-EH1P4.6K-L-AU | PYTES | 2026-09-18
2024-05-17 | HBS11947 | Shangahi PYTES Energy Co Ltd E-BOX 48100R (x7) w/ Ginlong Technologies Co Ltd S6-EH1P4.6K-L-AU | 32.2 |  |  | Shangahi PYTES Energy Co Ltd | E-BOX 48100R | 6 | Ginlong Technologies Co Ltd | S6-EH1P4.6K-L-AU | PYTES | 2026-09-18
2024-05-17 | HBS11948 | Shangahi PYTES Energy Co Ltd E-BOX 48100R (x8) w/ Ginlong Technologies Co Ltd S6-EH1P4.6K-L-AU | 36.8 |  |  | Shangahi PYTES Energy Co Ltd | E-BOX 48100R | 6 | Ginlong Technologies Co Ltd | S6-EH1P4.6K-L-AU | PYTES | 2026-09-18
2024-05-17 | HBS11949 | Shangahi PYTES Energy Co Ltd E-BOX 48100R (x9) w/ Ginlong Technologies Co Ltd S6-EH1P4.6K-L-AU | 41.4 |  |  | Shangahi PYTES Energy Co Ltd | E-BOX 48100R | 6 | Ginlong Technologies Co Ltd | S6-EH1P4.6K-L-AU | PYTES | 2026-09-18
2024-05-17 | HBS11950 | Shangahi PYTES Energy Co Ltd E-BOX 48100R (x10) w/ Ginlong Technologies Co Ltd S6-EH1P4.6K-L-AU | 46 |  |  | Shangahi PYTES Energy Co Ltd | E-BOX 48100R | 6 | Ginlong Technologies Co Ltd | S6-EH1P4.6K-L-AU | PYTES | 2026-09-18
2024-05-17 | HBS11951 | Shangahi PYTES Energy Co Ltd E-BOX 48100R (x11) w/ Ginlong Technologies Co Ltd S6-EH1P4.6K-L-AU | 50.6 |  |  | Shangahi PYTES Energy Co Ltd | E-BOX 48100R | 6 | Ginlong Technologies Co Ltd | S6-EH1P4.6K-L-AU | PYTES | 2026-09-18
2024-05-17 | HBS11952 | Shangahi PYTES Energy Co Ltd E-BOX 48100R (x12) w/ Ginlong Technologies Co Ltd S6-EH1P4.6K-L-AU | 55.2 |  |  | Shangahi PYTES Energy Co Ltd | E-BOX 48100R | 6 | Ginlong Technologies Co Ltd | S6-EH1P4.6K-L-AU | PYTES | 2026-09-18
2024-05-17 | HBS11953 | Shangahi PYTES Energy Co Ltd E-BOX 48100R (x13) w/ Ginlong Technologies Co Ltd S6-EH1P4.6K-L-AU | 59.8 |  |  | Shangahi PYTES Energy Co Ltd | E-BOX 48100R | 6 | Ginlong Technologies Co Ltd | S6-EH1P4.6K-L-AU | PYTES | 2026-09-18
2024-05-17 | HBS11954 | Shangahi PYTES Energy Co Ltd E-BOX 48100R (x14) w/ Ginlong Technologies Co Ltd S6-EH1P4.6K-L-AU | 64.4 |  |  | Shangahi PYTES Energy Co Ltd | E-BOX 48100R | 6 | Ginlong Technologies Co Ltd | S6-EH1P4.6K-L-AU | PYTES | 2026-09-18
2024-05-17 | HBS11955 | Shangahi PYTES Energy Co Ltd E-BOX 48100R (x15) w/ Ginlong Technologies Co Ltd S6-EH1P4.6K-L-AU | 69 |  |  | Shangahi PYTES Energy Co Ltd | E-BOX 48100R | 6 | Ginlong Technologies Co Ltd | S6-EH1P4.6K-L-AU | PYTES | 2026-09-18
2024-05-17 | HBS11956 | Shangahi PYTES Energy Co Ltd E-BOX 48100R (x16) w/ Ginlong Technologies Co Ltd S6-EH1P4.6K-L-AU | 73.6 |  |  | Shangahi PYTES Energy Co Ltd | E-BOX 48100R | 6 | Ginlong Technologies Co Ltd | S6-EH1P4.6K-L-AU | PYTES | 2026-09-18
2024-05-17 | HBS11957 | Shangahi PYTES Energy Co Ltd E-BOX 48100R (x17) w/ Ginlong Technologies Co Ltd S6-EH1P4.6K-L-AU | 78.2 |  |  | Shangahi PYTES Energy Co Ltd | E-BOX 48100R | 6 | Ginlong Technologies Co Ltd | S6-EH1P4.6K-L-AU | PYTES | 2026-09-18
2024-05-17 | HBS11958 | Shangahi PYTES Energy Co Ltd E-BOX 48100R (x18) w/ Ginlong Technologies Co Ltd S6-EH1P4.6K-L-AU | 82.8 |  |  | Shangahi PYTES Energy Co Ltd | E-BOX 48100R | 6 | Ginlong Technologies Co Ltd | S6-EH1P4.6K-L-AU | PYTES | 2026-09-18
2024-05-17 | HBS11959 | Shangahi PYTES Energy Co Ltd E-BOX 48100R (x19) w/ Ginlong Technologies Co Ltd S6-EH1P4.6K-L-AU | 87.4 |  |  | Shangahi PYTES Energy Co Ltd | E-BOX 48100R | 6 | Ginlong Technologies Co Ltd | S6-EH1P4.6K-L-AU | PYTES | 2026-09-18
2024-05-17 | HBS11960 | Shangahi PYTES Energy Co Ltd E-BOX 48100R (x20) w/ Ginlong Technologies Co Ltd S6-EH1P4.6K-L-AU | 92 |  |  | Shangahi PYTES Energy Co Ltd | E-BOX 48100R | 6 | Ginlong Technologies Co Ltd | S6-EH1P4.6K-L-AU | PYTES | 2026-09-18
2024-05-17 | HBS11961 | Shangahi PYTES Energy Co Ltd E-BOX 48100R (x2) w/ Ginlong Technologies Co Ltd S6-EH1P5K-L-AU | 9.2 |  |  | Shangahi PYTES Energy Co Ltd | E-BOX 48100R | 6 | Ginlong Technologies Co Ltd | S6-EH1P5K-L-AU | PYTES | 2026-09-18
2024-05-17 | HBS11962 | Shangahi PYTES Energy Co Ltd E-BOX 48100R (x3) w/ Ginlong Technologies Co Ltd S6-EH1P5K-L-AU | 13.8 |  |  | Shangahi PYTES Energy Co Ltd | E-BOX 48100R | 6 | Ginlong Technologies Co Ltd | S6-EH1P5K-L-AU | PYTES | 2026-09-18
2024-05-17 | HBS11963 | Shangahi PYTES Energy Co Ltd E-BOX 48100R (x4) w/ Ginlong Technologies Co Ltd S6-EH1P5K-L-AU | 18.4 |  |  | Shangahi PYTES Energy Co Ltd | E-BOX 48100R | 6 | Ginlong Technologies Co Ltd | S6-EH1P5K-L-AU | PYTES | 2026-09-18
2024-05-17 | HBS11964 | Shangahi PYTES Energy Co Ltd E-BOX 48100R (x5) w/ Ginlong Technologies Co Ltd S6-EH1P5K-L-AU | 23 |  |  | Shangahi PYTES Energy Co Ltd | E-BOX 48100R | 6 | Ginlong Technologies Co Ltd | S6-EH1P5K-L-AU | PYTES | 2026-09-18
2024-05-17 | HBS11965 | Shangahi PYTES Energy Co Ltd E-BOX 48100R (x6) w/ Ginlong Technologies Co Ltd S6-EH1P5K-L-AU | 27.6 |  |  | Shangahi PYTES Energy Co Ltd | E-BOX 48100R | 6 | Ginlong Technologies Co Ltd | S6-EH1P5K-L-AU | PYTES | 2026-09-18
2024-05-17 | HBS11966 | Shangahi PYTES Energy Co Ltd E-BOX 48100R (x7) w/ Ginlong Technologies Co Ltd S6-EH1P5K-L-AU | 32.2 |  |  | Shangahi PYTES Energy Co Ltd | E-BOX 48100R | 6 | Ginlong Technologies Co Ltd | S6-EH1P5K-L-AU | PYTES | 2026-09-18
2024-05-17 | HBS11967 | Shangahi PYTES Energy Co Ltd E-BOX 48100R (x8) w/ Ginlong Technologies Co Ltd S6-EH1P5K-L-AU | 36.8 |  |  | Shangahi PYTES Energy Co Ltd | E-BOX 48100R | 6 | Ginlong Technologies Co Ltd | S6-EH1P5K-L-AU | PYTES | 2026-09-18
2024-05-17 | HBS11968 | Shangahi PYTES Energy Co Ltd E-BOX 48100R (x9) w/ Ginlong Technologies Co Ltd S6-EH1P5K-L-AU | 41.4 |  |  | Shangahi PYTES Energy Co Ltd | E-BOX 48100R | 6 | Ginlong Technologies Co Ltd | S6-EH1P5K-L-AU | PYTES | 2026-09-18
2024-05-17 | HBS11969 | Shangahi PYTES Energy Co Ltd E-BOX 48100R (x10) w/ Ginlong Technologies Co Ltd S6-EH1P5K-L-AU | 46 |  |  | Shangahi PYTES Energy Co Ltd | E-BOX 48100R | 6 | Ginlong Technologies Co Ltd | S6-EH1P5K-L-AU | PYTES | 2026-09-18
2024-05-17 | HBS11970 | Shangahi PYTES Energy Co Ltd E-BOX 48100R (x11) w/ Ginlong Technologies Co Ltd S6-EH1P5K-L-AU | 50.6 |  |  | Shangahi PYTES Energy Co Ltd | E-BOX 48100R | 6 | Ginlong Technologies Co Ltd | S6-EH1P5K-L-AU | PYTES | 2026-09-18
2024-05-17 | HBS11971 | Shangahi PYTES Energy Co Ltd E-BOX 48100R (x12) w/ Ginlong Technologies Co Ltd S6-EH1P5K-L-AU | 55.2 |  |  | Shangahi PYTES Energy Co Ltd | E-BOX 48100R | 6 | Ginlong Technologies Co Ltd | S6-EH1P5K-L-AU | PYTES | 2026-09-18
2024-05-17 | HBS11972 | Shangahi PYTES Energy Co Ltd E-BOX 48100R (x13) w/ Ginlong Technologies Co Ltd S6-EH1P5K-L-AU | 59.8 |  |  | Shangahi PYTES Energy Co Ltd | E-BOX 48100R | 6 | Ginlong Technologies Co Ltd | S6-EH1P5K-L-AU | PYTES | 2026-09-18
2024-05-17 | HBS11973 | Shangahi PYTES Energy Co Ltd E-BOX 48100R (x14) w/ Ginlong Technologies Co Ltd S6-EH1P5K-L-AU | 64.4 |  |  | Shangahi PYTES Energy Co Ltd | E-BOX 48100R | 6 | Ginlong Technologies Co Ltd | S6-EH1P5K-L-AU | PYTES | 2026-09-18
2024-05-17 | HBS11974 | Shangahi PYTES Energy Co Ltd E-BOX 48100R (x15) w/ Ginlong Technologies Co Ltd S6-EH1P5K-L-AU | 69 |  |  | Shangahi PYTES Energy Co Ltd | E-BOX 48100R | 6 | Ginlong Technologies Co Ltd | S6-EH1P5K-L-AU | PYTES | 2026-09-18
2024-05-17 | HBS11975 | Shangahi PYTES Energy Co Ltd E-BOX 48100R (x16) w/ Ginlong Technologies Co Ltd S6-EH1P5K-L-AU | 73.6 |  |  | Shangahi PYTES Energy Co Ltd | E-BOX 48100R | 6 | Ginlong Technologies Co Ltd | S6-EH1P5K-L-AU | PYTES | 2026-09-18
2024-05-17 | HBS11976 | Shangahi PYTES Energy Co Ltd E-BOX 48100R (x17) w/ Ginlong Technologies Co Ltd S6-EH1P5K-L-AU | 78.2 |  |  | Shangahi PYTES Energy Co Ltd | E-BOX 48100R | 6 | Ginlong Technologies Co Ltd | S6-EH1P5K-L-AU | PYTES | 2026-09-18
2024-05-17 | HBS11977 | Shangahi PYTES Energy Co Ltd E-BOX 48100R (x18) w/ Ginlong Technologies Co Ltd S6-EH1P5K-L-AU | 82.8 |  |  | Shangahi PYTES Energy Co Ltd | E-BOX 48100R | 6 | Ginlong Technologies Co Ltd | S6-EH1P5K-L-AU | PYTES | 2026-09-18
2024-05-17 | HBS11978 | Shangahi PYTES Energy Co Ltd E-BOX 48100R (x19) w/ Ginlong Technologies Co Ltd S6-EH1P5K-L-AU | 87.4 |  |  | Shangahi PYTES Energy Co Ltd | E-BOX 48100R | 6 | Ginlong Technologies Co Ltd | S6-EH1P5K-L-AU | PYTES | 2026-09-18
2024-05-17 | HBS11979 | Shangahi PYTES Energy Co Ltd E-BOX 48100R (x20) w/ Ginlong Technologies Co Ltd S6-EH1P5K-L-AU | 92 |  |  | Shangahi PYTES Energy Co Ltd | E-BOX 48100R | 6 | Ginlong Technologies Co Ltd | S6-EH1P5K-L-AU | PYTES | 2026-09-18
2024-05-17 | HBS11980 | Shangahi PYTES Energy Co Ltd E-BOX 48100R (x2) w/ Ginlong Technologies Co Ltd S6-EH1P6K-L-AU | 9.2 |  |  | Shangahi PYTES Energy Co Ltd | E-BOX 48100R | 6 | Ginlong Technologies Co Ltd | S6-EH1P6K-L-AU | PYTES | 2026-09-18
2024-05-17 | HBS11981 | Shangahi PYTES Energy Co Ltd E-BOX 48100R (x3) w/ Ginlong Technologies Co Ltd S6-EH1P6K-L-AU | 13.8 |  |  | Shangahi PYTES Energy Co Ltd | E-BOX 48100R | 6 | Ginlong Technologies Co Ltd | S6-EH1P6K-L-AU | PYTES | 2026-09-18
2024-05-17 | HBS11982 | Shangahi PYTES Energy Co Ltd E-BOX 48100R (x4) w/ Ginlong Technologies Co Ltd S6-EH1P6K-L-AU | 18.4 |  |  | Shangahi PYTES Energy Co Ltd | E-BOX 48100R | 6 | Ginlong Technologies Co Ltd | S6-EH1P6K-L-AU | PYTES | 2026-09-18
2024-05-17 | HBS11983 | Shangahi PYTES Energy Co Ltd E-BOX 48100R (x5) w/ Ginlong Technologies Co Ltd S6-EH1P6K-L-AU | 23 |  |  | Shangahi PYTES Energy Co Ltd | E-BOX 48100R | 6 | Ginlong Technologies Co Ltd | S6-EH1P6K-L-AU | PYTES | 2026-09-18
2024-05-17 | HBS11984 | Shangahi PYTES Energy Co Ltd E-BOX 48100R (x6) w/ Ginlong Technologies Co Ltd S6-EH1P6K-L-AU | 27.6 |  |  | Shangahi PYTES Energy Co Ltd | E-BOX 48100R | 6 | Ginlong Technologies Co Ltd | S6-EH1P6K-L-AU | PYTES | 2026-09-18
2024-05-17 | HBS11985 | Shangahi PYTES Energy Co Ltd E-BOX 48100R (x7) w/ Ginlong Technologies Co Ltd S6-EH1P6K-L-AU | 32.2 |  |  | Shangahi PYTES Energy Co Ltd | E-BOX 48100R | 6 | Ginlong Technologies Co Ltd | S6-EH1P6K-L-AU | PYTES | 2026-09-18
2024-05-17 | HBS11986 | Shangahi PYTES Energy Co Ltd E-BOX 48100R (x8) w/ Ginlong Technologies Co Ltd S6-EH1P6K-L-AU | 36.8 |  |  | Shangahi PYTES Energy Co Ltd | E-BOX 48100R | 6 | Ginlong Technologies Co Ltd | S6-EH1P6K-L-AU | PYTES | 2026-09-18
2024-05-17 | HBS11987 | Shangahi PYTES Energy Co Ltd E-BOX 48100R (x9) w/ Ginlong Technologies Co Ltd S6-EH1P6K-L-AU | 41.4 |  |  | Shangahi PYTES Energy Co Ltd | E-BOX 48100R | 6 | Ginlong Technologies Co Ltd | S6-EH1P6K-L-AU | PYTES | 2026-09-18
2024-05-17 | HBS11988 | Shangahi PYTES Energy Co Ltd E-BOX 48100R (x10) w/ Ginlong Technologies Co Ltd S6-EH1P6K-L-AU | 46 |  |  | Shangahi PYTES Energy Co Ltd | E-BOX 48100R | 6 | Ginlong Technologies Co Ltd | S6-EH1P6K-L-AU | PYTES | 2026-09-18
2024-05-17 | HBS11989 | Shangahi PYTES Energy Co Ltd E-BOX 48100R (x11) w/ Ginlong Technologies Co Ltd S6-EH1P6K-L-AU | 50.6 |  |  | Shangahi PYTES Energy Co Ltd | E-BOX 48100R | 6 | Ginlong Technologies Co Ltd | S6-EH1P6K-L-AU | PYTES | 2026-09-18
2024-05-17 | HBS11990 | Shangahi PYTES Energy Co Ltd E-BOX 48100R (x12) w/ Ginlong Technologies Co Ltd S6-EH1P6K-L-AU | 55.2 |  |  | Shangahi PYTES Energy Co Ltd | E-BOX 48100R | 6 | Ginlong Technologies Co Ltd | S6-EH1P6K-L-AU | PYTES | 2026-09-18
2024-05-17 | HBS11991 | Shangahi PYTES Energy Co Ltd E-BOX 48100R (x13) w/ Ginlong Technologies Co Ltd S6-EH1P6K-L-AU | 59.8 |  |  | Shangahi PYTES Energy Co Ltd | E-BOX 48100R | 6 | Ginlong Technologies Co Ltd | S6-EH1P6K-L-AU | PYTES | 2026-09-18
2024-05-17 | HBS11992 | Shangahi PYTES Energy Co Ltd E-BOX 48100R (x14) w/ Ginlong Technologies Co Ltd S6-EH1P6K-L-AU | 64.4 |  |  | Shangahi PYTES Energy Co Ltd | E-BOX 48100R | 6 | Ginlong Technologies Co Ltd | S6-EH1P6K-L-AU | PYTES | 2026-09-18
2024-05-17 | HBS11993 | Shangahi PYTES Energy Co Ltd E-BOX 48100R (x15) w/ Ginlong Technologies Co Ltd S6-EH1P6K-L-AU | 69 |  |  | Shangahi PYTES Energy Co Ltd | E-BOX 48100R | 6 | Ginlong Technologies Co Ltd | S6-EH1P6K-L-AU | PYTES | 2026-09-18
2024-05-17 | HBS11994 | Shangahi PYTES Energy Co Ltd E-BOX 48100R (x16) w/ Ginlong Technologies Co Ltd S6-EH1P6K-L-AU | 73.6 |  |  | Shangahi PYTES Energy Co Ltd | E-BOX 48100R | 6 | Ginlong Technologies Co Ltd | S6-EH1P6K-L-AU | PYTES | 2026-09-18
2024-05-17 | HBS11995 | Shangahi PYTES Energy Co Ltd E-BOX 48100R (x17) w/ Ginlong Technologies Co Ltd S6-EH1P6K-L-AU | 78.2 |  |  | Shangahi PYTES Energy Co Ltd | E-BOX 48100R | 6 | Ginlong Technologies Co Ltd | S6-EH1P6K-L-AU | PYTES | 2026-09-18
2024-05-17 | HBS11996 | Shangahi PYTES Energy Co Ltd E-BOX 48100R (x18) w/ Ginlong Technologies Co Ltd S6-EH1P6K-L-AU | 82.8 |  |  | Shangahi PYTES Energy Co Ltd | E-BOX 48100R | 6 | Ginlong Technologies Co Ltd | S6-EH1P6K-L-AU | PYTES | 2026-09-18
2024-05-17 | HBS11997 | Shangahi PYTES Energy Co Ltd E-BOX 48100R (x19) w/ Ginlong Technologies Co Ltd S6-EH1P6K-L-AU | 87.4 |  |  | Shangahi PYTES Energy Co Ltd | E-BOX 48100R | 6 | Ginlong Technologies Co Ltd | S6-EH1P6K-L-AU | PYTES | 2026-09-18
2024-05-17 | HBS11998 | Shangahi PYTES Energy Co Ltd E-BOX 48100R (x20) w/ Ginlong Technologies Co Ltd S6-EH1P6K-L-AU | 92 |  |  | Shangahi PYTES Energy Co Ltd | E-BOX 48100R | 6 | Ginlong Technologies Co Ltd | S6-EH1P6K-L-AU | PYTES | 2026-09-18
2024-05-17 | HBS12151 | Shanghai PYTES Energy Co Ltd E-BOX 48100R (x2) w/ NINGBO DEYE INVERTER TECHNOLOGY CO LTD SUN-5K-SG04LP3-AU | 9.2 |  |  | Shanghai PYTES Energy Co Ltd | E-BOX 48100R | 2 | NINGBO DEYE INVERTER TECHNOLOGY CO LTD | SUN-5K-SG04LP3-AU | PYTES | 2027-04-28
2024-05-17 | HBS12152 | Shanghai PYTES Energy Co Ltd E-BOX 48100R (x3) w/ NINGBO DEYE INVERTER TECHNOLOGY CO LTD SUN-5K-SG04LP3-AU | 13.8 |  |  | Shanghai PYTES Energy Co Ltd | E-BOX 48100R | 3 | NINGBO DEYE INVERTER TECHNOLOGY CO LTD | SUN-5K-SG04LP3-AU | PYTES | 2027-04-28
2024-05-17 | HBS12153 | Shanghai PYTES Energy Co Ltd E-BOX 48100R (x4) w/ NINGBO DEYE INVERTER TECHNOLOGY CO LTD SUN-5K-SG04LP3-AU | 18.4 |  |  | Shanghai PYTES Energy Co Ltd | E-BOX 48100R | 4 | NINGBO DEYE INVERTER TECHNOLOGY CO LTD | SUN-5K-SG04LP3-AU | PYTES | 2027-04-28
2024-05-17 | HBS12154 | Shanghai PYTES Energy Co Ltd E-BOX 48100R (x5) w/ NINGBO DEYE INVERTER TECHNOLOGY CO LTD SUN-5K-SG04LP3-AU | 23 |  |  | Shanghai PYTES Energy Co Ltd | E-BOX 48100R | 5 | NINGBO DEYE INVERTER TECHNOLOGY CO LTD | SUN-5K-SG04LP3-AU | PYTES | 2027-04-28
2024-05-17 | HBS12155 | Shanghai PYTES Energy Co Ltd E-BOX 48100R (x6) w/ NINGBO DEYE INVERTER TECHNOLOGY CO LTD SUN-5K-SG04LP3-AU | 27.6 |  |  | Shanghai PYTES Energy Co Ltd | E-BOX 48100R | 6 | NINGBO DEYE INVERTER TECHNOLOGY CO LTD | SUN-5K-SG04LP3-AU | PYTES | 2027-04-28
2024-05-17 | HBS12156 | Shanghai PYTES Energy Co Ltd E-BOX 48100R (x7) w/ NINGBO DEYE INVERTER TECHNOLOGY CO LTD SUN-5K-SG04LP3-AU | 32.2 |  |  | Shanghai PYTES Energy Co Ltd | E-BOX 48100R | 7 | NINGBO DEYE INVERTER TECHNOLOGY CO LTD | SUN-5K-SG04LP3-AU | PYTES | 2027-04-28
2024-05-17 | HBS12157 | Shanghai PYTES Energy Co Ltd E-BOX 48100R (x8) w/ NINGBO DEYE INVERTER TECHNOLOGY CO LTD SUN-5K-SG04LP3-AU | 36.8 |  |  | Shanghai PYTES Energy Co Ltd | E-BOX 48100R | 8 | NINGBO DEYE INVERTER TECHNOLOGY CO LTD | SUN-5K-SG04LP3-AU | PYTES | 2027-04-28
2024-05-17 | HBS12158 | Shanghai PYTES Energy Co Ltd E-BOX 48100R (x9) w/ NINGBO DEYE INVERTER TECHNOLOGY CO LTD SUN-5K-SG04LP3-AU | 41.4 |  |  | Shanghai PYTES Energy Co Ltd | E-BOX 48100R | 9 | NINGBO DEYE INVERTER TECHNOLOGY CO LTD | SUN-5K-SG04LP3-AU | PYTES | 2027-04-28
2024-05-17 | HBS12159 | Shanghai PYTES Energy Co Ltd E-BOX 48100R (x10) w/ NINGBO DEYE INVERTER TECHNOLOGY CO LTD SUN-5K-SG04LP3-AU | 46 |  |  | Shanghai PYTES Energy Co Ltd | E-BOX 48100R | 10 | NINGBO DEYE INVERTER TECHNOLOGY CO LTD | SUN-5K-SG04LP3-AU | PYTES | 2027-04-28
2024-05-17 | HBS12160 | Shanghai PYTES Energy Co Ltd E-BOX 48100R (x11) w/ NINGBO DEYE INVERTER TECHNOLOGY CO LTD SUN-5K-SG04LP3-AU | 50.6 |  |  | Shanghai PYTES Energy Co Ltd | E-BOX 48100R | 11 | NINGBO DEYE INVERTER TECHNOLOGY CO LTD | SUN-5K-SG04LP3-AU | PYTES | 2027-04-28
2024-05-17 | HBS12161 | Shanghai PYTES Energy Co Ltd E-BOX 48100R (x12) w/ NINGBO DEYE INVERTER TECHNOLOGY CO LTD SUN-5K-SG04LP3-AU | 55.2 |  |  | Shanghai PYTES Energy Co Ltd | E-BOX 48100R | 12 | NINGBO DEYE INVERTER TECHNOLOGY CO LTD | SUN-5K-SG04LP3-AU | PYTES | 2027-04-28
2024-05-17 | HBS12162 | Shanghai PYTES Energy Co Ltd E-BOX 48100R (x13) w/ NINGBO DEYE INVERTER TECHNOLOGY CO LTD SUN-5K-SG04LP3-AU | 59.8 |  |  | Shanghai PYTES Energy Co Ltd | E-BOX 48100R | 13 | NINGBO DEYE INVERTER TECHNOLOGY CO LTD | SUN-5K-SG04LP3-AU | PYTES | 2027-04-28
2024-05-17 | HBS12163 | Shanghai PYTES Energy Co Ltd E-BOX 48100R (x14) w/ NINGBO DEYE INVERTER TECHNOLOGY CO LTD SUN-5K-SG04LP3-AU | 64.4 |  |  | Shanghai PYTES Energy Co Ltd | E-BOX 48100R | 14 | NINGBO DEYE INVERTER TECHNOLOGY CO LTD | SUN-5K-SG04LP3-AU | PYTES | 2027-04-28
2024-05-17 | HBS12164 | Shanghai PYTES Energy Co Ltd E-BOX 48100R (x15) w/ NINGBO DEYE INVERTER TECHNOLOGY CO LTD SUN-5K-SG04LP3-AU | 69 |  |  | Shanghai PYTES Energy Co Ltd | E-BOX 48100R | 15 | NINGBO DEYE INVERTER TECHNOLOGY CO LTD | SUN-5K-SG04LP3-AU | PYTES | 2027-04-28
2024-05-17 | HBS12165 | Shanghai PYTES Energy Co Ltd E-BOX 48100R (x16) w/ NINGBO DEYE INVERTER TECHNOLOGY CO LTD SUN-5K-SG04LP3-AU | 73.6 |  |  | Shanghai PYTES Energy Co Ltd | E-BOX 48100R | 16 | NINGBO DEYE INVERTER TECHNOLOGY CO LTD | SUN-5K-SG04LP3-AU | PYTES | 2027-04-28
2024-05-17 | HBS12166 | Shanghai PYTES Energy Co Ltd E-BOX 48100R (x17) w/ NINGBO DEYE INVERTER TECHNOLOGY CO LTD SUN-5K-SG04LP3-AU | 78.2 |  |  | Shanghai PYTES Energy Co Ltd | E-BOX 48100R | 17 | NINGBO DEYE INVERTER TECHNOLOGY CO LTD | SUN-5K-SG04LP3-AU | PYTES | 2027-04-28
2024-05-17 | HBS12167 | Shanghai PYTES Energy Co Ltd E-BOX 48100R (x18) w/ NINGBO DEYE INVERTER TECHNOLOGY CO LTD SUN-5K-SG04LP3-AU | 82.8 |  |  | Shanghai PYTES Energy Co Ltd | E-BOX 48100R | 18 | NINGBO DEYE INVERTER TECHNOLOGY CO LTD | SUN-5K-SG04LP3-AU | PYTES | 2027-04-28
2024-05-17 | HBS12168 | Shanghai PYTES Energy Co Ltd E-BOX 48100R (x19) w/ NINGBO DEYE INVERTER TECHNOLOGY CO LTD SUN-5K-SG04LP3-AU | 87.4 |  |  | Shanghai PYTES Energy Co Ltd | E-BOX 48100R | 19 | NINGBO DEYE INVERTER TECHNOLOGY CO LTD | SUN-5K-SG04LP3-AU | PYTES | 2027-04-28
2024-05-17 | HBS12169 | Shanghai PYTES Energy Co Ltd E-BOX 48100R (x20) w/ NINGBO DEYE INVERTER TECHNOLOGY CO LTD SUN-5K-SG04LP3-AU | 92 |  |  | Shanghai PYTES Energy Co Ltd | E-BOX 48100R | 20 | NINGBO DEYE INVERTER TECHNOLOGY CO LTD | SUN-5K-SG04LP3-AU | PYTES | 2027-04-28
2024-05-17 | HBS12170 | Shanghai PYTES Energy Co Ltd E-BOX 48100R (x2) w/ NINGBO DEYE INVERTER TECHNOLOGY CO LTD SUN-6K-SG04LP3-AU | 9.2 |  |  | Shanghai PYTES Energy Co Ltd | E-BOX 48100R | 2 | NINGBO DEYE INVERTER TECHNOLOGY CO LTD | SUN-6K-SG04LP3-AU | PYTES | 2027-04-28
2024-05-17 | HBS12171 | Shanghai PYTES Energy Co Ltd E-BOX 48100R (x3) w/ NINGBO DEYE INVERTER TECHNOLOGY CO LTD SUN-6K-SG04LP3-AU | 13.8 |  |  | Shanghai PYTES Energy Co Ltd | E-BOX 48100R | 3 | NINGBO DEYE INVERTER TECHNOLOGY CO LTD | SUN-6K-SG04LP3-AU | PYTES | 2027-04-28
2024-05-17 | HBS12172 | Shanghai PYTES Energy Co Ltd E-BOX 48100R (x4) w/ NINGBO DEYE INVERTER TECHNOLOGY CO LTD SUN-6K-SG04LP3-AU | 18.4 |  |  | Shanghai PYTES Energy Co Ltd | E-BOX 48100R | 4 | NINGBO DEYE INVERTER TECHNOLOGY CO LTD | SUN-6K-SG04LP3-AU | PYTES | 2027-04-28
2024-05-17 | HBS12173 | Shanghai PYTES Energy Co Ltd E-BOX 48100R (x5) w/ NINGBO DEYE INVERTER TECHNOLOGY CO LTD SUN-6K-SG04LP3-AU | 23 |  |  | Shanghai PYTES Energy Co Ltd | E-BOX 48100R | 5 | NINGBO DEYE INVERTER TECHNOLOGY CO LTD | SUN-6K-SG04LP3-AU | PYTES | 2027-04-28
2024-05-17 | HBS12174 | Shanghai PYTES Energy Co Ltd E-BOX 48100R (x6) w/ NINGBO DEYE INVERTER TECHNOLOGY CO LTD SUN-6K-SG04LP3-AU | 27.6 |  |  | Shanghai PYTES Energy Co Ltd | E-BOX 48100R | 6 | NINGBO DEYE INVERTER TECHNOLOGY CO LTD | SUN-6K-SG04LP3-AU | PYTES | 2027-04-28
2024-05-17 | HBS12175 | Shanghai PYTES Energy Co Ltd E-BOX 48100R (x7) w/ NINGBO DEYE INVERTER TECHNOLOGY CO LTD SUN-6K-SG04LP3-AU | 32.2 |  |  | Shanghai PYTES Energy Co Ltd | E-BOX 48100R | 7 | NINGBO DEYE INVERTER TECHNOLOGY CO LTD | SUN-6K-SG04LP3-AU | PYTES | 2027-04-28
2024-05-17 | HBS12176 | Shanghai PYTES Energy Co Ltd E-BOX 48100R (x8) w/ NINGBO DEYE INVERTER TECHNOLOGY CO LTD SUN-6K-SG04LP3-AU | 36.8 |  |  | Shanghai PYTES Energy Co Ltd | E-BOX 48100R | 8 | NINGBO DEYE INVERTER TECHNOLOGY CO LTD | SUN-6K-SG04LP3-AU | PYTES | 2027-04-28
2024-05-17 | HBS12177 | Shanghai PYTES Energy Co Ltd E-BOX 48100R (x9) w/ NINGBO DEYE INVERTER TECHNOLOGY CO LTD SUN-6K-SG04LP3-AU | 41.4 |  |  | Shanghai PYTES Energy Co Ltd | E-BOX 48100R | 9 | NINGBO DEYE INVERTER TECHNOLOGY CO LTD | SUN-6K-SG04LP3-AU | PYTES | 2027-04-28
2024-05-17 | HBS12178 | Shanghai PYTES Energy Co Ltd E-BOX 48100R (x10) w/ NINGBO DEYE INVERTER TECHNOLOGY CO LTD SUN-6K-SG04LP3-AU | 46 |  |  | Shanghai PYTES Energy Co Ltd | E-BOX 48100R | 10 | NINGBO DEYE INVERTER TECHNOLOGY CO LTD | SUN-6K-SG04LP3-AU | PYTES | 2027-04-28
2024-05-17 | HBS12179 | Shanghai PYTES Energy Co Ltd E-BOX 48100R (x11) w/ NINGBO DEYE INVERTER TECHNOLOGY CO LTD SUN-6K-SG04LP3-AU | 50.6 |  |  | Shanghai PYTES Energy Co Ltd | E-BOX 48100R | 11 | NINGBO DEYE INVERTER TECHNOLOGY CO LTD | SUN-6K-SG04LP3-AU | PYTES | 2027-04-28
2024-05-17 | HBS12180 | Shanghai PYTES Energy Co Ltd E-BOX 48100R (x12) w/ NINGBO DEYE INVERTER TECHNOLOGY CO LTD SUN-6K-SG04LP3-AU | 55.2 |  |  | Shanghai PYTES Energy Co Ltd | E-BOX 48100R | 12 | NINGBO DEYE INVERTER TECHNOLOGY CO LTD | SUN-6K-SG04LP3-AU | PYTES | 2027-04-28
2024-05-17 | HBS12181 | Shanghai PYTES Energy Co Ltd E-BOX 48100R (x13) w/ NINGBO DEYE INVERTER TECHNOLOGY CO LTD SUN-6K-SG04LP3-AU | 59.8 |  |  | Shanghai PYTES Energy Co Ltd | E-BOX 48100R | 13 | NINGBO DEYE INVERTER TECHNOLOGY CO LTD | SUN-6K-SG04LP3-AU | PYTES | 2027-04-28
2024-05-17 | HBS12182 | Shanghai PYTES Energy Co Ltd E-BOX 48100R (x14) w/ NINGBO DEYE INVERTER TECHNOLOGY CO LTD SUN-6K-SG04LP3-AU | 64.4 |  |  | Shanghai PYTES Energy Co Ltd | E-BOX 48100R | 14 | NINGBO DEYE INVERTER TECHNOLOGY CO LTD | SUN-6K-SG04LP3-AU | PYTES | 2027-04-28
2024-05-17 | HBS12183 | Shanghai PYTES Energy Co Ltd E-BOX 48100R (x15) w/ NINGBO DEYE INVERTER TECHNOLOGY CO LTD SUN-6K-SG04LP3-AU | 69 |  |  | Shanghai PYTES Energy Co Ltd | E-BOX 48100R | 15 | NINGBO DEYE INVERTER TECHNOLOGY CO LTD | SUN-6K-SG04LP3-AU | PYTES | 2027-04-28
2024-05-17 | HBS12184 | Shanghai PYTES Energy Co Ltd E-BOX 48100R (x16) w/ NINGBO DEYE INVERTER TECHNOLOGY CO LTD SUN-6K-SG04LP3-AU | 73.6 |  |  | Shanghai PYTES Energy Co Ltd | E-BOX 48100R | 16 | NINGBO DEYE INVERTER TECHNOLOGY CO LTD | SUN-6K-SG04LP3-AU | PYTES | 2027-04-28
2024-05-17 | HBS12185 | Shanghai PYTES Energy Co Ltd E-BOX 48100R (x17) w/ NINGBO DEYE INVERTER TECHNOLOGY CO LTD SUN-6K-SG04LP3-AU | 78.2 |  |  | Shanghai PYTES Energy Co Ltd | E-BOX 48100R | 17 | NINGBO DEYE INVERTER TECHNOLOGY CO LTD | SUN-6K-SG04LP3-AU | PYTES | 2027-04-28
2024-05-17 | HBS12186 | Shanghai PYTES Energy Co Ltd E-BOX 48100R (x18) w/ NINGBO DEYE INVERTER TECHNOLOGY CO LTD SUN-6K-SG04LP3-AU | 82.8 |  |  | Shanghai PYTES Energy Co Ltd | E-BOX 48100R | 18 | NINGBO DEYE INVERTER TECHNOLOGY CO LTD | SUN-6K-SG04LP3-AU | PYTES | 2027-04-28
2024-05-17 | HBS12187 | Shanghai PYTES Energy Co Ltd E-BOX 48100R (x19) w/ NINGBO DEYE INVERTER TECHNOLOGY CO LTD SUN-6K-SG04LP3-AU | 87.4 |  |  | Shanghai PYTES Energy Co Ltd | E-BOX 48100R | 19 | NINGBO DEYE INVERTER TECHNOLOGY CO LTD | SUN-6K-SG04LP3-AU | PYTES | 2027-04-28
2024-05-17 | HBS12188 | Shanghai PYTES Energy Co Ltd E-BOX 48100R (x20) w/ NINGBO DEYE INVERTER TECHNOLOGY CO LTD SUN-6K-SG04LP3-AU | 92 |  |  | Shanghai PYTES Energy Co Ltd | E-BOX 48100R | 20 | NINGBO DEYE INVERTER TECHNOLOGY CO LTD | SUN-6K-SG04LP3-AU | PYTES | 2027-04-28
2024-05-17 | HBS12189 | Shanghai PYTES Energy Co Ltd E-BOX 48100R (x2) w/ NINGBO DEYE INVERTER TECHNOLOGY CO LTD SUN-8K-SG04LP3-AU | 9.2 |  |  | Shanghai PYTES Energy Co Ltd | E-BOX 48100R | 2 | NINGBO DEYE INVERTER TECHNOLOGY CO LTD | SUN-8K-SG04LP3-AU | PYTES | 2027-04-28
2024-05-17 | HBS12190 | Shanghai PYTES Energy Co Ltd E-BOX 48100R (x3) w/ NINGBO DEYE INVERTER TECHNOLOGY CO LTD SUN-8K-SG04LP3-AU | 13.8 |  |  | Shanghai PYTES Energy Co Ltd | E-BOX 48100R | 3 | NINGBO DEYE INVERTER TECHNOLOGY CO LTD | SUN-8K-SG04LP3-AU | PYTES | 2027-04-28
2024-05-17 | HBS12191 | Shanghai PYTES Energy Co Ltd E-BOX 48100R (x4) w/ NINGBO DEYE INVERTER TECHNOLOGY CO LTD SUN-8K-SG04LP3-AU | 18.4 |  |  | Shanghai PYTES Energy Co Ltd | E-BOX 48100R | 4 | NINGBO DEYE INVERTER TECHNOLOGY CO LTD | SUN-8K-SG04LP3-AU | PYTES | 2027-04-28
2024-05-17 | HBS12192 | Shanghai PYTES Energy Co Ltd E-BOX 48100R (x5) w/ NINGBO DEYE INVERTER TECHNOLOGY CO LTD SUN-8K-SG04LP3-AU | 23 |  |  | Shanghai PYTES Energy Co Ltd | E-BOX 48100R | 5 | NINGBO DEYE INVERTER TECHNOLOGY CO LTD | SUN-8K-SG04LP3-AU | PYTES | 2027-04-28
2024-05-17 | HBS12193 | Shanghai PYTES Energy Co Ltd E-BOX 48100R (x6) w/ NINGBO DEYE INVERTER TECHNOLOGY CO LTD SUN-8K-SG04LP3-AU | 27.6 |  |  | Shanghai PYTES Energy Co Ltd | E-BOX 48100R | 6 | NINGBO DEYE INVERTER TECHNOLOGY CO LTD | SUN-8K-SG04LP3-AU | PYTES | 2027-04-28
2024-05-17 | HBS12194 | Shanghai PYTES Energy Co Ltd E-BOX 48100R (x7) w/ NINGBO DEYE INVERTER TECHNOLOGY CO LTD SUN-8K-SG04LP3-AU | 32.2 |  |  | Shanghai PYTES Energy Co Ltd | E-BOX 48100R | 7 | NINGBO DEYE INVERTER TECHNOLOGY CO LTD | SUN-8K-SG04LP3-AU | PYTES | 2027-04-28
2024-05-17 | HBS12195 | Shanghai PYTES Energy Co Ltd E-BOX 48100R (x8) w/ NINGBO DEYE INVERTER TECHNOLOGY CO LTD SUN-8K-SG04LP3-AU | 36.8 |  |  | Shanghai PYTES Energy Co Ltd | E-BOX 48100R | 8 | NINGBO DEYE INVERTER TECHNOLOGY CO LTD | SUN-8K-SG04LP3-AU | PYTES | 2027-04-28
2024-05-17 | HBS12196 | Shanghai PYTES Energy Co Ltd E-BOX 48100R (x9) w/ NINGBO DEYE INVERTER TECHNOLOGY CO LTD SUN-8K-SG04LP3-AU | 41.4 |  |  | Shanghai PYTES Energy Co Ltd | E-BOX 48100R | 9 | NINGBO DEYE INVERTER TECHNOLOGY CO LTD | SUN-8K-SG04LP3-AU | PYTES | 2027-04-28
2024-05-17 | HBS12197 | Shanghai PYTES Energy Co Ltd E-BOX 48100R (x10) w/ NINGBO DEYE INVERTER TECHNOLOGY CO LTD SUN-8K-SG04LP3-AU | 46 |  |  | Shanghai PYTES Energy Co Ltd | E-BOX 48100R | 10 | NINGBO DEYE INVERTER TECHNOLOGY CO LTD | SUN-8K-SG04LP3-AU | PYTES | 2027-04-28
2024-05-17 | HBS12198 | Shanghai PYTES Energy Co Ltd E-BOX 48100R (x11) w/ NINGBO DEYE INVERTER TECHNOLOGY CO LTD SUN-8K-SG04LP3-AU | 50.6 |  |  | Shanghai PYTES Energy Co Ltd | E-BOX 48100R | 11 | NINGBO DEYE INVERTER TECHNOLOGY CO LTD | SUN-8K-SG04LP3-AU | PYTES | 2027-04-28
2024-05-17 | HBS12199 | Shanghai PYTES Energy Co Ltd E-BOX 48100R (x12) w/ NINGBO DEYE INVERTER TECHNOLOGY CO LTD SUN-8K-SG04LP3-AU | 55.2 |  |  | Shanghai PYTES Energy Co Ltd | E-BOX 48100R | 12 | NINGBO DEYE INVERTER TECHNOLOGY CO LTD | SUN-8K-SG04LP3-AU | PYTES | 2027-04-28
2024-05-17 | HBS12200 | Shanghai PYTES Energy Co Ltd E-BOX 48100R (x13) w/ NINGBO DEYE INVERTER TECHNOLOGY CO LTD SUN-8K-SG04LP3-AU | 59.8 |  |  | Shanghai PYTES Energy Co Ltd | E-BOX 48100R | 13 | NINGBO DEYE INVERTER TECHNOLOGY CO LTD | SUN-8K-SG04LP3-AU | PYTES | 2027-04-28
2024-05-17 | HBS12201 | Shanghai PYTES Energy Co Ltd E-BOX 48100R (x14) w/ NINGBO DEYE INVERTER TECHNOLOGY CO LTD SUN-8K-SG04LP3-AU | 64.4 |  |  | Shanghai PYTES Energy Co Ltd | E-BOX 48100R | 14 | NINGBO DEYE INVERTER TECHNOLOGY CO LTD | SUN-8K-SG04LP3-AU | PYTES | 2027-04-28
2024-05-17 | HBS12202 | Shanghai PYTES Energy Co Ltd E-BOX 48100R (x15) w/ NINGBO DEYE INVERTER TECHNOLOGY CO LTD SUN-8K-SG04LP3-AU | 69 |  |  | Shanghai PYTES Energy Co Ltd | E-BOX 48100R | 15 | NINGBO DEYE INVERTER TECHNOLOGY CO LTD | SUN-8K-SG04LP3-AU | PYTES | 2027-04-28
2024-05-17 | HBS12203 | Shanghai PYTES Energy Co Ltd E-BOX 48100R (x16) w/ NINGBO DEYE INVERTER TECHNOLOGY CO LTD SUN-8K-SG04LP3-AU | 73.6 |  |  | Shanghai PYTES Energy Co Ltd | E-BOX 48100R | 16 | NINGBO DEYE INVERTER TECHNOLOGY CO LTD | SUN-8K-SG04LP3-AU | PYTES | 2027-04-28
2024-05-17 | HBS12204 | Shanghai PYTES Energy Co Ltd E-BOX 48100R (x17) w/ NINGBO DEYE INVERTER TECHNOLOGY CO LTD SUN-8K-SG04LP3-AU | 78.2 |  |  | Shanghai PYTES Energy Co Ltd | E-BOX 48100R | 17 | NINGBO DEYE INVERTER TECHNOLOGY CO LTD | SUN-8K-SG04LP3-AU | PYTES | 2027-04-28
2024-05-17 | HBS12205 | Shanghai PYTES Energy Co Ltd E-BOX 48100R (x18) w/ NINGBO DEYE INVERTER TECHNOLOGY CO LTD SUN-8K-SG04LP3-AU | 82.8 |  |  | Shanghai PYTES Energy Co Ltd | E-BOX 48100R | 18 | NINGBO DEYE INVERTER TECHNOLOGY CO LTD | SUN-8K-SG04LP3-AU | PYTES | 2027-04-28
2024-05-17 | HBS12206 | Shanghai PYTES Energy Co Ltd E-BOX 48100R (x19) w/ NINGBO DEYE INVERTER TECHNOLOGY CO LTD SUN-8K-SG04LP3-AU | 87.4 |  |  | Shanghai PYTES Energy Co Ltd | E-BOX 48100R | 19 | NINGBO DEYE INVERTER TECHNOLOGY CO LTD | SUN-8K-SG04LP3-AU | PYTES | 2027-04-28
2024-05-17 | HBS12207 | Shanghai PYTES Energy Co Ltd E-BOX 48100R (x20) w/ NINGBO DEYE INVERTER TECHNOLOGY CO LTD SUN-8K-SG04LP3-AU | 92 |  |  | Shanghai PYTES Energy Co Ltd | E-BOX 48100R | 20 | NINGBO DEYE INVERTER TECHNOLOGY CO LTD | SUN-8K-SG04LP3-AU | PYTES | 2027-04-28
2024-05-17 | HBS12208 | Shanghai PYTES Energy Co Ltd E-BOX 48100R (x2) w/ NINGBO DEYE INVERTER TECHNOLOGY CO LTD SUN-10K-SG04LP3-AU | 9.2 |  |  | Shanghai PYTES Energy Co Ltd | E-BOX 48100R | 2 | NINGBO DEYE INVERTER TECHNOLOGY CO LTD | SUN-10K-SG04LP3-AU | PYTES | 2027-04-28
2024-05-17 | HBS12209 | Shanghai PYTES Energy Co Ltd E-BOX 48100R (x3) w/ NINGBO DEYE INVERTER TECHNOLOGY CO LTD SUN-10K-SG04LP3-AU | 13.8 |  |  | Shanghai PYTES Energy Co Ltd | E-BOX 48100R | 3 | NINGBO DEYE INVERTER TECHNOLOGY CO LTD | SUN-10K-SG04LP3-AU | PYTES | 2027-04-28
2024-05-17 | HBS12210 | Shanghai PYTES Energy Co Ltd E-BOX 48100R (x4) w/ NINGBO DEYE INVERTER TECHNOLOGY CO LTD SUN-10K-SG04LP3-AU | 18.4 |  |  | Shanghai PYTES Energy Co Ltd | E-BOX 48100R | 4 | NINGBO DEYE INVERTER TECHNOLOGY CO LTD | SUN-10K-SG04LP3-AU | PYTES | 2027-04-28
2024-05-17 | HBS12211 | Shanghai PYTES Energy Co Ltd E-BOX 48100R (x5) w/ NINGBO DEYE INVERTER TECHNOLOGY CO LTD SUN-10K-SG04LP3-AU | 23 |  |  | Shanghai PYTES Energy Co Ltd | E-BOX 48100R | 5 | NINGBO DEYE INVERTER TECHNOLOGY CO LTD | SUN-10K-SG04LP3-AU | PYTES | 2027-04-28
2024-05-17 | HBS12212 | Shanghai PYTES Energy Co Ltd E-BOX 48100R (x6) w/ NINGBO DEYE INVERTER TECHNOLOGY CO LTD SUN-10K-SG04LP3-AU | 27.6 |  |  | Shanghai PYTES Energy Co Ltd | E-BOX 48100R | 6 | NINGBO DEYE INVERTER TECHNOLOGY CO LTD | SUN-10K-SG04LP3-AU | PYTES | 2027-04-28
2024-05-17 | HBS12213 | Shanghai PYTES Energy Co Ltd E-BOX 48100R (x7) w/ NINGBO DEYE INVERTER TECHNOLOGY CO LTD SUN-10K-SG04LP3-AU | 32.2 |  |  | Shanghai PYTES Energy Co Ltd | E-BOX 48100R | 7 | NINGBO DEYE INVERTER TECHNOLOGY CO LTD | SUN-10K-SG04LP3-AU | PYTES | 2027-04-28
2024-05-17 | HBS12214 | Shanghai PYTES Energy Co Ltd E-BOX 48100R (x8) w/ NINGBO DEYE INVERTER TECHNOLOGY CO LTD SUN-10K-SG04LP3-AU | 36.8 |  |  | Shanghai PYTES Energy Co Ltd | E-BOX 48100R | 8 | NINGBO DEYE INVERTER TECHNOLOGY CO LTD | SUN-10K-SG04LP3-AU | PYTES | 2027-04-28
2024-05-17 | HBS12215 | Shanghai PYTES Energy Co Ltd E-BOX 48100R (x9) w/ NINGBO DEYE INVERTER TECHNOLOGY CO LTD SUN-10K-SG04LP3-AU | 41.4 |  |  | Shanghai PYTES Energy Co Ltd | E-BOX 48100R | 9 | NINGBO DEYE INVERTER TECHNOLOGY CO LTD | SUN-10K-SG04LP3-AU | PYTES | 2027-04-28
2024-05-17 | HBS12216 | Shanghai PYTES Energy Co Ltd E-BOX 48100R (x10) w/ NINGBO DEYE INVERTER TECHNOLOGY CO LTD SUN-10K-SG04LP3-AU | 46 |  |  | Shanghai PYTES Energy Co Ltd | E-BOX 48100R | 10 | NINGBO DEYE INVERTER TECHNOLOGY CO LTD | SUN-10K-SG04LP3-AU | PYTES | 2027-04-28
2024-05-17 | HBS12217 | Shanghai PYTES Energy Co Ltd E-BOX 48100R (x11) w/ NINGBO DEYE INVERTER TECHNOLOGY CO LTD SUN-10K-SG04LP3-AU | 50.6 |  |  | Shanghai PYTES Energy Co Ltd | E-BOX 48100R | 11 | NINGBO DEYE INVERTER TECHNOLOGY CO LTD | SUN-10K-SG04LP3-AU | PYTES | 2027-04-28
2024-05-17 | HBS12218 | Shanghai PYTES Energy Co Ltd E-BOX 48100R (x12) w/ NINGBO DEYE INVERTER TECHNOLOGY CO LTD SUN-10K-SG04LP3-AU | 55.2 |  |  | Shanghai PYTES Energy Co Ltd | E-BOX 48100R | 12 | NINGBO DEYE INVERTER TECHNOLOGY CO LTD | SUN-10K-SG04LP3-AU | PYTES | 2027-04-28
2024-05-17 | HBS12219 | Shanghai PYTES Energy Co Ltd E-BOX 48100R (x13) w/ NINGBO DEYE INVERTER TECHNOLOGY CO LTD SUN-10K-SG04LP3-AU | 59.8 |  |  | Shanghai PYTES Energy Co Ltd | E-BOX 48100R | 13 | NINGBO DEYE INVERTER TECHNOLOGY CO LTD | SUN-10K-SG04LP3-AU | PYTES | 2027-04-28
2024-05-17 | HBS12220 | Shanghai PYTES Energy Co Ltd E-BOX 48100R (x14) w/ NINGBO DEYE INVERTER TECHNOLOGY CO LTD SUN-10K-SG04LP3-AU | 64.4 |  |  | Shanghai PYTES Energy Co Ltd | E-BOX 48100R | 14 | NINGBO DEYE INVERTER TECHNOLOGY CO LTD | SUN-10K-SG04LP3-AU | PYTES | 2027-04-28
2024-05-17 | HBS12221 | Shanghai PYTES Energy Co Ltd E-BOX 48100R (x15) w/ NINGBO DEYE INVERTER TECHNOLOGY CO LTD SUN-10K-SG04LP3-AU | 69 |  |  | Shanghai PYTES Energy Co Ltd | E-BOX 48100R | 15 | NINGBO DEYE INVERTER TECHNOLOGY CO LTD | SUN-10K-SG04LP3-AU | PYTES | 2027-04-28
2024-05-17 | HBS12222 | Shanghai PYTES Energy Co Ltd E-BOX 48100R (x16) w/ NINGBO DEYE INVERTER TECHNOLOGY CO LTD SUN-10K-SG04LP3-AU | 73.6 |  |  | Shanghai PYTES Energy Co Ltd | E-BOX 48100R | 16 | NINGBO DEYE INVERTER TECHNOLOGY CO LTD | SUN-10K-SG04LP3-AU | PYTES | 2027-04-28
2024-05-17 | HBS12223 | Shanghai PYTES Energy Co Ltd E-BOX 48100R (x17) w/ NINGBO DEYE INVERTER TECHNOLOGY CO LTD SUN-10K-SG04LP3-AU | 78.2 |  |  | Shanghai PYTES Energy Co Ltd | E-BOX 48100R | 17 | NINGBO DEYE INVERTER TECHNOLOGY CO LTD | SUN-10K-SG04LP3-AU | PYTES | 2027-04-28
2024-05-17 | HBS12224 | Shanghai PYTES Energy Co Ltd E-BOX 48100R (x18) w/ NINGBO DEYE INVERTER TECHNOLOGY CO LTD SUN-10K-SG04LP3-AU | 82.8 |  |  | Shanghai PYTES Energy Co Ltd | E-BOX 48100R | 18 | NINGBO DEYE INVERTER TECHNOLOGY CO LTD | SUN-10K-SG04LP3-AU | PYTES | 2027-04-28
2024-05-17 | HBS12225 | Shanghai PYTES Energy Co Ltd E-BOX 48100R (x19) w/ NINGBO DEYE INVERTER TECHNOLOGY CO LTD SUN-10K-SG04LP3-AU | 87.4 |  |  | Shanghai PYTES Energy Co Ltd | E-BOX 48100R | 19 | NINGBO DEYE INVERTER TECHNOLOGY CO LTD | SUN-10K-SG04LP3-AU | PYTES | 2027-04-28
2024-05-17 | HBS12226 | Shanghai PYTES Energy Co Ltd E-BOX 48100R (x20) w/ NINGBO DEYE INVERTER TECHNOLOGY CO LTD SUN-10K-SG04LP3-AU | 92 |  |  | Shanghai PYTES Energy Co Ltd | E-BOX 48100R | 20 | NINGBO DEYE INVERTER TECHNOLOGY CO LTD | SUN-10K-SG04LP3-AU | PYTES | 2027-04-28
2024-05-17 | HBS12227 | Shanghai PYTES Energy Co Ltd E-BOX 48100R (x2) w/ NINGBO DEYE INVERTER TECHNOLOGY CO LTD SUN-12K-SG04LP3-AU | 9.2 |  |  | Shanghai PYTES Energy Co Ltd | E-BOX 48100R | 2 | NINGBO DEYE INVERTER TECHNOLOGY CO LTD | SUN-12K-SG04LP3-AU | PYTES | 2027-04-28
2024-05-17 | HBS12228 | Shanghai PYTES Energy Co Ltd E-BOX 48100R (x3) w/ NINGBO DEYE INVERTER TECHNOLOGY CO LTD SUN-12K-SG04LP3-AU | 13.8 |  |  | Shanghai PYTES Energy Co Ltd | E-BOX 48100R | 3 | NINGBO DEYE INVERTER TECHNOLOGY CO LTD | SUN-12K-SG04LP3-AU | PYTES | 2027-04-28
2024-05-17 | HBS12229 | Shanghai PYTES Energy Co Ltd E-BOX 48100R (x4) w/ NINGBO DEYE INVERTER TECHNOLOGY CO LTD SUN-12K-SG04LP3-AU | 18.4 |  |  | Shanghai PYTES Energy Co Ltd | E-BOX 48100R | 4 | NINGBO DEYE INVERTER TECHNOLOGY CO LTD | SUN-12K-SG04LP3-AU | PYTES | 2027-04-28
2024-05-17 | HBS12230 | Shanghai PYTES Energy Co Ltd E-BOX 48100R (x5) w/ NINGBO DEYE INVERTER TECHNOLOGY CO LTD SUN-12K-SG04LP3-AU | 23 |  |  | Shanghai PYTES Energy Co Ltd | E-BOX 48100R | 5 | NINGBO DEYE INVERTER TECHNOLOGY CO LTD | SUN-12K-SG04LP3-AU | PYTES | 2027-04-28
2024-05-17 | HBS12231 | Shanghai PYTES Energy Co Ltd E-BOX 48100R (x6) w/ NINGBO DEYE INVERTER TECHNOLOGY CO LTD SUN-12K-SG04LP3-AU | 27.6 |  |  | Shanghai PYTES Energy Co Ltd | E-BOX 48100R | 6 | NINGBO DEYE INVERTER TECHNOLOGY CO LTD | SUN-12K-SG04LP3-AU | PYTES | 2027-04-28
2024-05-17 | HBS12232 | Shanghai PYTES Energy Co Ltd E-BOX 48100R (x7) w/ NINGBO DEYE INVERTER TECHNOLOGY CO LTD SUN-12K-SG04LP3-AU | 32.2 |  |  | Shanghai PYTES Energy Co Ltd | E-BOX 48100R | 7 | NINGBO DEYE INVERTER TECHNOLOGY CO LTD | SUN-12K-SG04LP3-AU | PYTES | 2027-04-28
2024-05-17 | HBS12233 | Shanghai PYTES Energy Co Ltd E-BOX 48100R (x8) w/ NINGBO DEYE INVERTER TECHNOLOGY CO LTD SUN-12K-SG04LP3-AU | 36.8 |  |  | Shanghai PYTES Energy Co Ltd | E-BOX 48100R | 8 | NINGBO DEYE INVERTER TECHNOLOGY CO LTD | SUN-12K-SG04LP3-AU | PYTES | 2027-04-28
2024-05-17 | HBS12234 | Shanghai PYTES Energy Co Ltd E-BOX 48100R (x9) w/ NINGBO DEYE INVERTER TECHNOLOGY CO LTD SUN-12K-SG04LP3-AU | 41.4 |  |  | Shanghai PYTES Energy Co Ltd | E-BOX 48100R | 9 | NINGBO DEYE INVERTER TECHNOLOGY CO LTD | SUN-12K-SG04LP3-AU | PYTES | 2027-04-28
2024-05-17 | HBS12235 | Shanghai PYTES Energy Co Ltd E-BOX 48100R (x10) w/ NINGBO DEYE INVERTER TECHNOLOGY CO LTD SUN-12K-SG04LP3-AU | 46 |  |  | Shanghai PYTES Energy Co Ltd | E-BOX 48100R | 10 | NINGBO DEYE INVERTER TECHNOLOGY CO LTD | SUN-12K-SG04LP3-AU | PYTES | 2027-04-28
2024-05-17 | HBS12236 | Shanghai PYTES Energy Co Ltd E-BOX 48100R (x11) w/ NINGBO DEYE INVERTER TECHNOLOGY CO LTD SUN-12K-SG04LP3-AU | 50.6 |  |  | Shanghai PYTES Energy Co Ltd | E-BOX 48100R | 11 | NINGBO DEYE INVERTER TECHNOLOGY CO LTD | SUN-12K-SG04LP3-AU | PYTES | 2027-04-28
2024-05-17 | HBS12237 | Shanghai PYTES Energy Co Ltd E-BOX 48100R (x12) w/ NINGBO DEYE INVERTER TECHNOLOGY CO LTD SUN-12K-SG04LP3-AU | 55.2 |  |  | Shanghai PYTES Energy Co Ltd | E-BOX 48100R | 12 | NINGBO DEYE INVERTER TECHNOLOGY CO LTD | SUN-12K-SG04LP3-AU | PYTES | 2027-04-28
2024-05-17 | HBS12238 | Shanghai PYTES Energy Co Ltd E-BOX 48100R (x13) w/ NINGBO DEYE INVERTER TECHNOLOGY CO LTD SUN-12K-SG04LP3-AU | 59.8 |  |  | Shanghai PYTES Energy Co Ltd | E-BOX 48100R | 13 | NINGBO DEYE INVERTER TECHNOLOGY CO LTD | SUN-12K-SG04LP3-AU | PYTES | 2027-04-28
2024-05-17 | HBS12239 | Shanghai PYTES Energy Co Ltd E-BOX 48100R (x14) w/ NINGBO DEYE INVERTER TECHNOLOGY CO LTD SUN-12K-SG04LP3-AU | 64.4 |  |  | Shanghai PYTES Energy Co Ltd | E-BOX 48100R | 14 | NINGBO DEYE INVERTER TECHNOLOGY CO LTD | SUN-12K-SG04LP3-AU | PYTES | 2027-04-28
2024-05-17 | HBS12240 | Shanghai PYTES Energy Co Ltd E-BOX 48100R (x15) w/ NINGBO DEYE INVERTER TECHNOLOGY CO LTD SUN-12K-SG04LP3-AU | 69 |  |  | Shanghai PYTES Energy Co Ltd | E-BOX 48100R | 15 | NINGBO DEYE INVERTER TECHNOLOGY CO LTD | SUN-12K-SG04LP3-AU | PYTES | 2027-04-28
2024-05-17 | HBS12241 | Shanghai PYTES Energy Co Ltd E-BOX 48100R (x16) w/ NINGBO DEYE INVERTER TECHNOLOGY CO LTD SUN-12K-SG04LP3-AU | 73.6 |  |  | Shanghai PYTES Energy Co Ltd | E-BOX 48100R | 16 | NINGBO DEYE INVERTER TECHNOLOGY CO LTD | SUN-12K-SG04LP3-AU | PYTES | 2027-04-28
2024-05-17 | HBS12242 | Shanghai PYTES Energy Co Ltd E-BOX 48100R (x17) w/ NINGBO DEYE INVERTER TECHNOLOGY CO LTD SUN-12K-SG04LP3-AU | 78.2 |  |  | Shanghai PYTES Energy Co Ltd | E-BOX 48100R | 17 | NINGBO DEYE INVERTER TECHNOLOGY CO LTD | SUN-12K-SG04LP3-AU | PYTES | 2027-04-28
2024-05-17 | HBS12243 | Shanghai PYTES Energy Co Ltd E-BOX 48100R (x18) w/ NINGBO DEYE INVERTER TECHNOLOGY CO LTD SUN-12K-SG04LP3-AU | 82.8 |  |  | Shanghai PYTES Energy Co Ltd | E-BOX 48100R | 18 | NINGBO DEYE INVERTER TECHNOLOGY CO LTD | SUN-12K-SG04LP3-AU | PYTES | 2027-04-28
2024-05-17 | HBS12244 | Shanghai PYTES Energy Co Ltd E-BOX 48100R (x19) w/ NINGBO DEYE INVERTER TECHNOLOGY CO LTD SUN-12K-SG04LP3-AU | 87.4 |  |  | Shanghai PYTES Energy Co Ltd | E-BOX 48100R | 19 | NINGBO DEYE INVERTER TECHNOLOGY CO LTD | SUN-12K-SG04LP3-AU | PYTES | 2027-04-28
2024-05-17 | HBS12245 | Shanghai PYTES Energy Co Ltd E-BOX 48100R (x20) w/ NINGBO DEYE INVERTER TECHNOLOGY CO LTD SUN-12K-SG04LP3-AU | 92 |  |  | Shanghai PYTES Energy Co Ltd | E-BOX 48100R | 20 | NINGBO DEYE INVERTER TECHNOLOGY CO LTD | SUN-12K-SG04LP3-AU | PYTES | 2027-04-28
2024-05-17 | HBS12284 | Shangahi PYTES Energy Co Ltd E-BOX 48100R (x2) w/ SMA Australia Pty Ltd SI6.0H-13 | 9.2 |  |  | Shangahi PYTES Energy Co Ltd | E-BOX 48100R | 6 | SMA Australia Pty Ltd | SI6.0H-13 | PYTES | 2026-09-14
2024-05-17 | HBS12285 | Shangahi PYTES Energy Co Ltd E-BOX 48100R (x3) w/ SMA Australia Pty Ltd SI6.0H-13 | 13.8 |  |  | Shangahi PYTES Energy Co Ltd | E-BOX 48100R | 6 | SMA Australia Pty Ltd | SI6.0H-13 | PYTES | 2026-09-14
2024-05-17 | HBS12286 | Shangahi PYTES Energy Co Ltd E-BOX 48100R (x4) w/ SMA Australia Pty Ltd SI6.0H-13 | 18.4 |  |  | Shangahi PYTES Energy Co Ltd | E-BOX 48100R | 6 | SMA Australia Pty Ltd | SI6.0H-13 | PYTES | 2026-09-14
2024-05-17 | HBS12287 | Shangahi PYTES Energy Co Ltd E-BOX 48100R (x5) w/ SMA Australia Pty Ltd SI6.0H-13 | 23 |  |  | Shangahi PYTES Energy Co Ltd | E-BOX 48100R | 6 | SMA Australia Pty Ltd | SI6.0H-13 | PYTES | 2026-09-14
2024-05-17 | HBS12288 | Shangahi PYTES Energy Co Ltd E-BOX 48100R (x6) w/ SMA Australia Pty Ltd SI6.0H-13 | 27.6 |  |  | Shangahi PYTES Energy Co Ltd | E-BOX 48100R | 6 | SMA Australia Pty Ltd | SI6.0H-13 | PYTES | 2026-09-14
2024-05-17 | HBS12289 | Shangahi PYTES Energy Co Ltd E-BOX 48100R (x7) w/ SMA Australia Pty Ltd SI6.0H-13 | 32.2 |  |  | Shangahi PYTES Energy Co Ltd | E-BOX 48100R | 6 | SMA Australia Pty Ltd | SI6.0H-13 | PYTES | 2026-09-14
2024-05-17 | HBS12290 | Shangahi PYTES Energy Co Ltd E-BOX 48100R (x8) w/ SMA Australia Pty Ltd SI6.0H-13 | 36.8 |  |  | Shangahi PYTES Energy Co Ltd | E-BOX 48100R | 6 | SMA Australia Pty Ltd | SI6.0H-13 | PYTES | 2026-09-14
2024-05-17 | HBS12291 | Shangahi PYTES Energy Co Ltd E-BOX 48100R (x9) w/ SMA Australia Pty Ltd SI6.0H-13 | 41.4 |  |  | Shangahi PYTES Energy Co Ltd | E-BOX 48100R | 6 | SMA Australia Pty Ltd | SI6.0H-13 | PYTES | 2026-09-14
2024-05-17 | HBS12292 | Shangahi PYTES Energy Co Ltd E-BOX 48100R (x10) w/ SMA Australia Pty Ltd SI6.0H-13 | 46 |  |  | Shangahi PYTES Energy Co Ltd | E-BOX 48100R | 6 | SMA Australia Pty Ltd | SI6.0H-13 | PYTES | 2026-09-14
2024-05-17 | HBS12293 | Shangahi PYTES Energy Co Ltd E-BOX 48100R (x11) w/ SMA Australia Pty Ltd SI6.0H-13 | 50.6 |  |  | Shangahi PYTES Energy Co Ltd | E-BOX 48100R | 6 | SMA Australia Pty Ltd | SI6.0H-13 | PYTES | 2026-09-14
2024-05-17 | HBS12294 | Shangahi PYTES Energy Co Ltd E-BOX 48100R (x12) w/ SMA Australia Pty Ltd SI6.0H-13 | 55.2 |  |  | Shangahi PYTES Energy Co Ltd | E-BOX 48100R | 6 | SMA Australia Pty Ltd | SI6.0H-13 | PYTES | 2026-09-14
2024-05-17 | HBS12295 | Shangahi PYTES Energy Co Ltd E-BOX 48100R (x13) w/ SMA Australia Pty Ltd SI6.0H-13 | 59.8 |  |  | Shangahi PYTES Energy Co Ltd | E-BOX 48100R | 6 | SMA Australia Pty Ltd | SI6.0H-13 | PYTES | 2026-09-14
2024-05-17 | HBS12296 | Shangahi PYTES Energy Co Ltd E-BOX 48100R (x14) w/ SMA Australia Pty Ltd SI6.0H-13 | 64.4 |  |  | Shangahi PYTES Energy Co Ltd | E-BOX 48100R | 6 | SMA Australia Pty Ltd | SI6.0H-13 | PYTES | 2026-09-14
2024-05-17 | HBS12297 | Shangahi PYTES Energy Co Ltd E-BOX 48100R (x15) w/ SMA Australia Pty Ltd SI6.0H-13 | 69 |  |  | Shangahi PYTES Energy Co Ltd | E-BOX 48100R | 6 | SMA Australia Pty Ltd | SI6.0H-13 | PYTES | 2026-09-14
2024-05-17 | HBS12298 | Shangahi PYTES Energy Co Ltd E-BOX 48100R (x16) w/ SMA Australia Pty Ltd SI6.0H-13 | 73.6 |  |  | Shangahi PYTES Energy Co Ltd | E-BOX 48100R | 6 | SMA Australia Pty Ltd | SI6.0H-13 | PYTES | 2026-09-14
2024-05-17 | HBS12299 | Shangahi PYTES Energy Co Ltd E-BOX 48100R (x17) w/ SMA Australia Pty Ltd SI6.0H-13 | 78.2 |  |  | Shangahi PYTES Energy Co Ltd | E-BOX 48100R | 6 | SMA Australia Pty Ltd | SI6.0H-13 | PYTES | 2026-09-14
2024-05-17 | HBS12300 | Shangahi PYTES Energy Co Ltd E-BOX 48100R (x18) w/ SMA Australia Pty Ltd SI6.0H-13 | 82.8 |  |  | Shangahi PYTES Energy Co Ltd | E-BOX 48100R | 6 | SMA Australia Pty Ltd | SI6.0H-13 | PYTES | 2026-09-14
2024-05-17 | HBS12301 | Shangahi PYTES Energy Co Ltd E-BOX 48100R (x19) w/ SMA Australia Pty Ltd SI6.0H-13 | 87.4 |  |  | Shangahi PYTES Energy Co Ltd | E-BOX 48100R | 6 | SMA Australia Pty Ltd | SI6.0H-13 | PYTES | 2026-09-14
2024-05-17 | HBS12302 | Shangahi PYTES Energy Co Ltd E-BOX 48100R (x20) w/ SMA Australia Pty Ltd SI6.0H-13 | 92 |  |  | Shangahi PYTES Energy Co Ltd | E-BOX 48100R | 6 | SMA Australia Pty Ltd | SI6.0H-13 | PYTES | 2026-09-14
2024-05-17 | HBS12303 | Shangahi PYTES Energy Co Ltd E-BOX 48100R (x2) w/ SMA Australia Pty Ltd SI8.0H-13 | 9.2 |  |  | Shangahi PYTES Energy Co Ltd | E-BOX 48100R | 6 | SMA Australia Pty Ltd | SI8.0H-13 | PYTES | 2026-09-14
2024-05-17 | HBS12304 | Shangahi PYTES Energy Co Ltd E-BOX 48100R (x3) w/ SMA Australia Pty Ltd SI8.0H-13 | 13.8 |  |  | Shangahi PYTES Energy Co Ltd | E-BOX 48100R | 6 | SMA Australia Pty Ltd | SI8.0H-13 | PYTES | 2026-09-14
2024-05-17 | HBS12305 | Shangahi PYTES Energy Co Ltd E-BOX 48100R (x4) w/ SMA Australia Pty Ltd SI8.0H-13 | 18.4 |  |  | Shangahi PYTES Energy Co Ltd | E-BOX 48100R | 6 | SMA Australia Pty Ltd | SI8.0H-13 | PYTES | 2026-09-14
2024-05-17 | HBS12306 | Shangahi PYTES Energy Co Ltd E-BOX 48100R (x5) w/ SMA Australia Pty Ltd SI8.0H-13 | 23 |  |  | Shangahi PYTES Energy Co Ltd | E-BOX 48100R | 6 | SMA Australia Pty Ltd | SI8.0H-13 | PYTES | 2026-09-14
2024-05-17 | HBS12307 | Shangahi PYTES Energy Co Ltd E-BOX 48100R (x6) w/ SMA Australia Pty Ltd SI8.0H-13 | 27.6 |  |  | Shangahi PYTES Energy Co Ltd | E-BOX 48100R | 6 | SMA Australia Pty Ltd | SI8.0H-13 | PYTES | 2026-09-14
2024-05-17 | HBS12308 | Shangahi PYTES Energy Co Ltd E-BOX 48100R (x7) w/ SMA Australia Pty Ltd SI8.0H-13 | 32.2 |  |  | Shangahi PYTES Energy Co Ltd | E-BOX 48100R | 6 | SMA Australia Pty Ltd | SI8.0H-13 | PYTES | 2026-09-14
2024-05-17 | HBS12309 | Shangahi PYTES Energy Co Ltd E-BOX 48100R (x8) w/ SMA Australia Pty Ltd SI8.0H-13 | 36.8 |  |  | Shangahi PYTES Energy Co Ltd | E-BOX 48100R | 6 | SMA Australia Pty Ltd | SI8.0H-13 | PYTES | 2026-09-14
2024-05-17 | HBS12310 | Shangahi PYTES Energy Co Ltd E-BOX 48100R (x9) w/ SMA Australia Pty Ltd SI8.0H-13 | 41.4 |  |  | Shangahi PYTES Energy Co Ltd | E-BOX 48100R | 6 | SMA Australia Pty Ltd | SI8.0H-13 | PYTES | 2026-09-14
2024-05-17 | HBS12311 | Shangahi PYTES Energy Co Ltd E-BOX 48100R (x10) w/ SMA Australia Pty Ltd SI8.0H-13 | 46 |  |  | Shangahi PYTES Energy Co Ltd | E-BOX 48100R | 6 | SMA Australia Pty Ltd | SI8.0H-13 | PYTES | 2026-09-14
2024-05-17 | HBS12312 | Shangahi PYTES Energy Co Ltd E-BOX 48100R (x11) w/ SMA Australia Pty Ltd SI8.0H-13 | 50.6 |  |  | Shangahi PYTES Energy Co Ltd | E-BOX 48100R | 6 | SMA Australia Pty Ltd | SI8.0H-13 | PYTES | 2026-09-14
2024-05-17 | HBS12313 | Shangahi PYTES Energy Co Ltd E-BOX 48100R (x12) w/ SMA Australia Pty Ltd SI8.0H-13 | 55.2 |  |  | Shangahi PYTES Energy Co Ltd | E-BOX 48100R | 6 | SMA Australia Pty Ltd | SI8.0H-13 | PYTES | 2026-09-14
2024-05-17 | HBS12314 | Shangahi PYTES Energy Co Ltd E-BOX 48100R (x13) w/ SMA Australia Pty Ltd SI8.0H-13 | 59.8 |  |  | Shangahi PYTES Energy Co Ltd | E-BOX 48100R | 6 | SMA Australia Pty Ltd | SI8.0H-13 | PYTES | 2026-09-14
2024-05-17 | HBS12315 | Shangahi PYTES Energy Co Ltd E-BOX 48100R (x14) w/ SMA Australia Pty Ltd SI8.0H-13 | 64.4 |  |  | Shangahi PYTES Energy Co Ltd | E-BOX 48100R | 6 | SMA Australia Pty Ltd | SI8.0H-13 | PYTES | 2026-09-14
2024-05-17 | HBS12316 | Shangahi PYTES Energy Co Ltd E-BOX 48100R (x15) w/ SMA Australia Pty Ltd SI8.0H-13 | 69 |  |  | Shangahi PYTES Energy Co Ltd | E-BOX 48100R | 6 | SMA Australia Pty Ltd | SI8.0H-13 | PYTES | 2026-09-14
2024-05-17 | HBS12317 | Shangahi PYTES Energy Co Ltd E-BOX 48100R (x16) w/ SMA Australia Pty Ltd SI8.0H-13 | 73.6 |  |  | Shangahi PYTES Energy Co Ltd | E-BOX 48100R | 6 | SMA Australia Pty Ltd | SI8.0H-13 | PYTES | 2026-09-14
2024-05-17 | HBS12318 | Shangahi PYTES Energy Co Ltd E-BOX 48100R (x17) w/ SMA Australia Pty Ltd SI8.0H-13 | 78.2 |  |  | Shangahi PYTES Energy Co Ltd | E-BOX 48100R | 6 | SMA Australia Pty Ltd | SI8.0H-13 | PYTES | 2026-09-14
2024-05-17 | HBS12319 | Shangahi PYTES Energy Co Ltd E-BOX 48100R (x18) w/ SMA Australia Pty Ltd SI8.0H-13 | 82.8 |  |  | Shangahi PYTES Energy Co Ltd | E-BOX 48100R | 6 | SMA Australia Pty Ltd | SI8.0H-13 | PYTES | 2026-09-14
2024-05-17 | HBS12320 | Shangahi PYTES Energy Co Ltd E-BOX 48100R (x19) w/ SMA Australia Pty Ltd SI8.0H-13 | 87.4 |  |  | Shangahi PYTES Energy Co Ltd | E-BOX 48100R | 6 | SMA Australia Pty Ltd | SI8.0H-13 | PYTES | 2026-09-14
2024-05-17 | HBS12321 | Shangahi PYTES Energy Co Ltd E-BOX 48100R (x20) w/ SMA Australia Pty Ltd SI8.0H-13 | 92 |  |  | Shangahi PYTES Energy Co Ltd | E-BOX 48100R | 6 | SMA Australia Pty Ltd | SI8.0H-13 | PYTES | 2026-09-14
2024-05-17 | HBS12322 | Shangahi PYTES Energy Co Ltd E-BOX 48100R (x2) w/ Victron Energy BV MultiPlus-II 48/3000/35-32 230V GX | 9.2 |  |  | Shangahi PYTES Energy Co Ltd | E-BOX 48100R | 6 | Victron Energy BV | MultiPlus-II 48/3000/35-32 230V GX | PYTES | 2026-11-13
2024-05-17 | HBS12323 | Shangahi PYTES Energy Co Ltd E-BOX 48100R (x3) w/ Victron Energy BV MultiPlus-II 48/3000/35-32 230V GX | 13.8 |  |  | Shangahi PYTES Energy Co Ltd | E-BOX 48100R | 6 | Victron Energy BV | MultiPlus-II 48/3000/35-32 230V GX | PYTES | 2026-11-13
2024-05-17 | HBS12324 | Shangahi PYTES Energy Co Ltd E-BOX 48100R (x4) w/ Victron Energy BV MultiPlus-II 48/3000/35-32 230V GX | 18.4 |  |  | Shangahi PYTES Energy Co Ltd | E-BOX 48100R | 6 | Victron Energy BV | MultiPlus-II 48/3000/35-32 230V GX | PYTES | 2026-11-13
2024-05-17 | HBS12325 | Shangahi PYTES Energy Co Ltd E-BOX 48100R (x5) w/ Victron Energy BV MultiPlus-II 48/3000/35-32 230V GX | 23 |  |  | Shangahi PYTES Energy Co Ltd | E-BOX 48100R | 6 | Victron Energy BV | MultiPlus-II 48/3000/35-32 230V GX | PYTES | 2026-11-13
2024-05-17 | HBS12326 | Shangahi PYTES Energy Co Ltd E-BOX 48100R (x6) w/ Victron Energy BV MultiPlus-II 48/3000/35-32 230V GX | 27.6 |  |  | Shangahi PYTES Energy Co Ltd | E-BOX 48100R | 6 | Victron Energy BV | MultiPlus-II 48/3000/35-32 230V GX | PYTES | 2026-11-13
2024-05-17 | HBS12327 | Shangahi PYTES Energy Co Ltd E-BOX 48100R (x7) w/ Victron Energy BV MultiPlus-II 48/3000/35-32 230V GX | 32.2 |  |  | Shangahi PYTES Energy Co Ltd | E-BOX 48100R | 6 | Victron Energy BV | MultiPlus-II 48/3000/35-32 230V GX | PYTES | 2026-11-13
2024-05-17 | HBS12328 | Shangahi PYTES Energy Co Ltd E-BOX 48100R (x8) w/ Victron Energy BV MultiPlus-II 48/3000/35-32 230V GX | 36.8 |  |  | Shangahi PYTES Energy Co Ltd | E-BOX 48100R | 6 | Victron Energy BV | MultiPlus-II 48/3000/35-32 230V GX | PYTES | 2026-11-13
2024-05-17 | HBS12329 | Shangahi PYTES Energy Co Ltd E-BOX 48100R (x9) w/ Victron Energy BV MultiPlus-II 48/3000/35-32 230V GX | 41.4 |  |  | Shangahi PYTES Energy Co Ltd | E-BOX 48100R | 6 | Victron Energy BV | MultiPlus-II 48/3000/35-32 230V GX | PYTES | 2026-11-13
2024-05-17 | HBS12330 | Shangahi PYTES Energy Co Ltd E-BOX 48100R (x10) w/ Victron Energy BV MultiPlus-II 48/3000/35-32 230V GX | 46 |  |  | Shangahi PYTES Energy Co Ltd | E-BOX 48100R | 6 | Victron Energy BV | MultiPlus-II 48/3000/35-32 230V GX | PYTES | 2026-11-13
2024-05-17 | HBS12331 | Shangahi PYTES Energy Co Ltd E-BOX 48100R (x11) w/ Victron Energy BV MultiPlus-II 48/3000/35-32 230V GX | 50.6 |  |  | Shangahi PYTES Energy Co Ltd | E-BOX 48100R | 6 | Victron Energy BV | MultiPlus-II 48/3000/35-32 230V GX | PYTES | 2026-11-13
2024-05-17 | HBS12332 | Shangahi PYTES Energy Co Ltd E-BOX 48100R (x12) w/ Victron Energy BV MultiPlus-II 48/3000/35-32 230V GX | 55.2 |  |  | Shangahi PYTES Energy Co Ltd | E-BOX 48100R | 6 | Victron Energy BV | MultiPlus-II 48/3000/35-32 230V GX | PYTES | 2026-11-13
2024-05-17 | HBS12333 | Shangahi PYTES Energy Co Ltd E-BOX 48100R (x13) w/ Victron Energy BV MultiPlus-II 48/3000/35-32 230V GX | 59.8 |  |  | Shangahi PYTES Energy Co Ltd | E-BOX 48100R | 6 | Victron Energy BV | MultiPlus-II 48/3000/35-32 230V GX | PYTES | 2026-11-13
2024-05-17 | HBS12334 | Shangahi PYTES Energy Co Ltd E-BOX 48100R (x14) w/ Victron Energy BV MultiPlus-II 48/3000/35-32 230V GX | 64.4 |  |  | Shangahi PYTES Energy Co Ltd | E-BOX 48100R | 6 | Victron Energy BV | MultiPlus-II 48/3000/35-32 230V GX | PYTES | 2026-11-13
2024-05-17 | HBS12335 | Shangahi PYTES Energy Co Ltd E-BOX 48100R (x15) w/ Victron Energy BV MultiPlus-II 48/3000/35-32 230V GX | 69 |  |  | Shangahi PYTES Energy Co Ltd | E-BOX 48100R | 6 | Victron Energy BV | MultiPlus-II 48/3000/35-32 230V GX | PYTES | 2026-11-13
2024-05-17 | HBS12336 | Shangahi PYTES Energy Co Ltd E-BOX 48100R (x16) w/ Victron Energy BV MultiPlus-II 48/3000/35-32 230V GX | 73.6 |  |  | Shangahi PYTES Energy Co Ltd | E-BOX 48100R | 6 | Victron Energy BV | MultiPlus-II 48/3000/35-32 230V GX | PYTES | 2026-11-13
2024-05-17 | HBS12337 | Shangahi PYTES Energy Co Ltd E-BOX 48100R (x17) w/ Victron Energy BV MultiPlus-II 48/3000/35-32 230V GX | 78.2 |  |  | Shangahi PYTES Energy Co Ltd | E-BOX 48100R | 6 | Victron Energy BV | MultiPlus-II 48/3000/35-32 230V GX | PYTES | 2026-11-13
2024-05-17 | HBS12338 | Shangahi PYTES Energy Co Ltd E-BOX 48100R (x18) w/ Victron Energy BV MultiPlus-II 48/3000/35-32 230V GX | 82.8 |  |  | Shangahi PYTES Energy Co Ltd | E-BOX 48100R | 6 | Victron Energy BV | MultiPlus-II 48/3000/35-32 230V GX | PYTES | 2026-11-13
2024-05-17 | HBS12339 | Shangahi PYTES Energy Co Ltd E-BOX 48100R (x19) w/ Victron Energy BV MultiPlus-II 48/3000/35-32 230V GX | 87.4 |  |  | Shangahi PYTES Energy Co Ltd | E-BOX 48100R | 6 | Victron Energy BV | MultiPlus-II 48/3000/35-32 230V GX | PYTES | 2026-11-13
2024-05-17 | HBS12340 | Shangahi PYTES Energy Co Ltd E-BOX 48100R (x20) w/ Victron Energy BV MultiPlus-II 48/3000/35-32 230V GX | 92 |  |  | Shangahi PYTES Energy Co Ltd | E-BOX 48100R | 6 | Victron Energy BV | MultiPlus-II 48/3000/35-32 230V GX | PYTES | 2026-11-13
2024-05-17 | HBS12341 | Shangahi PYTES Energy Co Ltd E-BOX 48100R (x2) w/ Victron Energy BV MultiPlus-II 48/5000/70-50 230V GX | 9.2 |  |  | Shangahi PYTES Energy Co Ltd | E-BOX 48100R | 6 | Victron Energy BV | MultiPlus-II 48/5000/70-50 230V GX | PYTES | 2026-11-13
2024-05-17 | HBS12342 | Shangahi PYTES Energy Co Ltd E-BOX 48100R (x3) w/ Victron Energy BV MultiPlus-II 48/5000/70-50 230V GX | 13.8 |  |  | Shangahi PYTES Energy Co Ltd | E-BOX 48100R | 6 | Victron Energy BV | MultiPlus-II 48/5000/70-50 230V GX | PYTES | 2026-11-13
2024-05-17 | HBS12343 | Shangahi PYTES Energy Co Ltd E-BOX 48100R (x4) w/ Victron Energy BV MultiPlus-II 48/5000/70-50 230V GX | 18.4 |  |  | Shangahi PYTES Energy Co Ltd | E-BOX 48100R | 6 | Victron Energy BV | MultiPlus-II 48/5000/70-50 230V GX | PYTES | 2026-11-13
2024-05-17 | HBS12344 | Shangahi PYTES Energy Co Ltd E-BOX 48100R (x5) w/ Victron Energy BV MultiPlus-II 48/5000/70-50 230V GX | 23 |  |  | Shangahi PYTES Energy Co Ltd | E-BOX 48100R | 6 | Victron Energy BV | MultiPlus-II 48/5000/70-50 230V GX | PYTES | 2026-11-13
2024-05-17 | HBS12345 | Shangahi PYTES Energy Co Ltd E-BOX 48100R (x6) w/ Victron Energy BV MultiPlus-II 48/5000/70-50 230V GX | 27.6 |  |  | Shangahi PYTES Energy Co Ltd | E-BOX 48100R | 6 | Victron Energy BV | MultiPlus-II 48/5000/70-50 230V GX | PYTES | 2026-11-13
2024-05-17 | HBS12346 | Shangahi PYTES Energy Co Ltd E-BOX 48100R (x7) w/ Victron Energy BV MultiPlus-II 48/5000/70-50 230V GX | 32.2 |  |  | Shangahi PYTES Energy Co Ltd | E-BOX 48100R | 6 | Victron Energy BV | MultiPlus-II 48/5000/70-50 230V GX | PYTES | 2026-11-13
2024-05-17 | HBS12347 | Shangahi PYTES Energy Co Ltd E-BOX 48100R (x8) w/ Victron Energy BV MultiPlus-II 48/5000/70-50 230V GX | 36.8 |  |  | Shangahi PYTES Energy Co Ltd | E-BOX 48100R | 6 | Victron Energy BV | MultiPlus-II 48/5000/70-50 230V GX | PYTES | 2026-11-13
2024-05-17 | HBS12348 | Shangahi PYTES Energy Co Ltd E-BOX 48100R (x9) w/ Victron Energy BV MultiPlus-II 48/5000/70-50 230V GX | 41.4 |  |  | Shangahi PYTES Energy Co Ltd | E-BOX 48100R | 6 | Victron Energy BV | MultiPlus-II 48/5000/70-50 230V GX | PYTES | 2026-11-13
2024-05-17 | HBS12349 | Shangahi PYTES Energy Co Ltd E-BOX 48100R (x10) w/ Victron Energy BV MultiPlus-II 48/5000/70-50 230V GX | 46 |  |  | Shangahi PYTES Energy Co Ltd | E-BOX 48100R | 6 | Victron Energy BV | MultiPlus-II 48/5000/70-50 230V GX | PYTES | 2026-11-13
2024-05-17 | HBS12350 | Shangahi PYTES Energy Co Ltd E-BOX 48100R (x11) w/ Victron Energy BV MultiPlus-II 48/5000/70-50 230V GX | 50.6 |  |  | Shangahi PYTES Energy Co Ltd | E-BOX 48100R | 6 | Victron Energy BV | MultiPlus-II 48/5000/70-50 230V GX | PYTES | 2026-11-13
2024-05-17 | HBS12351 | Shangahi PYTES Energy Co Ltd E-BOX 48100R (x12) w/ Victron Energy BV MultiPlus-II 48/5000/70-50 230V GX | 55.2 |  |  | Shangahi PYTES Energy Co Ltd | E-BOX 48100R | 6 | Victron Energy BV | MultiPlus-II 48/5000/70-50 230V GX | PYTES | 2026-11-13
2024-05-17 | HBS12352 | Shangahi PYTES Energy Co Ltd E-BOX 48100R (x13) w/ Victron Energy BV MultiPlus-II 48/5000/70-50 230V GX | 59.8 |  |  | Shangahi PYTES Energy Co Ltd | E-BOX 48100R | 6 | Victron Energy BV | MultiPlus-II 48/5000/70-50 230V GX | PYTES | 2026-11-13
2024-05-17 | HBS12353 | Shangahi PYTES Energy Co Ltd E-BOX 48100R (x14) w/ Victron Energy BV MultiPlus-II 48/5000/70-50 230V GX | 64.4 |  |  | Shangahi PYTES Energy Co Ltd | E-BOX 48100R | 6 | Victron Energy BV | MultiPlus-II 48/5000/70-50 230V GX | PYTES | 2026-11-13
2024-05-17 | HBS12354 | Shangahi PYTES Energy Co Ltd E-BOX 48100R (x15) w/ Victron Energy BV MultiPlus-II 48/5000/70-50 230V GX | 69 |  |  | Shangahi PYTES Energy Co Ltd | E-BOX 48100R | 6 | Victron Energy BV | MultiPlus-II 48/5000/70-50 230V GX | PYTES | 2026-11-13
2024-05-17 | HBS12355 | Shangahi PYTES Energy Co Ltd E-BOX 48100R (x16) w/ Victron Energy BV MultiPlus-II 48/5000/70-50 230V GX | 73.6 |  |  | Shangahi PYTES Energy Co Ltd | E-BOX 48100R | 6 | Victron Energy BV | MultiPlus-II 48/5000/70-50 230V GX | PYTES | 2026-11-13
2024-05-17 | HBS12356 | Shangahi PYTES Energy Co Ltd E-BOX 48100R (x17) w/ Victron Energy BV MultiPlus-II 48/5000/70-50 230V GX | 78.2 |  |  | Shangahi PYTES Energy Co Ltd | E-BOX 48100R | 6 | Victron Energy BV | MultiPlus-II 48/5000/70-50 230V GX | PYTES | 2026-11-13
2024-05-17 | HBS12357 | Shangahi PYTES Energy Co Ltd E-BOX 48100R (x18) w/ Victron Energy BV MultiPlus-II 48/5000/70-50 230V GX | 82.8 |  |  | Shangahi PYTES Energy Co Ltd | E-BOX 48100R | 6 | Victron Energy BV | MultiPlus-II 48/5000/70-50 230V GX | PYTES | 2026-11-13
2024-05-17 | HBS12358 | Shangahi PYTES Energy Co Ltd E-BOX 48100R (x19) w/ Victron Energy BV MultiPlus-II 48/5000/70-50 230V GX | 87.4 |  |  | Shangahi PYTES Energy Co Ltd | E-BOX 48100R | 6 | Victron Energy BV | MultiPlus-II 48/5000/70-50 230V GX | PYTES | 2026-11-13
2024-05-17 | HBS12359 | Shangahi PYTES Energy Co Ltd E-BOX 48100R (x20) w/ Victron Energy BV MultiPlus-II 48/5000/70-50 230V GX | 92 |  |  | Shangahi PYTES Energy Co Ltd | E-BOX 48100R | 6 | Victron Energy BV | MultiPlus-II 48/5000/70-50 230V GX | PYTES | 2026-11-13
2024-05-20 | HBS12360 | FoxESS Co Ltd ECS2900-H3 (x3) w/ FoxESS Co Ltd H1-3.0-E-G2 | 8.64 |  |  | FoxESS Co Ltd | ECS2900-H3 | 6 | FoxESS Co Ltd | H1-3.0-E-G2 | FoxESS Co Ltd | 2027-02-01
2024-05-20 | HBS12361 | FoxESS Co Ltd ECS2900-H3 (x3) w/ FoxESS Co Ltd H1-3.7-E-G2 | 8.64 |  |  | FoxESS Co Ltd | ECS2900-H3 | 6 | FoxESS Co Ltd | H1-3.7-E-G2 | FoxESS Co Ltd | 2027-02-01
2024-05-20 | HBS12362 | FoxESS Co Ltd ECS2900-H3 (x3) w/ FoxESS Co Ltd H1-4.6-E-G2 | 8.64 |  |  | FoxESS Co Ltd | ECS2900-H3 | 6 | FoxESS Co Ltd | H1-4.6-E-G2 | FoxESS Co Ltd | 2027-02-01
2024-05-20 | HBS12363 | FoxESS Co Ltd ECS2900-H3 (x3) w/ FoxESS Co Ltd H1-5.0-E-G2 | 8.64 |  |  | FoxESS Co Ltd | ECS2900-H3 | 6 | FoxESS Co Ltd | H1-5.0-E-G2 | FoxESS Co Ltd | 2027-02-01
2024-05-20 | HBS12364 | FoxESS Co Ltd ECS2900-H3 (x3) w/ FoxESS Co Ltd H1-6.0-E-G2 | 8.64 |  |  | FoxESS Co Ltd | ECS2900-H3 | 6 | FoxESS Co Ltd | H1-6.0-E-G2 | FoxESS Co Ltd | 2027-02-01
2024-05-20 | HBS12365 | FoxESS Co Ltd ECS2900-H4 (x4) w/ FoxESS Co Ltd H1-3.0-E-G2 | 11.52 |  |  | FoxESS Co Ltd | ECS2900-H4 | 6 | FoxESS Co Ltd | H1-3.0-E-G2 | FoxESS Co Ltd | 2027-02-01
2024-05-20 | HBS12366 | FoxESS Co Ltd ECS2900-H4 (x4) w/ FoxESS Co Ltd H1-3.7-E-G2 | 11.52 |  |  | FoxESS Co Ltd | ECS2900-H4 | 6 | FoxESS Co Ltd | H1-3.7-E-G2 | FoxESS Co Ltd | 2027-02-01
2024-05-20 | HBS12367 | FoxESS Co Ltd ECS2900-H4 (x4) w/ FoxESS Co Ltd H1-4.6-E-G2 | 11.52 |  |  | FoxESS Co Ltd | ECS2900-H4 | 6 | FoxESS Co Ltd | H1-4.6-E-G2 | FoxESS Co Ltd | 2027-02-01
2024-05-20 | HBS12368 | FoxESS Co Ltd ECS2900-H4 (x4) w/ FoxESS Co Ltd H1-5.0-E-G2 | 11.52 |  |  | FoxESS Co Ltd | ECS2900-H4 | 6 | FoxESS Co Ltd | H1-5.0-E-G2 | FoxESS Co Ltd | 2027-02-01
2024-05-20 | HBS12369 | FoxESS Co Ltd ECS2900-H4 (x4) w/ FoxESS Co Ltd H1-6.0-E-G2 | 11.52 |  |  | FoxESS Co Ltd | ECS2900-H4 | 6 | FoxESS Co Ltd | H1-6.0-E-G2 | FoxESS Co Ltd | 2027-02-01
2024-05-20 | HBS12370 | FoxESS Co Ltd ECS2900-H5 (x5) w/ FoxESS Co Ltd H1-3.0-E-G2 | 14.4 |  |  | FoxESS Co Ltd | ECS2900-H5 | 6 | FoxESS Co Ltd | H1-3.0-E-G2 | FoxESS Co Ltd | 2027-02-01
2024-05-20 | HBS12371 | FoxESS Co Ltd ECS2900-H5 (x5) w/ FoxESS Co Ltd H1-3.7-E-G2 | 14.4 |  |  | FoxESS Co Ltd | ECS2900-H5 | 6 | FoxESS Co Ltd | H1-3.7-E-G2 | FoxESS Co Ltd | 2027-02-01
2024-05-20 | HBS12372 | FoxESS Co Ltd ECS2900-H5 (x5) w/ FoxESS Co Ltd H1-4.6-E-G2 | 14.4 |  |  | FoxESS Co Ltd | ECS2900-H5 | 6 | FoxESS Co Ltd | H1-4.6-E-G2 | FoxESS Co Ltd | 2027-02-01
2024-05-20 | HBS12373 | FoxESS Co Ltd ECS2900-H5 (x5) w/ FoxESS Co Ltd H1-5.0-E-G2 | 14.4 |  |  | FoxESS Co Ltd | ECS2900-H5 | 6 | FoxESS Co Ltd | H1-5.0-E-G2 | FoxESS Co Ltd | 2027-02-01
2024-05-20 | HBS12374 | FoxESS Co Ltd ECS2900-H5 (x5) w/ FoxESS Co Ltd H1-6.0-E-G2 | 14.4 |  |  | FoxESS Co Ltd | ECS2900-H5 | 6 | FoxESS Co Ltd | H1-6.0-E-G2 | FoxESS Co Ltd | 2027-02-01
2024-05-20 | HBS12375 | FoxESS Co Ltd ECS2900-H6 (x6) w/ FoxESS Co Ltd H1-3.0E-G2 | 17.28 |  |  | FoxESS Co Ltd | ECS2900-H6 | 6 | FoxESS Co Ltd | H1-3.0E-G2 | FoxESS Co Ltd | 2027-02-01
2024-05-20 | HBS12376 | FoxESS Co Ltd ECS2900-H6 (x6) w/ FoxESS Co Ltd H1-3.7-E-G2 | 17.28 |  |  | FoxESS Co Ltd | ECS2900-H6 | 6 | FoxESS Co Ltd | H1-3.7-E-G2 | FoxESS Co Ltd | 2027-02-01
2024-05-20 | HBS12377 | FoxESS Co Ltd ECS2900-H6 (x6) w/ FoxESS Co Ltd H1-4.6-E-G2 | 17.28 |  |  | FoxESS Co Ltd | ECS2900-H6 | 6 | FoxESS Co Ltd | H1-4.6-E-G2 | FoxESS Co Ltd | 2027-02-01
2024-05-20 | HBS12378 | FoxESS Co Ltd ECS2900-H6 (x6) w/ FoxESS Co Ltd H1-5.0-E-G2 | 17.28 |  |  | FoxESS Co Ltd | ECS2900-H6 | 6 | FoxESS Co Ltd | H1-5.0-E-G2 | FoxESS Co Ltd | 2027-02-01
2024-05-20 | HBS12379 | FoxESS Co Ltd ECS2900-H6 (x6) w/ FoxESS Co Ltd H1-6.0-E-G2 | 17.28 |  |  | FoxESS Co Ltd | ECS2900-H6 | 6 | FoxESS Co Ltd | H1-6.0-E-G2 | FoxESS Co Ltd | 2027-02-01
2024-05-20 | HBS12380 | FoxESS Co Ltd ECS2900-H7 (x7) w/ FoxESS Co Ltd H1-3.0-E-G2 | 20.16 |  |  | FoxESS Co Ltd | ECS2900-H7 | 6 | FoxESS Co Ltd | H1-3.0-E-G2 | FoxESS Co Ltd | 2027-02-01
2024-05-20 | HBS12381 | FoxESS Co Ltd ECS2900-H7 (x7) w/ FoxESS Co Ltd H1-3.7-E-G2 | 20.16 |  |  | FoxESS Co Ltd | ECS2900-H7 | 6 | FoxESS Co Ltd | H1-3.7-E-G2 | FoxESS Co Ltd | 2027-02-01
2024-05-20 | HBS12382 | FoxESS Co Ltd ECS2900-H7 (x7) w/ FoxESS Co Ltd H1-4.6-E-G2 | 20.16 |  |  | FoxESS Co Ltd | ECS2900-H7 | 6 | FoxESS Co Ltd | H1-4.6-E-G2 | FoxESS Co Ltd | 2027-02-01
2024-05-20 | HBS12383 | FoxESS Co Ltd ECS2900-H7 (x7) w/ FoxESS Co Ltd H1-5.0-E-G2 | 20.16 |  |  | FoxESS Co Ltd | ECS2900-H7 | 6 | FoxESS Co Ltd | H1-5.0-E-G2 | FoxESS Co Ltd | 2027-02-01
2024-05-20 | HBS12384 | FoxESS Co Ltd ECS2900-H7 (x7) w/ FoxESS Co Ltd H1-6.0-E-G2 | 20.16 |  |  | FoxESS Co Ltd | ECS2900-H7 | 6 | FoxESS Co Ltd | H1-6.0-E-G2 | FoxESS Co Ltd | 2027-02-01
2024-05-20 | HBS12385 | FoxESS Co Ltd ECS4800-H2 (x2) w/ FoxESS Co Ltd H1-3.0-E-G2 | 9.32 |  |  | FoxESS Co Ltd | ECS4800-H2 | 6 | FoxESS Co Ltd | H1-3.0-E-G2 | FoxESS Co Ltd | 2027-02-01
2024-05-20 | HBS12386 | FoxESS Co Ltd ECS4800-H2 (x2) w/ FoxESS Co Ltd H1-3.7-E-G2 | 9.32 |  |  | FoxESS Co Ltd | ECS4800-H2 | 6 | FoxESS Co Ltd | H1-3.7-E-G2 | FoxESS Co Ltd | 2027-02-01
2024-05-20 | HBS12387 | FoxESS Co Ltd ECS4800-H2 (x2) w/ FoxESS Co Ltd H1-4.6-E-G2 | 9.32 |  |  | FoxESS Co Ltd | ECS4800-H2 | 6 | FoxESS Co Ltd | H1-4.6-E-G2 | FoxESS Co Ltd | 2027-02-01
2024-05-20 | HBS12388 | FoxESS Co Ltd ECS4800-H2 (x2) w/ FoxESS Co Ltd H1-5.0-E-G2 | 9.32 |  |  | FoxESS Co Ltd | ECS4800-H2 | 6 | FoxESS Co Ltd | H1-5.0-E-G2 | FoxESS Co Ltd | 2027-02-01
2024-05-20 | HBS12389 | FoxESS Co Ltd ECS4800-H2 (x2) w/ FoxESS Co Ltd H1-6.0-E-G2 | 9.32 |  |  | FoxESS Co Ltd | ECS4800-H2 | 6 | FoxESS Co Ltd | H1-6.0-E-G2 | FoxESS Co Ltd | 2027-02-01
2024-05-20 | HBS12390 | FoxESS Co Ltd ECS4800-H3 (x3) w/ FoxESS Co Ltd H1-3.0-E-G2 | 13.98 |  |  | FoxESS Co Ltd | ECS4800-H3 | 6 | FoxESS Co Ltd | H1-3.0-E-G2 | FoxESS Co Ltd | 2027-02-01
2024-05-20 | HBS12391 | FoxESS Co Ltd ECS4800-H3 (x3) w/ FoxESS Co Ltd H1-3.7-E-G2 | 13.98 |  |  | FoxESS Co Ltd | ECS4800-H3 | 6 | FoxESS Co Ltd | H1-3.7-E-G2 | FoxESS Co Ltd | 2027-02-01
2024-05-20 | HBS12392 | FoxESS Co Ltd ECS4800-H3 (x3) w/ FoxESS Co Ltd H1-4.6-E-G2 | 13.98 |  |  | FoxESS Co Ltd | ECS4800-H3 | 6 | FoxESS Co Ltd | H1-4.6-E-G2 | FoxESS Co Ltd | 2027-02-01
2024-05-20 | HBS12393 | FoxESS Co Ltd ECS4800-H3 (x3) w/ FoxESS Co Ltd H1-5.0-E-G2 | 13.98 |  |  | FoxESS Co Ltd | ECS4800-H3 | 6 | FoxESS Co Ltd | H1-5.0-E-G2 | FoxESS Co Ltd | 2027-02-01
2024-05-20 | HBS12394 | FoxESS Co Ltd ECS4800-H3 (x3) w/ FoxESS Co Ltd H1-6.0-E-G2 | 13.98 |  |  | FoxESS Co Ltd | ECS4800-H3 | 6 | FoxESS Co Ltd | H1-6.0-E-G2 | FoxESS Co Ltd | 2027-02-01
2024-05-20 | HBS12395 | FoxESS Co Ltd ECS4800-H4 (x4) w/ FoxESS Co Ltd H1-3.0-E-G2 | 18.64 |  |  | FoxESS Co Ltd | ECS4800-H4 | 6 | FoxESS Co Ltd | H1-3.0-E-G2 | FoxESS Co Ltd | 2027-02-01
2024-05-20 | HBS12396 | FoxESS Co Ltd ECS4800-H4 (x4) w/ FoxESS Co Ltd H1-3.7-E-G2 | 18.64 |  |  | FoxESS Co Ltd | ECS4800-H4 | 6 | FoxESS Co Ltd | H1-3.7-E-G2 | FoxESS Co Ltd | 2027-02-01
2024-05-20 | HBS12397 | FoxESS Co Ltd ECS4800-H4 (x4) w/ FoxESS Co Ltd H1-4.6-E-G2 | 18.64 |  |  | FoxESS Co Ltd | ECS4800-H4 | 6 | FoxESS Co Ltd | H1-4.6-E-G2 | FoxESS Co Ltd | 2027-02-01
2024-05-20 | HBS12398 | FoxESS Co Ltd ECS4800-H4 (x4) w/ FoxESS Co Ltd H1-5.0-E-G2 | 18.64 |  |  | FoxESS Co Ltd | ECS4800-H4 | 6 | FoxESS Co Ltd | H1-5.0-E-G2 | FoxESS Co Ltd | 2027-02-01
2024-05-20 | HBS12399 | FoxESS Co Ltd ECS4800-H4 (x4) w/ FoxESS Co Ltd H1-6.0-E-G2 | 18.64 |  |  | FoxESS Co Ltd | ECS4800-H4 | 6 | FoxESS Co Ltd | H1-6.0-E-G2 | FoxESS Co Ltd | 2027-02-01
2024-05-20 | HBS12400 | FoxESS Co Ltd ECS4800-H5 (x5) w/ FoxESS Co Ltd H1-3.0-E-G2 | 23.3 |  |  | FoxESS Co Ltd | ECS4800-H5 | 6 | FoxESS Co Ltd | H1-3.0-E-G2 | FoxESS Co Ltd | 2027-02-01
2024-05-20 | HBS12401 | FoxESS Co Ltd ECS4800-H5 (x5) w/ FoxESS Co Ltd H1-3.7-E-G2 | 23.3 |  |  | FoxESS Co Ltd | ECS4800-H5 | 6 | FoxESS Co Ltd | H1-3.7-E-G2 | FoxESS Co Ltd | 2027-02-01
2024-05-20 | HBS12402 | FoxESS Co Ltd ECS4800-H5 (x5) w/ FoxESS Co Ltd H1-4.6-E-G2 | 23.3 |  |  | FoxESS Co Ltd | ECS4800-H5 | 6 | FoxESS Co Ltd | H1-4.6-E-G2 | FoxESS Co Ltd | 2027-02-01
2024-05-20 | HBS12403 | FoxESS Co Ltd ECS4800-H5 (x5) w/ FoxESS Co Ltd H1-5.0-E-G2 | 23.3 |  |  | FoxESS Co Ltd | ECS4800-H5 | 6 | FoxESS Co Ltd | H1-5.0-E-G2 | FoxESS Co Ltd | 2027-02-01
2024-05-20 | HBS12404 | FoxESS Co Ltd ECS4800-H5 (x5) w/ FoxESS Co Ltd H1-6.0-E-G2 | 23.3 |  |  | FoxESS Co Ltd | ECS4800-H5 | 6 | FoxESS Co Ltd | H1-6.0-E-G2 | FoxESS Co Ltd | 2027-02-01
2024-05-20 | HBS12405 | FoxESS Co Ltd ECS4800-H6 (x6) w/ FoxESS Co Ltd H1-3.0-E-G2 | 27.96 |  |  | FoxESS Co Ltd | ECS4800-H6 | 6 | FoxESS Co Ltd | H1-3.0-E-G2 | FoxESS Co Ltd | 2027-02-01
2024-05-20 | HBS12406 | FoxESS Co Ltd ECS4800-H6 (x6) w/ FoxESS Co Ltd H1-3.7-E-G2 | 27.96 |  |  | FoxESS Co Ltd | ECS4800-H6 | 6 | FoxESS Co Ltd | H1-3.7-E-G2 | FoxESS Co Ltd | 2027-02-01
2024-05-20 | HBS12407 | FoxESS Co Ltd ECS4800-H6 (x6) w/ FoxESS Co Ltd H1-4.6-E-G2 | 27.96 |  |  | FoxESS Co Ltd | ECS4800-H6 | 6 | FoxESS Co Ltd | H1-4.6-E-G2 | FoxESS Co Ltd | 2027-02-01
2024-05-20 | HBS12408 | FoxESS Co Ltd ECS4800-H6 (x6) w/ FoxESS Co Ltd H1-5.0-E-G2 | 27.96 |  |  | FoxESS Co Ltd | ECS4800-H6 | 6 | FoxESS Co Ltd | H1-5.0-E-G2 | FoxESS Co Ltd | 2027-02-01
2024-05-20 | HBS12409 | FoxESS Co Ltd ECS4800-H6 (x6) w/ FoxESS Co Ltd H1-6.0-E-G2 | 27.96 |  |  | FoxESS Co Ltd | ECS4800-H6 | 6 | FoxESS Co Ltd | H1-6.0-E-G2 | FoxESS Co Ltd | 2027-02-01
2024-05-20 | HBS12410 | FoxESS Co Ltd ECS4800-H7 (x7) w/ FoxESS Co Ltd H1-3.0-E-G2 | 32.62 |  |  | FoxESS Co Ltd | ECS4800-H7 | 6 | FoxESS Co Ltd | H1-3.0-E-G2 | FoxESS Co Ltd | 2027-02-01
2024-05-20 | HBS12411 | FoxESS Co Ltd ECS4800-H7 (x7) w/ FoxESS Co Ltd H1-3.7-E-G2 | 32.62 |  |  | FoxESS Co Ltd | ECS4800-H7 | 6 | FoxESS Co Ltd | H1-3.7-E-G2 | FoxESS Co Ltd | 2027-02-01
2024-05-20 | HBS12412 | FoxESS Co Ltd ECS4800-H7 (x7) w/ FoxESS Co Ltd H1-4.6-E-G2 | 32.62 |  |  | FoxESS Co Ltd | ECS4800-H7 | 6 | FoxESS Co Ltd | H1-4.6-E-G2 | FoxESS Co Ltd | 2027-02-01
2024-05-20 | HBS12413 | FoxESS Co Ltd ECS4800-H7 (x7) w/ FoxESS Co Ltd H1-5.0-E-G2 | 32.62 |  |  | FoxESS Co Ltd | ECS4800-H7 | 6 | FoxESS Co Ltd | H1-5.0-E-G2 | FoxESS Co Ltd | 2027-02-01
2024-05-20 | HBS12414 | FoxESS Co Ltd ECS4800-H7 (x7) w/ FoxESS Co Ltd H1-6.0-E-G2 | 32.62 |  |  | FoxESS Co Ltd | ECS4800-H7 | 6 | FoxESS Co Ltd | H1-6.0-E-G2 | FoxESS Co Ltd | 2027-02-01
2024-05-22 | HBS12415 | Hiconics Eco-energy Drive Technology Co Ltd HEC-S B 10K (x2) w/ Hiconics Eco-energy Drive Technology Co Ltd HEC-S 3K | 9.2 |  |  | Hiconics Eco-energy Drive Technology Co Ltd | HEC-S B 10K | 6 | Hiconics Eco-energy Drive Technology Co Ltd | HEC-S 3K | Hiconics | 2026-07-27
2024-05-22 | HBS12416 | Hiconics Eco-energy Drive Technology Co Ltd HEC-S B 15K (x3) w/ Hiconics Eco-energy Drive Technology Co Ltd HEC-S 3K | 13.8 |  |  | Hiconics Eco-energy Drive Technology Co Ltd | HEC-S B 15K | 6 | Hiconics Eco-energy Drive Technology Co Ltd | HEC-S 3K | Hiconics | 2026-07-27
2024-05-22 | HBS12417 | Hiconics Eco-energy Drive Technology Co Ltd HEC-S B 20K (x4) w/ Hiconics Eco-energy Drive Technology Co Ltd HEC-S 3K | 18.4 |  |  | Hiconics Eco-energy Drive Technology Co Ltd | HEC-S B 20K | 6 | Hiconics Eco-energy Drive Technology Co Ltd | HEC-S 3K | Hiconics | 2026-07-27
2024-05-22 | HBS12418 | Hiconics Eco-energy Drive Technology Co Ltd HEC-S B 10K (x2) w/ Hiconics Eco-energy Drive Technology Co Ltd HEC-S 5K | 9.2 |  |  | Hiconics Eco-energy Drive Technology Co Ltd | HEC-S B 10K | 6 | Hiconics Eco-energy Drive Technology Co Ltd | HEC-S 5K | Hiconics | 2026-07-27
2024-05-22 | HBS12419 | Hiconics Eco-energy Drive Technology Co Ltd HEC-S B 15K (x3) w/ Hiconics Eco-energy Drive Technology Co Ltd HEC-S 5K | 13.8 |  |  | Hiconics Eco-energy Drive Technology Co Ltd | HEC-S B 15K | 6 | Hiconics Eco-energy Drive Technology Co Ltd | HEC-S 5K | Hiconics | 2026-07-27
2024-05-22 | HBS12420 | Hiconics Eco-energy Drive Technology Co Ltd HEC-S B 20K (x4) w/ Hiconics Eco-energy Drive Technology Co Ltd HEC-S 5K | 18.4 |  |  | Hiconics Eco-energy Drive Technology Co Ltd | HEC-S B 20K | 6 | Hiconics Eco-energy Drive Technology Co Ltd | HEC-S 5K | Hiconics | 2026-07-27
2024-06-12 | HBS12421 | Shenzhen Growatt New Energy Co Ltd APX 10.0P-S1 (x1) w/ Shenzhen Growatt New Energy Co Ltd MOD 5000TL3-XH Eastron SDM630MCT | 9 |  |  | Shenzhen Growatt New Energy Co Ltd | APX 10.0P-S1 | 6 | Shenzhen Growatt New Energy Co Ltd | MOD 5000TL3-XH | Growatt | 2026-07-25
2024-06-12 | HBS12422 | Shenzhen Growatt New Energy Co Ltd APX 15.0P-S1 (x1) w/ Shenzhen Growatt New Energy Co Ltd MOD 5000TL3-XH Eastron SDM630MCT | 13.5 |  |  | Shenzhen Growatt New Energy Co Ltd | APX 15.0P-S1 | 6 | Shenzhen Growatt New Energy Co Ltd | MOD 5000TL3-XH | Growatt | 2026-07-25
2024-06-12 | HBS12423 | Shenzhen Growatt New Energy Co Ltd APX 20.0P-S1 (x1) w/ Shenzhen Growatt New Energy Co Ltd MOD 5000TL3-XH Eastron SDM630MCT | 18 |  |  | Shenzhen Growatt New Energy Co Ltd | APX 20.0P-S1 | 6 | Shenzhen Growatt New Energy Co Ltd | MOD 5000TL3-XH | Growatt | 2026-07-25
2024-06-12 | HBS12424 | Shenzhen Growatt New Energy Co Ltd APX 25.0P-S1 (x1) w/ Shenzhen Growatt New Energy Co Ltd MOD 5000TL3-XH Eastron SDM630MCT | 22.5 |  |  | Shenzhen Growatt New Energy Co Ltd | APX 25.0P-S1 | 6 | Shenzhen Growatt New Energy Co Ltd | MOD 5000TL3-XH | Growatt | 2026-07-25
2024-06-12 | HBS12425 | Shenzhen Growatt New Energy Co Ltd APX 30.0P-S1 (x1) w/ Shenzhen Growatt New Energy Co Ltd MOD 5000TL3-XH Eastron SDM630MCT | 27 |  |  | Shenzhen Growatt New Energy Co Ltd | APX 30.0P-S1 | 6 | Shenzhen Growatt New Energy Co Ltd | MOD 5000TL3-XH | Growatt | 2026-07-25
2024-06-12 | HBS12426 | Shenzhen Growatt New Energy Co Ltd APX 10.0P-S1 (x1) w/ Shenzhen Growatt New Energy Co Ltd MOD 6000TL3-XH Eastron SDM630MCT | 9 |  |  | Shenzhen Growatt New Energy Co Ltd | APX 10.0P-S1 | 6 | Shenzhen Growatt New Energy Co Ltd | MOD 6000TL3-XH | Growatt | 2026-07-25
2024-06-12 | HBS12427 | Shenzhen Growatt New Energy Co Ltd APX 15.0P-S1 (x1) w/ Shenzhen Growatt New Energy Co Ltd MOD 6000TL3-XH Eastron SDM630MCT | 13.5 |  |  | Shenzhen Growatt New Energy Co Ltd | APX 15.0P-S1 | 6 | Shenzhen Growatt New Energy Co Ltd | MOD 6000TL3-XH | Growatt | 2026-07-25
2024-06-12 | HBS12428 | Shenzhen Growatt New Energy Co Ltd APX 20.0P-S1 (x1) w/ Shenzhen Growatt New Energy Co Ltd MOD 6000TL3-XH Eastron SDM630MCT | 18 |  |  | Shenzhen Growatt New Energy Co Ltd | APX 20.0P-S1 | 6 | Shenzhen Growatt New Energy Co Ltd | MOD 6000TL3-XH | Growatt | 2026-07-25
2024-06-12 | HBS12429 | Shenzhen Growatt New Energy Co Ltd APX 25.0P-S1 (x1) w/ Shenzhen Growatt New Energy Co Ltd MOD 6000TL3-XH Eastron SDM630MCT | 22.5 |  |  | Shenzhen Growatt New Energy Co Ltd | APX 25.0P-S1 | 6 | Shenzhen Growatt New Energy Co Ltd | MOD 6000TL3-XH | Growatt | 2026-07-25
2024-06-12 | HBS12430 | Shenzhen Growatt New Energy Co Ltd APX 30.0P-S1 (x1) w/ Shenzhen Growatt New Energy Co Ltd MOD 6000TL3-XH Eastron SDM630MCT | 27 |  |  | Shenzhen Growatt New Energy Co Ltd | APX 30.0P-S1 | 6 | Shenzhen Growatt New Energy Co Ltd | MOD 6000TL3-XH | Growatt | 2026-07-25
2024-06-12 | HBS12431 | Shenzhen Growatt New Energy Co Ltd APX 10.0P-S1 (x1) w/ Shenzhen Growatt New Energy Co Ltd MOD 7000TL3-XH Eastron SDM630MCT | 9 |  |  | Shenzhen Growatt New Energy Co Ltd | APX 10.0P-S1 | 6 | Shenzhen Growatt New Energy Co Ltd | MOD 7000TL3-XH | Growatt | 2026-07-25
2024-06-12 | HBS12432 | Shenzhen Growatt New Energy Co Ltd APX 15.0P-S1 (x1) w/ Shenzhen Growatt New Energy Co Ltd MOD 7000TL3-XH Eastron SDM630MCT | 13.5 |  |  | Shenzhen Growatt New Energy Co Ltd | APX 15.0P-S1 | 6 | Shenzhen Growatt New Energy Co Ltd | MOD 7000TL3-XH | Growatt | 2026-07-25
2024-06-12 | HBS12433 | Shenzhen Growatt New Energy Co Ltd APX 20.0P-S1 (x1) w/ Shenzhen Growatt New Energy Co Ltd MOD 7000TL3-XH Eastron SDM630MCT | 18 |  |  | Shenzhen Growatt New Energy Co Ltd | APX 20.0P-S1 | 6 | Shenzhen Growatt New Energy Co Ltd | MOD 7000TL3-XH | Growatt | 2026-07-25
2024-06-12 | HBS12434 | Shenzhen Growatt New Energy Co Ltd APX 25.0P-S1 (x1) w/ Shenzhen Growatt New Energy Co Ltd MOD 7000TL3-XH Eastron SDM630MCT | 22.5 |  |  | Shenzhen Growatt New Energy Co Ltd | APX 25.0P-S1 | 6 | Shenzhen Growatt New Energy Co Ltd | MOD 7000TL3-XH | Growatt | 2026-07-25
2024-06-12 | HBS12435 | Shenzhen Growatt New Energy Co Ltd APX 30.0P-S1 (x1) w/ Shenzhen Growatt New Energy Co Ltd MOD 7000TL3-XH Eastron SDM630MCT | 27 |  |  | Shenzhen Growatt New Energy Co Ltd | APX 30.0P-S1 | 6 | Shenzhen Growatt New Energy Co Ltd | MOD 7000TL3-XH | Growatt | 2026-07-25
2024-06-12 | HBS12436 | Shenzhen Growatt New Energy Co Ltd APX 10.0P-S1 (x1) w/ Shenzhen Growatt New Energy Co Ltd MOD 8000TL3-XH Eastron SDM630MCT | 9 |  |  | Shenzhen Growatt New Energy Co Ltd | APX 10.0P-S1 | 6 | Shenzhen Growatt New Energy Co Ltd | MOD 8000TL3-XH | Growatt | 2026-07-25
2024-06-12 | HBS12437 | Shenzhen Growatt New Energy Co Ltd APX 15.0P-S1 (x1) w/ Shenzhen Growatt New Energy Co Ltd MOD 8000TL3-XH Eastron SDM630MCT | 13.5 |  |  | Shenzhen Growatt New Energy Co Ltd | APX 15.0P-S1 | 6 | Shenzhen Growatt New Energy Co Ltd | MOD 8000TL3-XH | Growatt | 2026-07-25
2024-06-12 | HBS12438 | Shenzhen Growatt New Energy Co Ltd APX 20.0P-S1 (x1) w/ Shenzhen Growatt New Energy Co Ltd MOD 8000TL3-XH Eastron SDM630MCT | 18 |  |  | Shenzhen Growatt New Energy Co Ltd | APX 20.0P-S1 | 6 | Shenzhen Growatt New Energy Co Ltd | MOD 8000TL3-XH | Growatt | 2026-07-25
2024-06-12 | HBS12439 | Shenzhen Growatt New Energy Co Ltd APX 25.0P-S1 (x1) w/ Shenzhen Growatt New Energy Co Ltd MOD 8000TL3-XH Eastron SDM630MCT | 22.5 |  |  | Shenzhen Growatt New Energy Co Ltd | APX 25.0P-S1 | 6 | Shenzhen Growatt New Energy Co Ltd | MOD 8000TL3-XH | Growatt | 2026-07-25
2024-06-12 | HBS12440 | Shenzhen Growatt New Energy Co Ltd APX 30.0P-S1 (x1) w/ Shenzhen Growatt New Energy Co Ltd MOD 8000TL3-XH Eastron SDM630MCT | 27 |  |  | Shenzhen Growatt New Energy Co Ltd | APX 30.0P-S1 | 6 | Shenzhen Growatt New Energy Co Ltd | MOD 8000TL3-XH | Growatt | 2026-07-25
2024-06-12 | HBS12441 | Shenzhen Growatt New Energy Co Ltd APX 10.0P-S1 (x1) w/ Shenzhen Growatt New Energy Co Ltd MOD 9000TL3-XH Eastron SDM630MCT | 9 |  |  | Shenzhen Growatt New Energy Co Ltd | APX 10.0P-S1 | 6 | Shenzhen Growatt New Energy Co Ltd | MOD 9000TL3-XH | Growatt | 2026-07-25
2024-06-12 | HBS12442 | Shenzhen Growatt New Energy Co Ltd APX 15.0P-S1 (x1) w/ Shenzhen Growatt New Energy Co Ltd MOD 9000TL3-XH Eastron SDM630MCT | 13.5 |  |  | Shenzhen Growatt New Energy Co Ltd | APX 15.0P-S1 | 6 | Shenzhen Growatt New Energy Co Ltd | MOD 9000TL3-XH | Growatt | 2026-07-25
2024-06-12 | HBS12443 | Shenzhen Growatt New Energy Co Ltd APX 20.0P-S1 (x1) w/ Shenzhen Growatt New Energy Co Ltd MOD 9000TL3-XH Eastron SDM630MCT | 18 |  |  | Shenzhen Growatt New Energy Co Ltd | APX 20.0P-S1 | 6 | Shenzhen Growatt New Energy Co Ltd | MOD 9000TL3-XH | Growatt | 2026-07-25
2024-06-12 | HBS12444 | Shenzhen Growatt New Energy Co Ltd APX 25.0P-S1 (x1) w/ Shenzhen Growatt New Energy Co Ltd MOD 9000TL3-XH Eastron SDM630MCT | 22.5 |  |  | Shenzhen Growatt New Energy Co Ltd | APX 25.0P-S1 | 6 | Shenzhen Growatt New Energy Co Ltd | MOD 9000TL3-XH | Growatt | 2026-07-25
2024-06-12 | HBS12445 | Shenzhen Growatt New Energy Co Ltd APX 30.0P-S1 (x1) w/ Shenzhen Growatt New Energy Co Ltd MOD 9000TL3-XH Eastron SDM630MCT | 27 |  |  | Shenzhen Growatt New Energy Co Ltd | APX 30.0P-S1 | 6 | Shenzhen Growatt New Energy Co Ltd | MOD 9000TL3-XH | Growatt | 2026-07-25
2024-06-12 | HBS12446 | Shenzhen Growatt New Energy Co Ltd APX 10.0P-S1 (x1) w/ Shenzhen Growatt New Energy Co Ltd MOD 10KTL3-XH Eastron SDM630MCT | 9 |  |  | Shenzhen Growatt New Energy Co Ltd | APX 10.0P-S1 | 6 | Shenzhen Growatt New Energy Co Ltd | MOD 10KTL3-XH | Growatt | 2026-07-25
2024-06-12 | HBS12447 | Shenzhen Growatt New Energy Co Ltd APX 15.0P-S1 (x1) w/ Shenzhen Growatt New Energy Co Ltd MOD 10KTL3-XH Eastron SDM630MCT | 13.5 |  |  | Shenzhen Growatt New Energy Co Ltd | APX 15.0P-S1 | 6 | Shenzhen Growatt New Energy Co Ltd | MOD 10KTL3-XH | Growatt | 2026-07-25
2024-06-12 | HBS12448 | Shenzhen Growatt New Energy Co Ltd APX 20.0P-S1 (x1) w/ Shenzhen Growatt New Energy Co Ltd MOD 10KTL3-XH Eastron SDM630MCT | 18 |  |  | Shenzhen Growatt New Energy Co Ltd | APX 20.0P-S1 | 6 | Shenzhen Growatt New Energy Co Ltd | MOD 10KTL3-XH | Growatt | 2026-07-25
2024-06-12 | HBS12449 | Shenzhen Growatt New Energy Co Ltd APX 25.0P-S1 (x1) w/ Shenzhen Growatt New Energy Co Ltd MOD 10KTL3-XH Eastron SDM630MCT | 22.5 |  |  | Shenzhen Growatt New Energy Co Ltd | APX 25.0P-S1 | 6 | Shenzhen Growatt New Energy Co Ltd | MOD 10KTL3-XH | Growatt | 2026-07-25
2024-06-12 | HBS12450 | Shenzhen Growatt New Energy Co Ltd APX 30.0P-S1 (x1) w/ Shenzhen Growatt New Energy Co Ltd MOD 10KTL3-XH Eastron SDM630MCT | 27 |  |  | Shenzhen Growatt New Energy Co Ltd | APX 30.0P-S1 | 6 | Shenzhen Growatt New Energy Co Ltd | MOD 10KTL3-XH | Growatt | 2026-07-25
2024-06-12 | HBS12451 | Shenzhen Growatt New Energy Co Ltd APX 10.0P-S2 (x1) w/ Shenzhen Growatt New Energy Co Ltd MOD 5000TL3-XH Eastron SDM630MCT | 9 |  |  | Shenzhen Growatt New Energy Co Ltd | APX 10.0P-S2 | 6 | Shenzhen Growatt New Energy Co Ltd | MOD 5000TL3-XH | Growatt | 2026-07-25
2024-06-12 | HBS12452 | Shenzhen Growatt New Energy Co Ltd APX 15.0P-S2 (x1) w/ Shenzhen Growatt New Energy Co Ltd MOD 5000TL3-XH Eastron SDM630MCT | 13.5 |  |  | Shenzhen Growatt New Energy Co Ltd | APX 15.0P-S2 | 6 | Shenzhen Growatt New Energy Co Ltd | MOD 5000TL3-XH | Growatt | 2026-07-25
2024-06-12 | HBS12453 | Shenzhen Growatt New Energy Co Ltd APX 20.0P-S2 (x1) w/ Shenzhen Growatt New Energy Co Ltd MOD 5000TL3-XH Eastron SDM630MCT | 18 |  |  | Shenzhen Growatt New Energy Co Ltd | APX 20.0P-S2 | 6 | Shenzhen Growatt New Energy Co Ltd | MOD 5000TL3-XH | Growatt | 2026-07-25
2024-06-12 | HBS12454 | Shenzhen Growatt New Energy Co Ltd APX 25.0P-S2 (x1) w/ Shenzhen Growatt New Energy Co Ltd MOD 5000TL3-XH Eastron SDM630MCT | 22.5 |  |  | Shenzhen Growatt New Energy Co Ltd | APX 25.0P-S2 | 6 | Shenzhen Growatt New Energy Co Ltd | MOD 5000TL3-XH | Growatt | 2026-07-25
2024-06-12 | HBS12455 | Shenzhen Growatt New Energy Co Ltd APX 30.0P-S2 (x1) w/ Shenzhen Growatt New Energy Co Ltd MOD 5000TL3-XH Eastron SDM630MCT | 27 |  |  | Shenzhen Growatt New Energy Co Ltd | APX 30.0P-S2 | 6 | Shenzhen Growatt New Energy Co Ltd | MOD 5000TL3-XH | Growatt | 2026-07-25
2024-06-12 | HBS12456 | Shenzhen Growatt New Energy Co Ltd APX 10.0P-S2 (x1) w/ Shenzhen Growatt New Energy Co Ltd MOD 6000TL3-XH Eastron SDM630MCT | 9 |  |  | Shenzhen Growatt New Energy Co Ltd | APX 10.0P-S2 | 6 | Shenzhen Growatt New Energy Co Ltd | MOD 6000TL3-XH | Growatt | 2026-07-25
2024-06-12 | HBS12457 | Shenzhen Growatt New Energy Co Ltd APX 15.0P-S2 (x1) w/ Shenzhen Growatt New Energy Co Ltd MOD 6000TL3-XH Eastron SDM630MCT | 13.5 |  |  | Shenzhen Growatt New Energy Co Ltd | APX 15.0P-S2 | 6 | Shenzhen Growatt New Energy Co Ltd | MOD 6000TL3-XH | Growatt | 2026-07-25
2024-06-12 | HBS12458 | Shenzhen Growatt New Energy Co Ltd APX 20.0P-S2 (x1) w/ Shenzhen Growatt New Energy Co Ltd MOD 6000TL3-XH Eastron SDM630MCT | 18 |  |  | Shenzhen Growatt New Energy Co Ltd | APX 20.0P-S2 | 6 | Shenzhen Growatt New Energy Co Ltd | MOD 6000TL3-XH | Growatt | 2026-07-25
2024-06-12 | HBS12459 | Shenzhen Growatt New Energy Co Ltd APX 25.0P-S2 (x1) w/ Shenzhen Growatt New Energy Co Ltd MOD 6000TL3-XH Eastron SDM630MCT | 22.5 |  |  | Shenzhen Growatt New Energy Co Ltd | APX 25.0P-S2 | 6 | Shenzhen Growatt New Energy Co Ltd | MOD 6000TL3-XH | Growatt | 2026-07-25
2024-06-12 | HBS12460 | Shenzhen Growatt New Energy Co Ltd APX 30.0P-S2 (x1) w/ Shenzhen Growatt New Energy Co Ltd MOD 6000TL3-XH Eastron SDM630MCT | 27 |  |  | Shenzhen Growatt New Energy Co Ltd | APX 30.0P-S2 | 6 | Shenzhen Growatt New Energy Co Ltd | MOD 6000TL3-XH | Growatt | 2026-07-25
2024-06-12 | HBS12461 | Shenzhen Growatt New Energy Co Ltd APX 10.0P-S2 (x1) w/ Shenzhen Growatt New Energy Co Ltd MOD 7000TL3-XH Eastron SDM630MCT | 9 |  |  | Shenzhen Growatt New Energy Co Ltd | APX 10.0P-S2 | 6 | Shenzhen Growatt New Energy Co Ltd | MOD 7000TL3-XH | Growatt | 2026-07-25
2024-06-12 | HBS12462 | Shenzhen Growatt New Energy Co Ltd APX 15.0P-S2 (x1) w/ Shenzhen Growatt New Energy Co Ltd MOD 7000TL3-XH Eastron SDM630MCT | 13.5 |  |  | Shenzhen Growatt New Energy Co Ltd | APX 15.0P-S2 | 6 | Shenzhen Growatt New Energy Co Ltd | MOD 7000TL3-XH | Growatt | 2026-07-25
2024-06-12 | HBS12463 | Shenzhen Growatt New Energy Co Ltd APX 20.0P-S2 (x1) w/ Shenzhen Growatt New Energy Co Ltd MOD 7000TL3-XH Eastron SDM630MCT | 18 |  |  | Shenzhen Growatt New Energy Co Ltd | APX 20.0P-S2 | 6 | Shenzhen Growatt New Energy Co Ltd | MOD 7000TL3-XH | Growatt | 2026-07-25
2024-06-12 | HBS12464 | Shenzhen Growatt New Energy Co Ltd APX 25.0P-S2 (x1) w/ Shenzhen Growatt New Energy Co Ltd MOD 7000TL3-XH Eastron SDM630MCT | 22.5 |  |  | Shenzhen Growatt New Energy Co Ltd | APX 25.0P-S2 | 6 | Shenzhen Growatt New Energy Co Ltd | MOD 7000TL3-XH | Growatt | 2026-07-25
2024-06-12 | HBS12465 | Shenzhen Growatt New Energy Co Ltd APX 30.0P-S2 (x1) w/ Shenzhen Growatt New Energy Co Ltd MOD 7000TL3-XH Eastron SDM630MCT | 27 |  |  | Shenzhen Growatt New Energy Co Ltd | APX 30.0P-S2 | 6 | Shenzhen Growatt New Energy Co Ltd | MOD 7000TL3-XH | Growatt | 2026-07-25
2024-06-12 | HBS12466 | Shenzhen Growatt New Energy Co Ltd APX 10.0P-S2 (x1) w/ Shenzhen Growatt New Energy Co Ltd MOD 8000TL3-XH Eastron SDM630MCT | 9 |  |  | Shenzhen Growatt New Energy Co Ltd | APX 10.0P-S2 | 6 | Shenzhen Growatt New Energy Co Ltd | MOD 8000TL3-XH | Growatt | 2026-07-25
2024-06-12 | HBS12467 | Shenzhen Growatt New Energy Co Ltd APX 15.0P-S2 (x1) w/ Shenzhen Growatt New Energy Co Ltd MOD 8000TL3-XH Eastron SDM630MCT | 13.5 |  |  | Shenzhen Growatt New Energy Co Ltd | APX 15.0P-S2 | 6 | Shenzhen Growatt New Energy Co Ltd | MOD 8000TL3-XH | Growatt | 2026-07-25
2024-06-12 | HBS12468 | Shenzhen Growatt New Energy Co Ltd APX 20.0P-S2 (x1) w/ Shenzhen Growatt New Energy Co Ltd MOD 8000TL3-XH Eastron SDM630MCT | 18 |  |  | Shenzhen Growatt New Energy Co Ltd | APX 20.0P-S2 | 6 | Shenzhen Growatt New Energy Co Ltd | MOD 8000TL3-XH | Growatt | 2026-07-25
2024-06-12 | HBS12469 | Shenzhen Growatt New Energy Co Ltd APX 25.0P-S2 (x1) w/ Shenzhen Growatt New Energy Co Ltd MOD 8000TL3-XH Eastron SDM630MCT | 22.5 |  |  | Shenzhen Growatt New Energy Co Ltd | APX 25.0P-S2 | 6 | Shenzhen Growatt New Energy Co Ltd | MOD 8000TL3-XH | Growatt | 2026-07-25
2024-06-12 | HBS12470 | Shenzhen Growatt New Energy Co Ltd APX 30.0P-S2 (x1) w/ Shenzhen Growatt New Energy Co Ltd MOD 8000TL3-XH Eastron SDM630MCT | 27 |  |  | Shenzhen Growatt New Energy Co Ltd | APX 30.0P-S2 | 6 | Shenzhen Growatt New Energy Co Ltd | MOD 8000TL3-XH | Growatt | 2026-07-25
2024-06-12 | HBS12471 | Shenzhen Growatt New Energy Co Ltd APX 10.0P-S2 (x1) w/ Shenzhen Growatt New Energy Co Ltd MOD 9000TL3-XH Eastron SDM630MCT | 9 |  |  | Shenzhen Growatt New Energy Co Ltd | APX 10.0P-S2 | 6 | Shenzhen Growatt New Energy Co Ltd | MOD 9000TL3-XH | Growatt | 2026-07-25
2024-06-12 | HBS12472 | Shenzhen Growatt New Energy Co Ltd APX 15.0P-S2 (x1) w/ Shenzhen Growatt New Energy Co Ltd MOD 9000TL3-XH Eastron SDM630MCT | 13.5 |  |  | Shenzhen Growatt New Energy Co Ltd | APX 15.0P-S2 | 6 | Shenzhen Growatt New Energy Co Ltd | MOD 9000TL3-XH | Growatt | 2026-07-25
2024-06-12 | HBS12473 | Shenzhen Growatt New Energy Co Ltd APX 20.0P-S2 (x1) w/ Shenzhen Growatt New Energy Co Ltd MOD 9000TL3-XH Eastron SDM630MCT | 18 |  |  | Shenzhen Growatt New Energy Co Ltd | APX 20.0P-S2 | 6 | Shenzhen Growatt New Energy Co Ltd | MOD 9000TL3-XH | Growatt | 2026-07-25
2024-06-12 | HBS12474 | Shenzhen Growatt New Energy Co Ltd APX 25.0P-S2 (x1) w/ Shenzhen Growatt New Energy Co Ltd MOD 9000TL3-XH Eastron SDM630MCT | 22.5 |  |  | Shenzhen Growatt New Energy Co Ltd | APX 25.0P-S2 | 6 | Shenzhen Growatt New Energy Co Ltd | MOD 9000TL3-XH | Growatt | 2026-07-25
2024-06-12 | HBS12475 | Shenzhen Growatt New Energy Co Ltd APX 30.0P-S2 (x1) w/ Shenzhen Growatt New Energy Co Ltd MOD 9000TL3-XH Eastron SDM630MCT | 27 |  |  | Shenzhen Growatt New Energy Co Ltd | APX 30.0P-S2 | 6 | Shenzhen Growatt New Energy Co Ltd | MOD 9000TL3-XH | Growatt | 2026-07-25
2024-06-12 | HBS12476 | Shenzhen Growatt New Energy Co Ltd APX 10.0P-S2 (x1) w/ Shenzhen Growatt New Energy Co Ltd MOD 10KTL3-XH Eastron SDM630MCT | 9 |  |  | Shenzhen Growatt New Energy Co Ltd | APX 10.0P-S2 | 6 | Shenzhen Growatt New Energy Co Ltd | MOD 10KTL3-XH | Growatt | 2026-07-25
2024-06-12 | HBS12477 | Shenzhen Growatt New Energy Co Ltd APX 15.0P-S2 (x1) w/ Shenzhen Growatt New Energy Co Ltd MOD 10KTL3-XH Eastron SDM630MCT | 13.5 |  |  | Shenzhen Growatt New Energy Co Ltd | APX 15.0P-S2 | 6 | Shenzhen Growatt New Energy Co Ltd | MOD 10KTL3-XH | Growatt | 2026-07-25
2024-06-12 | HBS12478 | Shenzhen Growatt New Energy Co Ltd APX 20.0P-S2 (x1) w/ Shenzhen Growatt New Energy Co Ltd MOD 10KTL3-XH Eastron SDM630MCT | 18 |  |  | Shenzhen Growatt New Energy Co Ltd | APX 20.0P-S2 | 6 | Shenzhen Growatt New Energy Co Ltd | MOD 10KTL3-XH | Growatt | 2026-07-25
2024-06-12 | HBS12479 | Shenzhen Growatt New Energy Co Ltd APX 25.0P-S2 (x1) w/ Shenzhen Growatt New Energy Co Ltd MOD 10KTL3-XH Eastron SDM630MCT | 22.5 |  |  | Shenzhen Growatt New Energy Co Ltd | APX 25.0P-S2 | 6 | Shenzhen Growatt New Energy Co Ltd | MOD 10KTL3-XH | Growatt | 2026-07-25
2024-06-12 | HBS12480 | Shenzhen Growatt New Energy Co Ltd APX 30.0P-S2 (x1) w/ Shenzhen Growatt New Energy Co Ltd MOD 10KTL3-XH Eastron SDM630MCT | 27 |  |  | Shenzhen Growatt New Energy Co Ltd | APX 30.0P-S2 | 6 | Shenzhen Growatt New Energy Co Ltd | MOD 10KTL3-XH | Growatt | 2026-07-25
2024-06-12 | HBS12481 | Shenzhen Growatt New Energy Co Ltd APX 10.0P-S1 (x1) w/ Shenzhen Growatt New Energy Co Ltd MOD 5000TL3-XA Eastron SDM630MCT | 9 |  |  | Shenzhen Growatt New Energy Co Ltd | APX 10.0P-S1 | 6 | Shenzhen Growatt New Energy Co Ltd | MOD 5000TL3-XA | Growatt | 2026-08-16
2024-06-12 | HBS12482 | Shenzhen Growatt New Energy Co Ltd APX 15.0P-S1 (x1) w/ Shenzhen Growatt New Energy Co Ltd MOD 5000TL3-XA Eastron SDM630MCT | 13.5 |  |  | Shenzhen Growatt New Energy Co Ltd | APX 15.0P-S1 | 6 | Shenzhen Growatt New Energy Co Ltd | MOD 5000TL3-XA | Growatt | 2026-08-16
2024-06-12 | HBS12483 | Shenzhen Growatt New Energy Co Ltd APX 20.0P-S1 (x1) w/ Shenzhen Growatt New Energy Co Ltd MOD 5000TL3-XA Eastron SDM630MCT | 18 |  |  | Shenzhen Growatt New Energy Co Ltd | APX 20.0P-S1 | 6 | Shenzhen Growatt New Energy Co Ltd | MOD 5000TL3-XA | Growatt | 2026-08-16
2024-06-12 | HBS12484 | Shenzhen Growatt New Energy Co Ltd APX 25.0P-S1 (x1) w/ Shenzhen Growatt New Energy Co Ltd MOD 5000TL3-XA Eastron SDM630MCT | 22.5 |  |  | Shenzhen Growatt New Energy Co Ltd | APX 25.0P-S1 | 6 | Shenzhen Growatt New Energy Co Ltd | MOD 5000TL3-XA | Growatt | 2026-08-16
2024-06-12 | HBS12485 | Shenzhen Growatt New Energy Co Ltd APX 30.0P-S1 (x1) w/ Shenzhen Growatt New Energy Co Ltd MOD 5000TL3-XA Eastron SDM630MCT | 27 |  |  | Shenzhen Growatt New Energy Co Ltd | APX 30.0P-S1 | 6 | Shenzhen Growatt New Energy Co Ltd | MOD 5000TL3-XA | Growatt | 2026-08-16
2024-06-12 | HBS12486 | Shenzhen Growatt New Energy Co Ltd APX 10.0P-S1 (x1) w/ Shenzhen Growatt New Energy Co Ltd MOD 6000TL3-XA Eastron SDM630MCT | 9 |  |  | Shenzhen Growatt New Energy Co Ltd | APX 10.0P-S1 | 6 | Shenzhen Growatt New Energy Co Ltd | MOD 6000TL3-XA | Growatt | 2026-08-16
2024-06-12 | HBS12487 | Shenzhen Growatt New Energy Co Ltd APX 15.0P-S1 (x1) w/ Shenzhen Growatt New Energy Co Ltd MOD 6000TL3-XA Eastron SDM630MCT | 13.5 |  |  | Shenzhen Growatt New Energy Co Ltd | APX 15.0P-S1 | 6 | Shenzhen Growatt New Energy Co Ltd | MOD 6000TL3-XA | Growatt | 2026-08-16
2024-06-12 | HBS12488 | Shenzhen Growatt New Energy Co Ltd APX 20.0P-S1 (x1) w/ Shenzhen Growatt New Energy Co Ltd MOD 6000TL3-XA Eastron SDM630MCT | 18 |  |  | Shenzhen Growatt New Energy Co Ltd | APX 20.0P-S1 | 6 | Shenzhen Growatt New Energy Co Ltd | MOD 6000TL3-XA | Growatt | 2026-08-16
2024-06-12 | HBS12489 | Shenzhen Growatt New Energy Co Ltd APX 25.0P-S1 (x1) w/ Shenzhen Growatt New Energy Co Ltd MOD 6000TL3-XA Eastron SDM630MCT | 22.5 |  |  | Shenzhen Growatt New Energy Co Ltd | APX 25.0P-S1 | 6 | Shenzhen Growatt New Energy Co Ltd | MOD 6000TL3-XA | Growatt | 2026-08-16
2024-06-12 | HBS12490 | Shenzhen Growatt New Energy Co Ltd APX 30.0P-S1 (x1) w/ Shenzhen Growatt New Energy Co Ltd MOD 6000TL3-XA Eastron SDM630MCT | 27 |  |  | Shenzhen Growatt New Energy Co Ltd | APX 30.0P-S1 | 6 | Shenzhen Growatt New Energy Co Ltd | MOD 6000TL3-XA | Growatt | 2026-08-16
2024-06-12 | HBS12491 | Shenzhen Growatt New Energy Co Ltd APX 10.0P-S1 (x1) w/ Shenzhen Growatt New Energy Co Ltd MOD 7000TL3-XA Eastron SDM630MCT | 9 |  |  | Shenzhen Growatt New Energy Co Ltd | APX 10.0P-S1 | 6 | Shenzhen Growatt New Energy Co Ltd | MOD 7000TL3-XA | Growatt | 2026-08-16
2024-06-12 | HBS12492 | Shenzhen Growatt New Energy Co Ltd APX 15.0P-S1 (x1) w/ Shenzhen Growatt New Energy Co Ltd MOD 7000TL3-XA Eastron SDM630MCT | 13.5 |  |  | Shenzhen Growatt New Energy Co Ltd | APX 15.0P-S1 | 6 | Shenzhen Growatt New Energy Co Ltd | MOD 7000TL3-XA | Growatt | 2026-08-16
2024-06-12 | HBS12493 | Shenzhen Growatt New Energy Co Ltd APX 20.0P-S1 (x1) w/ Shenzhen Growatt New Energy Co Ltd MOD 7000TL3-XA Eastron SDM630MCT | 18 |  |  | Shenzhen Growatt New Energy Co Ltd | APX 20.0P-S1 | 6 | Shenzhen Growatt New Energy Co Ltd | MOD 7000TL3-XA | Growatt | 2026-08-16
2024-06-12 | HBS12494 | Shenzhen Growatt New Energy Co Ltd APX 25.0P-S1 (x1) w/ Shenzhen Growatt New Energy Co Ltd MOD 7000TL3-XA Eastron SDM630MCT | 22.5 |  |  | Shenzhen Growatt New Energy Co Ltd | APX 25.0P-S1 | 6 | Shenzhen Growatt New Energy Co Ltd | MOD 7000TL3-XA | Growatt | 2026-08-16
2024-06-12 | HBS12495 | Shenzhen Growatt New Energy Co Ltd APX 30.0P-S1 (x1) w/ Shenzhen Growatt New Energy Co Ltd MOD 7000TL3-XA Eastron SDM630MCT | 27 |  |  | Shenzhen Growatt New Energy Co Ltd | APX 30.0P-S1 | 6 | Shenzhen Growatt New Energy Co Ltd | MOD 7000TL3-XA | Growatt | 2026-08-16
2024-06-12 | HBS12496 | Shenzhen Growatt New Energy Co Ltd APX 10.0P-S1 (x1) w/ Shenzhen Growatt New Energy Co Ltd MOD 8000TL3-XA Eastron SDM630MCT | 9 |  |  | Shenzhen Growatt New Energy Co Ltd | APX 10.0P-S1 | 6 | Shenzhen Growatt New Energy Co Ltd | MOD 8000TL3-XA | Growatt | 2026-08-16
2024-06-12 | HBS12497 | Shenzhen Growatt New Energy Co Ltd APX 15.0P-S1 (x1) w/ Shenzhen Growatt New Energy Co Ltd MOD 8000TL3-XA Eastron SDM630MCT | 13.5 |  |  | Shenzhen Growatt New Energy Co Ltd | APX 15.0P-S1 | 6 | Shenzhen Growatt New Energy Co Ltd | MOD 8000TL3-XA | Growatt | 2026-08-16
2024-06-12 | HBS12498 | Shenzhen Growatt New Energy Co Ltd APX 20.0P-S1 (x1) w/ Shenzhen Growatt New Energy Co Ltd MOD 8000TL3-XA Eastron SDM630MCT | 18 |  |  | Shenzhen Growatt New Energy Co Ltd | APX 20.0P-S1 | 6 | Shenzhen Growatt New Energy Co Ltd | MOD 8000TL3-XA | Growatt | 2026-08-16
2024-06-12 | HBS12499 | Shenzhen Growatt New Energy Co Ltd APX 25.0P-S1 (x1) w/ Shenzhen Growatt New Energy Co Ltd MOD 8000TL3-XA Eastron SDM630MCT | 22.5 |  |  | Shenzhen Growatt New Energy Co Ltd | APX 25.0P-S1 | 6 | Shenzhen Growatt New Energy Co Ltd | MOD 8000TL3-XA | Growatt | 2026-08-16
2024-06-12 | HBS12500 | Shenzhen Growatt New Energy Co Ltd APX 30.0P-S1 (x1) w/ Shenzhen Growatt New Energy Co Ltd MOD 8000TL3-XA Eastron SDM630MCT | 27 |  |  | Shenzhen Growatt New Energy Co Ltd | APX 30.0P-S1 | 6 | Shenzhen Growatt New Energy Co Ltd | MOD 8000TL3-XA | Growatt | 2026-08-16
2024-06-12 | HBS12501 | Shenzhen Growatt New Energy Co Ltd APX 10.0P-S1 (x1) w/ Shenzhen Growatt New Energy Co Ltd MOD 9000TL3-XA Eastron SDM630MCT | 9 |  |  | Shenzhen Growatt New Energy Co Ltd | APX 10.0P-S1 | 6 | Shenzhen Growatt New Energy Co Ltd | MOD 9000TL3-XA | Growatt | 2026-08-16
2024-06-12 | HBS12502 | Shenzhen Growatt New Energy Co Ltd APX 15.0P-S1 (x1) w/ Shenzhen Growatt New Energy Co Ltd MOD 9000TL3-XA Eastron SDM630MCT | 13.5 |  |  | Shenzhen Growatt New Energy Co Ltd | APX 15.0P-S1 | 6 | Shenzhen Growatt New Energy Co Ltd | MOD 9000TL3-XA | Growatt | 2026-08-16
2024-06-12 | HBS12503 | Shenzhen Growatt New Energy Co Ltd APX 20.0P-S1 (x1) w/ Shenzhen Growatt New Energy Co Ltd MOD 9000TL3-XA Eastron SDM630MCT | 18 |  |  | Shenzhen Growatt New Energy Co Ltd | APX 20.0P-S1 | 6 | Shenzhen Growatt New Energy Co Ltd | MOD 9000TL3-XA | Growatt | 2026-08-16
2024-06-12 | HBS12504 | Shenzhen Growatt New Energy Co Ltd APX 25.0P-S1 (x1) w/ Shenzhen Growatt New Energy Co Ltd MOD 9000TL3-XA Eastron SDM630MCT | 22.5 |  |  | Shenzhen Growatt New Energy Co Ltd | APX 25.0P-S1 | 6 | Shenzhen Growatt New Energy Co Ltd | MOD 9000TL3-XA | Growatt | 2026-08-16
2024-06-12 | HBS12505 | Shenzhen Growatt New Energy Co Ltd APX 30.0P-S1 (x1) w/ Shenzhen Growatt New Energy Co Ltd MOD 9000TL3-XA Eastron SDM630MCT | 27 |  |  | Shenzhen Growatt New Energy Co Ltd | APX 30.0P-S1 | 6 | Shenzhen Growatt New Energy Co Ltd | MOD 9000TL3-XA | Growatt | 2026-08-16
2024-06-12 | HBS12506 | Shenzhen Growatt New Energy Co Ltd APX 10.0P-S1 (x1) w/ Shenzhen Growatt New Energy Co Ltd MOD 10TL3-XA Eastron SDM630MCT | 9 |  |  | Shenzhen Growatt New Energy Co Ltd | APX 10.0P-S1 | 6 | Shenzhen Growatt New Energy Co Ltd | MOD 10TL3-XA | Growatt | 2026-08-16
2024-06-12 | HBS12507 | Shenzhen Growatt New Energy Co Ltd APX 15.0P-S1 (x1) w/ Shenzhen Growatt New Energy Co Ltd MOD 10TL3-XA Eastron SDM630MCT | 13.5 |  |  | Shenzhen Growatt New Energy Co Ltd | APX 15.0P-S1 | 6 | Shenzhen Growatt New Energy Co Ltd | MOD 10TL3-XA | Growatt | 2026-08-16
2024-06-12 | HBS12508 | Shenzhen Growatt New Energy Co Ltd APX 20.0P-S1 (x1) w/ Shenzhen Growatt New Energy Co Ltd MOD 10TL3-XA Eastron SDM630MCT | 18 |  |  | Shenzhen Growatt New Energy Co Ltd | APX 20.0P-S1 | 6 | Shenzhen Growatt New Energy Co Ltd | MOD 10TL3-XA | Growatt | 2026-08-16
2024-06-12 | HBS12509 | Shenzhen Growatt New Energy Co Ltd APX 25.0P-S1 (x1) w/ Shenzhen Growatt New Energy Co Ltd MOD 10TL3-XA Eastron SDM630MCT | 22.5 |  |  | Shenzhen Growatt New Energy Co Ltd | APX 25.0P-S1 | 6 | Shenzhen Growatt New Energy Co Ltd | MOD 10TL3-XA | Growatt | 2026-08-16
2024-06-12 | HBS12510 | Shenzhen Growatt New Energy Co Ltd APX 30.0P-S1 (x1) w/ Shenzhen Growatt New Energy Co Ltd MOD 10TL3-XA Eastron SDM630MCT | 27 |  |  | Shenzhen Growatt New Energy Co Ltd | APX 30.0P-S1 | 6 | Shenzhen Growatt New Energy Co Ltd | MOD 10TL3-XA | Growatt | 2026-08-16
2024-06-24 | HBS12538 | Shenzhen BYD Electronics Co Ltd LVS 8.0 (x1) w/ Deye New Energy Australia Pty Ltd. SUN-12/14/16K-SG01LP1-AU | 8 |  |  | Shenzhen BYD Electronics Co Ltd | LVS 8.0 | 6 | Deye New Energy Australia Pty Ltd. | SUN-12/14/16K-SG01LP1-AU | BYD | 2027-03-26
2024-06-24 | HBS12539 | Shenzhen BYD Electronics Co Ltd LVS 12.0 (x1) w/ Deye New Energy Australia Pty Ltd. SUN-12/14/16K-SG01LP1-AU | 12 |  |  | Shenzhen BYD Electronics Co Ltd | LVS 12.0 | 6 | Deye New Energy Australia Pty Ltd. | SUN-12/14/16K-SG01LP1-AU | BYD | 2027-03-26
2024-06-24 | HBS12540 | Shenzhen BYD Electronics Co Ltd LVS 16.0 (x1) w/ Deye New Energy Australia Pty Ltd. SUN-12/14/16K-SG01LP1-AU | 16 |  |  | Shenzhen BYD Electronics Co Ltd | LVS 16.0 | 6 | Deye New Energy Australia Pty Ltd. | SUN-12/14/16K-SG01LP1-AU | BYD | 2027-03-26
2024-06-24 | HBS12541 | Shenzhen BYD Electronics Co Ltd LVS 20.0 (x1) w/ Deye New Energy Australia Pty Ltd. SUN-12/14/16K-SG01LP1-AU | 20 |  |  | Shenzhen BYD Electronics Co Ltd | LVS 20.0 | 6 | Deye New Energy Australia Pty Ltd. | SUN-12/14/16K-SG01LP1-AU | BYD | 2027-03-26
2024-06-24 | HBS12542 | Shenzhen BYD Electronics Co Ltd LVS 24.0 (x1) w/ Deye New Energy Australia Pty Ltd. SUN-12/14/16K-SG01LP1-AU | 24 |  |  | Shenzhen BYD Electronics Co Ltd | LVS 24.0 | 6 | Deye New Energy Australia Pty Ltd. | SUN-12/14/16K-SG01LP1-AU | BYD | 2027-03-26
2024-06-24 | HBS12543 | Shenzhen BYD Electronics Co Ltd LVL 15.4 (x1) w/ Deye New Energy Australia Pty Ltd. SUN-12/14/16K-SG01LP1-AU | 15.36 |  |  | Shenzhen BYD Electronics Co Ltd | LVL 15.4 | 6 | Deye New Energy Australia Pty Ltd. | SUN-12/14/16K-SG01LP1-AU | BYD | 2027-03-26
2024-06-24 | HBS12544 | Shenzhen BYD Electronics Co Ltd LV Flex (x2) w/ Deye New Energy Australia Pty Ltd. SUN-12/14/16K-SG01LP1-AU | 10 |  |  | Shenzhen BYD Electronics Co Ltd | LV Flex | 6 | Deye New Energy Australia Pty Ltd. | SUN-12/14/16K-SG01LP1-AU | BYD | 2027-03-26
2024-06-24 | HBS12545 | Shenzhen BYD Electronics Co Ltd LV Flex (x3) w/ Deye New Energy Australia Pty Ltd. SUN-12/14/16K-SG01LP1-AU | 15 |  |  | Shenzhen BYD Electronics Co Ltd | LV Flex | 6 | Deye New Energy Australia Pty Ltd. | SUN-12/14/16K-SG01LP1-AU | BYD | 2027-03-26
2024-06-24 | HBS12546 | Shenzhen BYD Electronics Co Ltd LV Flex (x4) w/ Deye New Energy Australia Pty Ltd. SUN-12/14/16K-SG01LP1-AU | 20 |  |  | Shenzhen BYD Electronics Co Ltd | LV Flex | 6 | Deye New Energy Australia Pty Ltd. | SUN-12/14/16K-SG01LP1-AU | BYD | 2027-03-26
2024-06-24 | HBS12547 | Shenzhen BYD Electronics Co Ltd HVS 7.7 (x1) w/ Deye New Energy Australia Pty Ltd. SUN-5/6/8/10/12/15/20/25K-SG01HP3-AU | 7.68 |  |  | Shenzhen BYD Electronics Co Ltd | HVS 7.7 | 6 | Deye New Energy Australia Pty Ltd. | SUN-5/6/8/10/12/15/20/25K-SG01HP3-AU | BYD | 2026-11-22
2024-06-24 | HBS12548 | Shenzhen BYD Electronics Co Ltd HVS 10.2 (x1) w/ Deye New Energy Australia Pty Ltd. SUN-5/6/8/10/12/15/20/25K-SG01HP3-AU | 10.24 |  |  | Shenzhen BYD Electronics Co Ltd | HVS 10.2 | 6 | Deye New Energy Australia Pty Ltd. | SUN-5/6/8/10/12/15/20/25K-SG01HP3-AU | BYD | 2026-11-22
2024-06-24 | HBS12549 | Shenzhen BYD Electronics Co Ltd HVS 12.8 (x1) w/ Deye New Energy Australia Pty Ltd. SUN-5/6/8/10/12/15/20/25K-SG01HP3-AU | 12.8 |  |  | Shenzhen BYD Electronics Co Ltd | HVS 12.8 | 6 | Deye New Energy Australia Pty Ltd. | SUN-5/6/8/10/12/15/20/25K-SG01HP3-AU | BYD | 2026-11-22
2024-06-24 | HBS12550 | Shenzhen BYD Electronics Co Ltd HVS 5.1 (x2) w/ Deye New Energy Australia Pty Ltd. SUN-5/6/8/10/12/15/20/25K-SG01HP3-AU | 10.24 |  |  | Shenzhen BYD Electronics Co Ltd | HVS 5.1 | 6 | Deye New Energy Australia Pty Ltd. | SUN-5/6/8/10/12/15/20/25K-SG01HP3-AU | BYD | 2026-11-22
2024-06-24 | HBS12551 | Shenzhen BYD Electronics Co Ltd HVS 7.7 (x2) w/ Deye New Energy Australia Pty Ltd. SUN-5/6/8/10/12/15/20/25K-SG01HP3-AU | 15.36 |  |  | Shenzhen BYD Electronics Co Ltd | HVS 7.7 | 6 | Deye New Energy Australia Pty Ltd. | SUN-5/6/8/10/12/15/20/25K-SG01HP3-AU | BYD | 2026-11-22
2024-06-24 | HBS12552 | Shenzhen BYD Electronics Co Ltd HVS 10.2 (x2) w/ Deye New Energy Australia Pty Ltd. SUN-5/6/8/10/12/15/20/25K-SG01HP3-AU | 20.48 |  |  | Shenzhen BYD Electronics Co Ltd | HVS 10.2 | 6 | Deye New Energy Australia Pty Ltd. | SUN-5/6/8/10/12/15/20/25K-SG01HP3-AU | BYD | 2026-11-22
2024-06-24 | HBS12553 | Shenzhen BYD Electronics Co Ltd HVS 12.8 (x2) w/ Deye New Energy Australia Pty Ltd. SUN-5/6/8/10/12/15/20/25K-SG01HP3-AU | 25.6 |  |  | Shenzhen BYD Electronics Co Ltd | HVS 12.8 | 6 | Deye New Energy Australia Pty Ltd. | SUN-5/6/8/10/12/15/20/25K-SG01HP3-AU | BYD | 2026-11-22
2024-06-24 | HBS12554 | Shenzhen BYD Electronics Co Ltd HVS 5.1 (x3) w/ Deye New Energy Australia Pty Ltd. SUN-5/6/8/10/12/15/20/25K-SG01HP3-AU | 15.36 |  |  | Shenzhen BYD Electronics Co Ltd | HVS 5.1 | 6 | Deye New Energy Australia Pty Ltd. | SUN-5/6/8/10/12/15/20/25K-SG01HP3-AU | BYD | 2026-11-22
2024-06-24 | HBS12555 | Shenzhen BYD Electronics Co Ltd HVS 7.7 (x3) w/ Deye New Energy Australia Pty Ltd. SUN-5/6/8/10/12/15/20/25K-SG01HP3-AU | 23.04 |  |  | Shenzhen BYD Electronics Co Ltd | HVS 7.7 | 6 | Deye New Energy Australia Pty Ltd. | SUN-5/6/8/10/12/15/20/25K-SG01HP3-AU | BYD | 2026-11-22
2024-06-24 | HBS12556 | Shenzhen BYD Electronics Co Ltd HVS 10.2 (x3) w/ Deye New Energy Australia Pty Ltd. SUN-5/6/8/10/12/15/20/25K-SG01HP3-AU | 30.72 |  |  | Shenzhen BYD Electronics Co Ltd | HVS 10.2 | 6 | Deye New Energy Australia Pty Ltd. | SUN-5/6/8/10/12/15/20/25K-SG01HP3-AU | BYD | 2026-11-22
2024-06-24 | HBS12557 | Shenzhen BYD Electronics Co Ltd HVS 12.8 (x3) w/ Deye New Energy Australia Pty Ltd. SUN-5/6/8/10/12/15/20/25K-SG01HP3-AU | 38.4 |  |  | Shenzhen BYD Electronics Co Ltd | HVS 12.8 | 6 | Deye New Energy Australia Pty Ltd. | SUN-5/6/8/10/12/15/20/25K-SG01HP3-AU | BYD | 2026-11-22
2024-06-24 | HBS12558 | Shenzhen BYD Electronics Co Ltd HVM 8.3 (x1) w/ Deye New Energy Australia Pty Ltd. SUN-5/6/8/10/12/15/20/25K-SG01HP3-AU | 8.28 |  |  | Shenzhen BYD Electronics Co Ltd | HVM 8.3 | 6 | Deye New Energy Australia Pty Ltd. | SUN-5/6/8/10/12/15/20/25K-SG01HP3-AU | BYD | 2026-11-22
2024-06-24 | HBS12559 | Shenzhen BYD Electronics Co Ltd HVM 11.0 (x1) w/ Deye New Energy Australia Pty Ltd. SUN-5/6/8/10/12/15/20/25K-SG01HP3-AU | 11.04 |  |  | Shenzhen BYD Electronics Co Ltd | HVM 11.0 | 6 | Deye New Energy Australia Pty Ltd. | SUN-5/6/8/10/12/15/20/25K-SG01HP3-AU | BYD | 2026-11-22
2024-06-24 | HBS12560 | Shenzhen BYD Electronics Co Ltd HVM 13.8 (x1) w/ Deye New Energy Australia Pty Ltd. SUN-5/6/8/10/12/15/20/25K-SG01HP3-AU | 13.8 |  |  | Shenzhen BYD Electronics Co Ltd | HVM 13.8 | 6 | Deye New Energy Australia Pty Ltd. | SUN-5/6/8/10/12/15/20/25K-SG01HP3-AU | BYD | 2026-11-22
2024-06-24 | HBS12561 | Shenzhen BYD Electronics Co Ltd HVM 16.6 (x1) w/ Deye New Energy Australia Pty Ltd. SUN-5/6/8/10/12/15/20/25K-SG01HP3-AU | 16.56 |  |  | Shenzhen BYD Electronics Co Ltd | HVM 16.6 | 6 | Deye New Energy Australia Pty Ltd. | SUN-5/6/8/10/12/15/20/25K-SG01HP3-AU | BYD | 2026-11-22
2024-06-24 | HBS12562 | Shenzhen BYD Electronics Co Ltd HVM 19.3 (x1) w/ Deye New Energy Australia Pty Ltd. SUN-5/6/8/10/12/15/20/25K-SG01HP3-AU | 19.32 |  |  | Shenzhen BYD Electronics Co Ltd | HVM 19.3 | 6 | Deye New Energy Australia Pty Ltd. | SUN-5/6/8/10/12/15/20/25K-SG01HP3-AU | BYD | 2026-11-22
2024-06-24 | HBS12563 | Shenzhen BYD Electronics Co Ltd HVM 22.1 (x1) w/ Deye New Energy Australia Pty Ltd. SUN-5/6/8/10/12/15/20/25K-SG01HP3-AU | 22.08 |  |  | Shenzhen BYD Electronics Co Ltd | HVM 22.1 | 6 | Deye New Energy Australia Pty Ltd. | SUN-5/6/8/10/12/15/20/25K-SG01HP3-AU | BYD | 2026-11-22
2024-06-24 | HBS12564 | Shenzhen BYD Electronics Co Ltd HVM 8.3 (x2) w/ Deye New Energy Australia Pty Ltd. SUN-5/6/8/10/12/15/20/25K-SG01HP3-AU | 16.56 |  |  | Shenzhen BYD Electronics Co Ltd | HVM 8.3 | 6 | Deye New Energy Australia Pty Ltd. | SUN-5/6/8/10/12/15/20/25K-SG01HP3-AU | BYD | 2026-11-22
2024-06-24 | HBS12565 | Shenzhen BYD Electronics Co Ltd HVM 11.0 (x2) w/ Deye New Energy Australia Pty Ltd. SUN-5/6/8/10/12/15/20/25K-SG01HP3-AU | 22.08 |  |  | Shenzhen BYD Electronics Co Ltd | HVM 11.0 | 6 | Deye New Energy Australia Pty Ltd. | SUN-5/6/8/10/12/15/20/25K-SG01HP3-AU | BYD | 2026-11-22
2024-06-24 | HBS12566 | Shenzhen BYD Electronics Co Ltd HVM 13.8 (x2) w/ Deye New Energy Australia Pty Ltd. SUN-5/6/8/10/12/15/20/25K-SG01HP3-AU | 27.6 |  |  | Shenzhen BYD Electronics Co Ltd | HVM 13.8 | 6 | Deye New Energy Australia Pty Ltd. | SUN-5/6/8/10/12/15/20/25K-SG01HP3-AU | BYD | 2026-11-22
2024-06-24 | HBS12567 | Shenzhen BYD Electronics Co Ltd HVM 16.6 (x2) w/ Deye New Energy Australia Pty Ltd. SUN-5/6/8/10/12/15/20/25K-SG01HP3-AU | 33.12 |  |  | Shenzhen BYD Electronics Co Ltd | HVM 16.6 | 6 | Deye New Energy Australia Pty Ltd. | SUN-5/6/8/10/12/15/20/25K-SG01HP3-AU | BYD | 2026-11-22
2024-06-24 | HBS12568 | Shenzhen BYD Electronics Co Ltd HVM 19.3 (x2) w/ Deye New Energy Australia Pty Ltd. SUN-5/6/8/10/12/15/20/25K-SG01HP3-AU | 38.64 |  |  | Shenzhen BYD Electronics Co Ltd | HVM 19.3 | 6 | Deye New Energy Australia Pty Ltd. | SUN-5/6/8/10/12/15/20/25K-SG01HP3-AU | BYD | 2026-11-22
2024-06-24 | HBS12569 | Shenzhen BYD Electronics Co Ltd HVM 22.1 (x2) w/ Deye New Energy Australia Pty Ltd. SUN-5/6/8/10/12/15/20/25K-SG01HP3-AU | 44.16 |  |  | Shenzhen BYD Electronics Co Ltd | HVM 22.1 | 6 | Deye New Energy Australia Pty Ltd. | SUN-5/6/8/10/12/15/20/25K-SG01HP3-AU | BYD | 2026-11-22
2024-06-24 | HBS12570 | Shenzhen BYD Electronics Co Ltd HVM 8.3 (x3) w/ Deye New Energy Australia Pty Ltd. SUN-5/6/8/10/12/15/20/25K-SG01HP3-AU | 24.84 |  |  | Shenzhen BYD Electronics Co Ltd | HVM 8.3 | 6 | Deye New Energy Australia Pty Ltd. | SUN-5/6/8/10/12/15/20/25K-SG01HP3-AU | BYD | 2026-11-22
2024-06-24 | HBS12571 | Shenzhen BYD Electronics Co Ltd HVM 11.0 (x3) w/ Deye New Energy Australia Pty Ltd. SUN-5/6/8/10/12/15/20/25K-SG01HP3-AU | 33.12 |  |  | Shenzhen BYD Electronics Co Ltd | HVM 11.0 | 6 | Deye New Energy Australia Pty Ltd. | SUN-5/6/8/10/12/15/20/25K-SG01HP3-AU | BYD | 2026-11-22
2024-06-24 | HBS12572 | Shenzhen BYD Electronics Co Ltd HVM 13.8 (x3) w/ Deye New Energy Australia Pty Ltd. SUN-5/6/8/10/12/15/20/25K-SG01HP3-AU | 41.4 |  |  | Shenzhen BYD Electronics Co Ltd | HVM 13.8 | 6 | Deye New Energy Australia Pty Ltd. | SUN-5/6/8/10/12/15/20/25K-SG01HP3-AU | BYD | 2026-11-22
2024-06-24 | HBS12573 | Shenzhen BYD Electronics Co Ltd HVM 16.6 (x3) w/ Deye New Energy Australia Pty Ltd. SUN-5/6/8/10/12/15/20/25K-SG01HP3-AU | 49.68 |  |  | Shenzhen BYD Electronics Co Ltd | HVM 16.6 | 6 | Deye New Energy Australia Pty Ltd. | SUN-5/6/8/10/12/15/20/25K-SG01HP3-AU | BYD | 2026-11-22
2024-06-24 | HBS12574 | Shenzhen BYD Electronics Co Ltd HVM 19.3 (x3) w/ Deye New Energy Australia Pty Ltd. SUN-5/6/8/10/12/15/20/25K-SG01HP3-AU | 57.96 |  |  | Shenzhen BYD Electronics Co Ltd | HVM 19.3 | 6 | Deye New Energy Australia Pty Ltd. | SUN-5/6/8/10/12/15/20/25K-SG01HP3-AU | BYD | 2026-11-22
2024-06-24 | HBS12575 | Shenzhen BYD Electronics Co Ltd HVM 22.1 (x3) w/ Deye New Energy Australia Pty Ltd. SUN-5/6/8/10/12/15/20/25K-SG01HP3-AU | 66.24 |  |  | Shenzhen BYD Electronics Co Ltd | HVM 22.1 | 6 | Deye New Energy Australia Pty Ltd. | SUN-5/6/8/10/12/15/20/25K-SG01HP3-AU | BYD | 2026-11-22
2024-06-26 | HBS12611 | Pylontech US5000-B (x2) w/ Noark Electrics (Shanghai) Co., Ltd. Ex9N-DH-5KS-AU (AS4777-2 2020) Eastron SDM120CT-M(40mA) | 9.12 |  |  | Pylontech | US5000-B | 6 | Noark Electrics (Shanghai) Co., Ltd. | Ex9N-DH-5KS-AU (AS4777-2 2020) | Pylontech | 2026-11-08
2024-06-26 | HBS12612 | Pylontech US5000-B (x3) w/ Noark Electrics (Shanghai) Co., Ltd. Ex9N-DH-5KS-AU (AS4777-2 2020) Eastron SDM120CT-M(40mA) | 13.68 |  |  | Pylontech | US5000-B | 6 | Noark Electrics (Shanghai) Co., Ltd. | Ex9N-DH-5KS-AU (AS4777-2 2020) | Pylontech | 2026-11-08
2024-06-26 | HBS12613 | Pylontech US5000-B (x4) w/ Noark Electrics (Shanghai) Co., Ltd. Ex9N-DH-5KS-AU (AS4777-2 2020) Eastron SDM120CT-M(40mA) | 18.24 |  |  | Pylontech | US5000-B | 6 | Noark Electrics (Shanghai) Co., Ltd. | Ex9N-DH-5KS-AU (AS4777-2 2020) | Pylontech | 2026-11-08
2024-06-26 | HBS12614 | Pylontech US5000-B (x5) w/ Noark Electrics (Shanghai) Co., Ltd. Ex9N-DH-5KS-AU (AS4777-2 2020) Eastron SDM120CT-M(40mA) | 22.8 |  |  | Pylontech | US5000-B | 6 | Noark Electrics (Shanghai) Co., Ltd. | Ex9N-DH-5KS-AU (AS4777-2 2020) | Pylontech | 2026-11-08
2024-06-26 | HBS12615 | Pylontech US5000-B (x6) w/ Noark Electrics (Shanghai) Co., Ltd. Ex9N-DH-5KS-AU (AS4777-2 2020) Eastron SDM120CT-M(40mA) | 27.36 |  |  | Pylontech | US5000-B | 6 | Noark Electrics (Shanghai) Co., Ltd. | Ex9N-DH-5KS-AU (AS4777-2 2020) | Pylontech | 2026-11-08
2024-06-26 | HBS12616 | Pylontech US5000-B (x7) w/ Noark Electrics (Shanghai) Co., Ltd. Ex9N-DH-5KS-AU (AS4777-2 2020) Eastron SDM120CT-M(40mA) | 31.92 |  |  | Pylontech | US5000-B | 6 | Noark Electrics (Shanghai) Co., Ltd. | Ex9N-DH-5KS-AU (AS4777-2 2020) | Pylontech | 2026-11-08
2024-06-26 | HBS12617 | Pylontech US5000-B (x8) w/ Noark Electrics (Shanghai) Co., Ltd. Ex9N-DH-5KS-AU (AS4777-2 2020) Eastron SDM120CT-M(40mA) | 36.48 |  |  | Pylontech | US5000-B | 6 | Noark Electrics (Shanghai) Co., Ltd. | Ex9N-DH-5KS-AU (AS4777-2 2020) | Pylontech | 2026-11-08
2024-06-26 | HBS12618 | Pylontech US5000-B (x9) w/ Noark Electrics (Shanghai) Co., Ltd. Ex9N-DH-5KS-AU (AS4777-2 2020) Eastron SDM120CT-M(40mA) | 41.04 |  |  | Pylontech | US5000-B | 6 | Noark Electrics (Shanghai) Co., Ltd. | Ex9N-DH-5KS-AU (AS4777-2 2020) | Pylontech | 2026-11-08
2024-06-26 | HBS12619 | Pylontech US5000-B (x10) w/ Noark Electrics (Shanghai) Co., Ltd. Ex9N-DH-5KS-AU (AS4777-2 2020) Eastron SDM120CT-M(40mA) | 45.6 |  |  | Pylontech | US5000-B | 6 | Noark Electrics (Shanghai) Co., Ltd. | Ex9N-DH-5KS-AU (AS4777-2 2020) | Pylontech | 2026-11-08
2024-06-26 | HBS12620 | Pylontech US5000-B (x11) w/ Noark Electrics (Shanghai) Co., Ltd. Ex9N-DH-5KS-AU (AS4777-2 2020) Eastron SDM120CT-M(40mA) | 50.16 |  |  | Pylontech | US5000-B | 6 | Noark Electrics (Shanghai) Co., Ltd. | Ex9N-DH-5KS-AU (AS4777-2 2020) | Pylontech | 2026-11-08
2024-06-26 | HBS12621 | Pylontech US5000-B (x12) w/ Noark Electrics (Shanghai) Co., Ltd. Ex9N-DH-5KS-AU (AS4777-2 2020) Eastron SDM120CT-M(40mA) | 54.72 |  |  | Pylontech | US5000-B | 6 | Noark Electrics (Shanghai) Co., Ltd. | Ex9N-DH-5KS-AU (AS4777-2 2020) | Pylontech | 2026-11-08
2024-06-26 | HBS12622 | Pylontech US5000-B (x13) w/ Noark Electrics (Shanghai) Co., Ltd. Ex9N-DH-5KS-AU (AS4777-2 2020) Eastron SDM120CT-M(40mA) | 59.28 |  |  | Pylontech | US5000-B | 6 | Noark Electrics (Shanghai) Co., Ltd. | Ex9N-DH-5KS-AU (AS4777-2 2020) | Pylontech | 2026-11-08
2024-06-26 | HBS12623 | Pylontech US5000-B (x14) w/ Noark Electrics (Shanghai) Co., Ltd. Ex9N-DH-5KS-AU (AS4777-2 2020) Eastron SDM120CT-M(40mA) | 63.84 |  |  | Pylontech | US5000-B | 6 | Noark Electrics (Shanghai) Co., Ltd. | Ex9N-DH-5KS-AU (AS4777-2 2020) | Pylontech | 2026-11-08
2024-06-26 | HBS12624 | Pylontech US5000-B (x15) w/ Noark Electrics (Shanghai) Co., Ltd. Ex9N-DH-5KS-AU (AS4777-2 2020) Eastron SDM120CT-M(40mA) | 68.4 |  |  | Pylontech | US5000-B | 6 | Noark Electrics (Shanghai) Co., Ltd. | Ex9N-DH-5KS-AU (AS4777-2 2020) | Pylontech | 2026-11-08
2024-06-26 | HBS12625 | Pylontech US5000-B (x16) w/ Noark Electrics (Shanghai) Co., Ltd. Ex9N-DH-5KS-AU (AS4777-2 2020) Eastron SDM120CT-M(40mA) | 72.96 |  |  | Pylontech | US5000-B | 6 | Noark Electrics (Shanghai) Co., Ltd. | Ex9N-DH-5KS-AU (AS4777-2 2020) | Pylontech | 2026-11-08
2024-06-26 | HBS12626 | Pylontech US5000-B (x2) w/ Noark Electrics (Shanghai) Co., Ltd. Ex9N-DH-6KS-AU (AS4777-2 2020) Eastron SDM120CT-M(40mA) | 9.12 |  |  | Pylontech | US5000-B | 6 | Noark Electrics (Shanghai) Co., Ltd. | Ex9N-DH-6KS-AU (AS4777-2 2020) | Pylontech | 2026-11-08
2024-06-26 | HBS12627 | Pylontech US5000-B (x3) w/ Noark Electrics (Shanghai) Co., Ltd. Ex9N-DH-6KS-AU (AS4777-2 2020) Eastron SDM120CT-M(40mA) | 13.68 |  |  | Pylontech | US5000-B | 6 | Noark Electrics (Shanghai) Co., Ltd. | Ex9N-DH-6KS-AU (AS4777-2 2020) | Pylontech | 2026-11-08
2024-06-26 | HBS12628 | Pylontech US5000-B (x4) w/ Noark Electrics (Shanghai) Co., Ltd. Ex9N-DH-6KS-AU (AS4777-2 2020) Eastron SDM120CT-M(40mA) | 18.24 |  |  | Pylontech | US5000-B | 6 | Noark Electrics (Shanghai) Co., Ltd. | Ex9N-DH-6KS-AU (AS4777-2 2020) | Pylontech | 2026-11-08
2024-06-26 | HBS12629 | Pylontech US5000-B (x5) w/ Noark Electrics (Shanghai) Co., Ltd. Ex9N-DH-6KS-AU (AS4777-2 2020) Eastron SDM120CT-M(40mA) | 22.8 |  |  | Pylontech | US5000-B | 6 | Noark Electrics (Shanghai) Co., Ltd. | Ex9N-DH-6KS-AU (AS4777-2 2020) | Pylontech | 2026-11-08
2024-06-26 | HBS12630 | Pylontech US5000-B (x6) w/ Noark Electrics (Shanghai) Co., Ltd. Ex9N-DH-6KS-AU (AS4777-2 2020) Eastron SDM120CT-M(40mA) | 27.36 |  |  | Pylontech | US5000-B | 6 | Noark Electrics (Shanghai) Co., Ltd. | Ex9N-DH-6KS-AU (AS4777-2 2020) | Pylontech | 2026-11-08
2024-06-26 | HBS12631 | Pylontech US5000-B (x7) w/ Noark Electrics (Shanghai) Co., Ltd. Ex9N-DH-6KS-AU (AS4777-2 2020) Eastron SDM120CT-M(40mA) | 31.92 |  |  | Pylontech | US5000-B | 6 | Noark Electrics (Shanghai) Co., Ltd. | Ex9N-DH-6KS-AU (AS4777-2 2020) | Pylontech | 2026-11-08
2024-06-26 | HBS12632 | Pylontech US5000-B (x8) w/ Noark Electrics (Shanghai) Co., Ltd. Ex9N-DH-6KS-AU (AS4777-2 2020) Eastron SDM120CT-M(40mA) | 36.48 |  |  | Pylontech | US5000-B | 6 | Noark Electrics (Shanghai) Co., Ltd. | Ex9N-DH-6KS-AU (AS4777-2 2020) | Pylontech | 2026-11-08
2024-06-26 | HBS12633 | Pylontech US5000-B (x9) w/ Noark Electrics (Shanghai) Co., Ltd. Ex9N-DH-6KS-AU (AS4777-2 2020) Eastron SDM120CT-M(40mA) | 41.04 |  |  | Pylontech | US5000-B | 6 | Noark Electrics (Shanghai) Co., Ltd. | Ex9N-DH-6KS-AU (AS4777-2 2020) | Pylontech | 2026-11-08
2024-06-26 | HBS12634 | Pylontech US5000-B (x10) w/ Noark Electrics (Shanghai) Co., Ltd. Ex9N-DH-6KS-AU (AS4777-2 2020) Eastron SDM120CT-M(40mA) | 45.6 |  |  | Pylontech | US5000-B | 6 | Noark Electrics (Shanghai) Co., Ltd. | Ex9N-DH-6KS-AU (AS4777-2 2020) | Pylontech | 2026-11-08
2024-06-26 | HBS12635 | Pylontech US5000-B (x11) w/ Noark Electrics (Shanghai) Co., Ltd. Ex9N-DH-6KS-AU (AS4777-2 2020) Eastron SDM120CT-M(40mA) | 50.16 |  |  | Pylontech | US5000-B | 6 | Noark Electrics (Shanghai) Co., Ltd. | Ex9N-DH-6KS-AU (AS4777-2 2020) | Pylontech | 2026-11-08
2024-06-26 | HBS12636 | Pylontech US5000-B (x12) w/ Noark Electrics (Shanghai) Co., Ltd. Ex9N-DH-6KS-AU (AS4777-2 2020) Eastron SDM120CT-M(40mA) | 54.72 |  |  | Pylontech | US5000-B | 6 | Noark Electrics (Shanghai) Co., Ltd. | Ex9N-DH-6KS-AU (AS4777-2 2020) | Pylontech | 2026-11-08
2024-06-26 | HBS12637 | Pylontech US5000-B (x13) w/ Noark Electrics (Shanghai) Co., Ltd. Ex9N-DH-6KS-AU (AS4777-2 2020) Eastron SDM120CT-M(40mA) | 59.28 |  |  | Pylontech | US5000-B | 6 | Noark Electrics (Shanghai) Co., Ltd. | Ex9N-DH-6KS-AU (AS4777-2 2020) | Pylontech | 2026-11-08
2024-06-26 | HBS12638 | Pylontech US5000-B (x14) w/ Noark Electrics (Shanghai) Co., Ltd. Ex9N-DH-6KS-AU (AS4777-2 2020) Eastron SDM120CT-M(40mA) | 63.84 |  |  | Pylontech | US5000-B | 6 | Noark Electrics (Shanghai) Co., Ltd. | Ex9N-DH-6KS-AU (AS4777-2 2020) | Pylontech | 2026-11-08
2024-06-26 | HBS12639 | Pylontech US5000-B (x15) w/ Noark Electrics (Shanghai) Co., Ltd. Ex9N-DH-6KS-AU (AS4777-2 2020) Eastron SDM120CT-M(40mA) | 68.4 |  |  | Pylontech | US5000-B | 6 | Noark Electrics (Shanghai) Co., Ltd. | Ex9N-DH-6KS-AU (AS4777-2 2020) | Pylontech | 2026-11-08
2024-06-26 | HBS12640 | Pylontech US5000-B (x16) w/ Noark Electrics (Shanghai) Co., Ltd. Ex9N-DH-6KS-AU (AS4777-2 2020) Eastron SDM120CT-M(40mA) | 72.96 |  |  | Pylontech | US5000-B | 6 | Noark Electrics (Shanghai) Co., Ltd. | Ex9N-DH-6KS-AU (AS4777-2 2020) | Pylontech | 2026-11-08
2024-06-26 | HBS12641 | Pylontech US5000-B (x2) w/ Noark Electrics (Shanghai) Co., Ltd. Ex9N-DH-8KS-AU (AS4777-2 2020) Eastron SDM120CT-M(40mA) | 9.12 |  |  | Pylontech | US5000-B | 6 | Noark Electrics (Shanghai) Co., Ltd. | Ex9N-DH-8KS-AU (AS4777-2 2020) | Pylontech | 2027-01-16
2024-06-26 | HBS12642 | Pylontech US5000-B (x3) w/ Noark Electrics (Shanghai) Co., Ltd. Ex9N-DH-8KS-AU (AS4777-2 2020) Eastron SDM120CT-M(40mA) | 13.68 |  |  | Pylontech | US5000-B | 6 | Noark Electrics (Shanghai) Co., Ltd. | Ex9N-DH-8KS-AU (AS4777-2 2020) | Pylontech | 2027-01-16
2024-06-26 | HBS12643 | Pylontech US5000-B (x4) w/ Noark Electrics (Shanghai) Co., Ltd. Ex9N-DH-8KS-AU (AS4777-2 2020) Eastron SDM120CT-M(40mA) | 18.24 |  |  | Pylontech | US5000-B | 6 | Noark Electrics (Shanghai) Co., Ltd. | Ex9N-DH-8KS-AU (AS4777-2 2020) | Pylontech | 2027-01-16
2024-06-26 | HBS12644 | Pylontech US5000-B (x5) w/ Noark Electrics (Shanghai) Co., Ltd. Ex9N-DH-8KS-AU (AS4777-2 2020) Eastron SDM120CT-M(40mA) | 22.8 |  |  | Pylontech | US5000-B | 6 | Noark Electrics (Shanghai) Co., Ltd. | Ex9N-DH-8KS-AU (AS4777-2 2020) | Pylontech | 2027-01-16
2024-06-26 | HBS12645 | Pylontech US5000-B (x6) w/ Noark Electrics (Shanghai) Co., Ltd. Ex9N-DH-8KS-AU (AS4777-2 2020) Eastron SDM120CT-M(40mA) | 27.36 |  |  | Pylontech | US5000-B | 6 | Noark Electrics (Shanghai) Co., Ltd. | Ex9N-DH-8KS-AU (AS4777-2 2020) | Pylontech | 2027-01-16
2024-06-26 | HBS12646 | Pylontech US5000-B (x7) w/ Noark Electrics (Shanghai) Co., Ltd. Ex9N-DH-8KS-AU (AS4777-2 2020) Eastron SDM120CT-M(40mA) | 31.92 |  |  | Pylontech | US5000-B | 6 | Noark Electrics (Shanghai) Co., Ltd. | Ex9N-DH-8KS-AU (AS4777-2 2020) | Pylontech | 2027-01-16
2024-06-26 | HBS12647 | Pylontech US5000-B (x8) w/ Noark Electrics (Shanghai) Co., Ltd. Ex9N-DH-8KS-AU (AS4777-2 2020) Eastron SDM120CT-M(40mA) | 36.48 |  |  | Pylontech | US5000-B | 6 | Noark Electrics (Shanghai) Co., Ltd. | Ex9N-DH-8KS-AU (AS4777-2 2020) | Pylontech | 2027-01-16
2024-06-26 | HBS12648 | Pylontech US5000-B (x9) w/ Noark Electrics (Shanghai) Co., Ltd. Ex9N-DH-8KS-AU (AS4777-2 2020) Eastron SDM120CT-M(40mA) | 41.04 |  |  | Pylontech | US5000-B | 6 | Noark Electrics (Shanghai) Co., Ltd. | Ex9N-DH-8KS-AU (AS4777-2 2020) | Pylontech | 2027-01-16
2024-06-26 | HBS12649 | Pylontech US5000-B (x10) w/ Noark Electrics (Shanghai) Co., Ltd. Ex9N-DH-8KS-AU (AS4777-2 2020) Eastron SDM120CT-M(40mA) | 45.6 |  |  | Pylontech | US5000-B | 6 | Noark Electrics (Shanghai) Co., Ltd. | Ex9N-DH-8KS-AU (AS4777-2 2020) | Pylontech | 2027-01-16
2024-06-26 | HBS12650 | Pylontech US5000-B (x11) w/ Noark Electrics (Shanghai) Co., Ltd. Ex9N-DH-8KS-AU (AS4777-2 2020) Eastron SDM120CT-M(40mA) | 50.16 |  |  | Pylontech | US5000-B | 6 | Noark Electrics (Shanghai) Co., Ltd. | Ex9N-DH-8KS-AU (AS4777-2 2020) | Pylontech | 2027-01-16
2024-06-26 | HBS12651 | Pylontech US5000-B (x12) w/ Noark Electrics (Shanghai) Co., Ltd. Ex9N-DH-8KS-AU (AS4777-2 2020) Eastron SDM120CT-M(40mA) | 54.72 |  |  | Pylontech | US5000-B | 6 | Noark Electrics (Shanghai) Co., Ltd. | Ex9N-DH-8KS-AU (AS4777-2 2020) | Pylontech | 2027-01-16
2024-06-26 | HBS12652 | Pylontech US5000-B (x13) w/ Noark Electrics (Shanghai) Co., Ltd. Ex9N-DH-8KS-AU (AS4777-2 2020) Eastron SDM120CT-M(40mA) | 59.28 |  |  | Pylontech | US5000-B | 6 | Noark Electrics (Shanghai) Co., Ltd. | Ex9N-DH-8KS-AU (AS4777-2 2020) | Pylontech | 2027-01-16
2024-06-26 | HBS12653 | Pylontech US5000-B (x14) w/ Noark Electrics (Shanghai) Co., Ltd. Ex9N-DH-8KS-AU (AS4777-2 2020) Eastron SDM120CT-M(40mA) | 63.84 |  |  | Pylontech | US5000-B | 6 | Noark Electrics (Shanghai) Co., Ltd. | Ex9N-DH-8KS-AU (AS4777-2 2020) | Pylontech | 2027-01-16
2024-06-26 | HBS12654 | Pylontech US5000-B (x15) w/ Noark Electrics (Shanghai) Co., Ltd. Ex9N-DH-8KS-AU (AS4777-2 2020) Eastron SDM120CT-M(40mA) | 68.4 |  |  | Pylontech | US5000-B | 6 | Noark Electrics (Shanghai) Co., Ltd. | Ex9N-DH-8KS-AU (AS4777-2 2020) | Pylontech | 2027-01-16
2024-06-26 | HBS12655 | Pylontech US5000-B (x16) w/ Noark Electrics (Shanghai) Co., Ltd. Ex9N-DH-8KS-AU (AS4777-2 2020) Eastron SDM120CT-M(40mA) | 72.96 |  |  | Pylontech | US5000-B | 6 | Noark Electrics (Shanghai) Co., Ltd. | Ex9N-DH-8KS-AU (AS4777-2 2020) | Pylontech | 2027-01-16
2024-06-26 | HBS12656 | Pylontech US5000-B (x2) w/ Noark Electrics (Shanghai) Co., Ltd. Ex9N-DH-5KT-AU (AS4777-2 2020) Eastron SDM630 MCT (40mA) Series | 9.12 |  |  | Pylontech | US5000-B | 6 | Noark Electrics (Shanghai) Co., Ltd. | Ex9N-DH-5KT-AU (AS4777-2 2020) | Pylontech | 2027-01-16
2024-06-26 | HBS12657 | Pylontech US5000-B (x3) w/ Noark Electrics (Shanghai) Co., Ltd. Ex9N-DH-5KT-AU (AS4777-2 2020) Eastron SDM630 MCT (40mA) Series | 13.68 |  |  | Pylontech | US5000-B | 6 | Noark Electrics (Shanghai) Co., Ltd. | Ex9N-DH-5KT-AU (AS4777-2 2020) | Pylontech | 2027-01-16
2024-06-26 | HBS12658 | Pylontech US5000-B (x4) w/ Noark Electrics (Shanghai) Co., Ltd. Ex9N-DH-5KT-AU (AS4777-2 2020) Eastron SDM630 MCT (40mA) Series | 18.24 |  |  | Pylontech | US5000-B | 6 | Noark Electrics (Shanghai) Co., Ltd. | Ex9N-DH-5KT-AU (AS4777-2 2020) | Pylontech | 2027-01-16
2024-06-26 | HBS12659 | Pylontech US5000-B (x5) w/ Noark Electrics (Shanghai) Co., Ltd. Ex9N-DH-5KT-AU (AS4777-2 2020) Eastron SDM630 MCT (40mA) Series | 22.8 |  |  | Pylontech | US5000-B | 6 | Noark Electrics (Shanghai) Co., Ltd. | Ex9N-DH-5KT-AU (AS4777-2 2020) | Pylontech | 2027-01-16
2024-06-26 | HBS12660 | Pylontech US5000-B (x6) w/ Noark Electrics (Shanghai) Co., Ltd. Ex9N-DH-5KT-AU (AS4777-2 2020) Eastron SDM630 MCT (40mA) Series | 27.36 |  |  | Pylontech | US5000-B | 6 | Noark Electrics (Shanghai) Co., Ltd. | Ex9N-DH-5KT-AU (AS4777-2 2020) | Pylontech | 2027-01-16
2024-06-26 | HBS12661 | Pylontech US5000-B (x7) w/ Noark Electrics (Shanghai) Co., Ltd. Ex9N-DH-5KT-AU (AS4777-2 2020) Eastron SDM630 MCT (40mA) Series | 31.92 |  |  | Pylontech | US5000-B | 6 | Noark Electrics (Shanghai) Co., Ltd. | Ex9N-DH-5KT-AU (AS4777-2 2020) | Pylontech | 2027-01-16
2024-06-26 | HBS12662 | Pylontech US5000-B (x8) w/ Noark Electrics (Shanghai) Co., Ltd. Ex9N-DH-5KT-AU (AS4777-2 2020) Eastron SDM630 MCT (40mA) Series | 36.48 |  |  | Pylontech | US5000-B | 6 | Noark Electrics (Shanghai) Co., Ltd. | Ex9N-DH-5KT-AU (AS4777-2 2020) | Pylontech | 2027-01-16
2024-06-26 | HBS12663 | Pylontech US5000-B (x9) w/ Noark Electrics (Shanghai) Co., Ltd. Ex9N-DH-5KT-AU (AS4777-2 2020) Eastron SDM630 MCT (40mA) Series | 41.04 |  |  | Pylontech | US5000-B | 6 | Noark Electrics (Shanghai) Co., Ltd. | Ex9N-DH-5KT-AU (AS4777-2 2020) | Pylontech | 2027-01-16
2024-06-26 | HBS12664 | Pylontech US5000-B (x10) w/ Noark Electrics (Shanghai) Co., Ltd. Ex9N-DH-5KT-AU (AS4777-2 2020) Eastron SDM630 MCT (40mA) Series | 45.6 |  |  | Pylontech | US5000-B | 6 | Noark Electrics (Shanghai) Co., Ltd. | Ex9N-DH-5KT-AU (AS4777-2 2020) | Pylontech | 2027-01-16
2024-06-26 | HBS12665 | Pylontech US5000-B (x11) w/ Noark Electrics (Shanghai) Co., Ltd. Ex9N-DH-5KT-AU (AS4777-2 2020) Eastron SDM630 MCT (40mA) Series | 50.16 |  |  | Pylontech | US5000-B | 6 | Noark Electrics (Shanghai) Co., Ltd. | Ex9N-DH-5KT-AU (AS4777-2 2020) | Pylontech | 2027-01-16
2024-06-26 | HBS12666 | Pylontech US5000-B (x12) w/ Noark Electrics (Shanghai) Co., Ltd. Ex9N-DH-5KT-AU (AS4777-2 2020) Eastron SDM630 MCT (40mA) Series | 54.72 |  |  | Pylontech | US5000-B | 6 | Noark Electrics (Shanghai) Co., Ltd. | Ex9N-DH-5KT-AU (AS4777-2 2020) | Pylontech | 2027-01-16
2024-06-26 | HBS12667 | Pylontech US5000-B (x13) w/ Noark Electrics (Shanghai) Co., Ltd. Ex9N-DH-5KT-AU (AS4777-2 2020) Eastron SDM630 MCT (40mA) Series | 59.28 |  |  | Pylontech | US5000-B | 6 | Noark Electrics (Shanghai) Co., Ltd. | Ex9N-DH-5KT-AU (AS4777-2 2020) | Pylontech | 2027-01-16
2024-06-26 | HBS12668 | Pylontech US5000-B (x14) w/ Noark Electrics (Shanghai) Co., Ltd. Ex9N-DH-5KT-AU (AS4777-2 2020) Eastron SDM630 MCT (40mA) Series | 63.84 |  |  | Pylontech | US5000-B | 6 | Noark Electrics (Shanghai) Co., Ltd. | Ex9N-DH-5KT-AU (AS4777-2 2020) | Pylontech | 2027-01-16
2024-06-26 | HBS12669 | Pylontech US5000-B (x15) w/ Noark Electrics (Shanghai) Co., Ltd. Ex9N-DH-5KT-AU (AS4777-2 2020) Eastron SDM630 MCT (40mA) Series | 68.4 |  |  | Pylontech | US5000-B | 6 | Noark Electrics (Shanghai) Co., Ltd. | Ex9N-DH-5KT-AU (AS4777-2 2020) | Pylontech | 2027-01-16
2024-06-26 | HBS12670 | Pylontech US5000-B (x16) w/ Noark Electrics (Shanghai) Co., Ltd. Ex9N-DH-5KT-AU (AS4777-2 2020) Eastron SDM630 MCT (40mA) Series | 72.96 |  |  | Pylontech | US5000-B | 6 | Noark Electrics (Shanghai) Co., Ltd. | Ex9N-DH-5KT-AU (AS4777-2 2020) | Pylontech | 2027-01-16
2024-06-26 | HBS12671 | Pylontech US5000-B (x2) w/ Noark Electrics (Shanghai) Co., Ltd. Ex9N-DH-6KT-AU (AS4777-2 2020) Eastron SDM630 MCT (40mA) Series | 9.12 |  |  | Pylontech | US5000-B | 6 | Noark Electrics (Shanghai) Co., Ltd. | Ex9N-DH-6KT-AU (AS4777-2 2020) | Pylontech | 2027-01-16
2024-06-26 | HBS12672 | Pylontech US5000-B (x3) w/ Noark Electrics (Shanghai) Co., Ltd. Ex9N-DH-6KT-AU (AS4777-2 2020) Eastron SDM630 MCT (40mA) Series | 13.68 |  |  | Pylontech | US5000-B | 6 | Noark Electrics (Shanghai) Co., Ltd. | Ex9N-DH-6KT-AU (AS4777-2 2020) | Pylontech | 2027-01-16
2024-06-26 | HBS12673 | Pylontech US5000-B (x4) w/ Noark Electrics (Shanghai) Co., Ltd. Ex9N-DH-6KT-AU (AS4777-2 2020) Eastron SDM630 MCT (40mA) Series | 18.24 |  |  | Pylontech | US5000-B | 6 | Noark Electrics (Shanghai) Co., Ltd. | Ex9N-DH-6KT-AU (AS4777-2 2020) | Pylontech | 2027-01-16
2024-06-26 | HBS12674 | Pylontech US5000-B (x5) w/ Noark Electrics (Shanghai) Co., Ltd. Ex9N-DH-6KT-AU (AS4777-2 2020) Eastron SDM630 MCT (40mA) Series | 22.8 |  |  | Pylontech | US5000-B | 6 | Noark Electrics (Shanghai) Co., Ltd. | Ex9N-DH-6KT-AU (AS4777-2 2020) | Pylontech | 2027-01-16
2024-06-26 | HBS12675 | Pylontech US5000-B (x6) w/ Noark Electrics (Shanghai) Co., Ltd. Ex9N-DH-6KT-AU (AS4777-2 2020) Eastron SDM630 MCT (40mA) Series | 27.36 |  |  | Pylontech | US5000-B | 6 | Noark Electrics (Shanghai) Co., Ltd. | Ex9N-DH-6KT-AU (AS4777-2 2020) | Pylontech | 2027-01-16
2024-06-26 | HBS12676 | Pylontech US5000-B (x7) w/ Noark Electrics (Shanghai) Co., Ltd. Ex9N-DH-6KT-AU (AS4777-2 2020) Eastron SDM630 MCT (40mA) Series | 31.92 |  |  | Pylontech | US5000-B | 6 | Noark Electrics (Shanghai) Co., Ltd. | Ex9N-DH-6KT-AU (AS4777-2 2020) | Pylontech | 2027-01-16
2024-06-26 | HBS12677 | Pylontech US5000-B (x8) w/ Noark Electrics (Shanghai) Co., Ltd. Ex9N-DH-6KT-AU (AS4777-2 2020) Eastron SDM630 MCT (40mA) Series | 36.48 |  |  | Pylontech | US5000-B | 6 | Noark Electrics (Shanghai) Co., Ltd. | Ex9N-DH-6KT-AU (AS4777-2 2020) | Pylontech | 2027-01-16
2024-06-26 | HBS12678 | Pylontech US5000-B (x9) w/ Noark Electrics (Shanghai) Co., Ltd. Ex9N-DH-6KT-AU (AS4777-2 2020) Eastron SDM630 MCT (40mA) Series | 41.04 |  |  | Pylontech | US5000-B | 6 | Noark Electrics (Shanghai) Co., Ltd. | Ex9N-DH-6KT-AU (AS4777-2 2020) | Pylontech | 2027-01-16
2024-06-26 | HBS12679 | Pylontech US5000-B (x10) w/ Noark Electrics (Shanghai) Co., Ltd. Ex9N-DH-6KT-AU (AS4777-2 2020) Eastron SDM630 MCT (40mA) Series | 45.6 |  |  | Pylontech | US5000-B | 6 | Noark Electrics (Shanghai) Co., Ltd. | Ex9N-DH-6KT-AU (AS4777-2 2020) | Pylontech | 2027-01-16
2024-06-26 | HBS12680 | Pylontech US5000-B (x11) w/ Noark Electrics (Shanghai) Co., Ltd. Ex9N-DH-6KT-AU (AS4777-2 2020) Eastron SDM630 MCT (40mA) Series | 50.16 |  |  | Pylontech | US5000-B | 6 | Noark Electrics (Shanghai) Co., Ltd. | Ex9N-DH-6KT-AU (AS4777-2 2020) | Pylontech | 2027-01-16
2024-06-26 | HBS12681 | Pylontech US5000-B (x12) w/ Noark Electrics (Shanghai) Co., Ltd. Ex9N-DH-6KT-AU (AS4777-2 2020) Eastron SDM630 MCT (40mA) Series | 54.72 |  |  | Pylontech | US5000-B | 6 | Noark Electrics (Shanghai) Co., Ltd. | Ex9N-DH-6KT-AU (AS4777-2 2020) | Pylontech | 2027-01-16
2024-06-26 | HBS12682 | Pylontech US5000-B (x13) w/ Noark Electrics (Shanghai) Co., Ltd. Ex9N-DH-6KT-AU (AS4777-2 2020) Eastron SDM630 MCT (40mA) Series | 59.28 |  |  | Pylontech | US5000-B | 6 | Noark Electrics (Shanghai) Co., Ltd. | Ex9N-DH-6KT-AU (AS4777-2 2020) | Pylontech | 2027-01-16
2024-06-26 | HBS12683 | Pylontech US5000-B (x14) w/ Noark Electrics (Shanghai) Co., Ltd. Ex9N-DH-6KT-AU (AS4777-2 2020) Eastron SDM630 MCT (40mA) Series | 63.84 |  |  | Pylontech | US5000-B | 6 | Noark Electrics (Shanghai) Co., Ltd. | Ex9N-DH-6KT-AU (AS4777-2 2020) | Pylontech | 2027-01-16
2024-06-26 | HBS12684 | Pylontech US5000-B (x15) w/ Noark Electrics (Shanghai) Co., Ltd. Ex9N-DH-6KT-AU (AS4777-2 2020) Eastron SDM630 MCT (40mA) Series | 68.4 |  |  | Pylontech | US5000-B | 6 | Noark Electrics (Shanghai) Co., Ltd. | Ex9N-DH-6KT-AU (AS4777-2 2020) | Pylontech | 2027-01-16
2024-06-26 | HBS12685 | Pylontech US5000-B (x16) w/ Noark Electrics (Shanghai) Co., Ltd. Ex9N-DH-6KT-AU (AS4777-2 2020) Eastron SDM630 MCT (40mA) Series | 72.96 |  |  | Pylontech | US5000-B | 6 | Noark Electrics (Shanghai) Co., Ltd. | Ex9N-DH-6KT-AU (AS4777-2 2020) | Pylontech | 2027-01-16
2024-06-26 | HBS12686 | Pylontech US5000-B (x2) w/ Noark Electrics (Shanghai) Co., Ltd. Ex9N-DH-8KT-AU (AS4777-2 2020) Eastron SDM630 MCT (40mA) Series | 9.12 |  |  | Pylontech | US5000-B | 6 | Noark Electrics (Shanghai) Co., Ltd. | Ex9N-DH-8KT-AU (AS4777-2 2020) | Pylontech | 2027-01-16
2024-06-26 | HBS12687 | Pylontech US5000-B (x3) w/ Noark Electrics (Shanghai) Co., Ltd. Ex9N-DH-8KT-AU (AS4777-2 2020) Eastron SDM630 MCT (40mA) Series | 13.68 |  |  | Pylontech | US5000-B | 6 | Noark Electrics (Shanghai) Co., Ltd. | Ex9N-DH-8KT-AU (AS4777-2 2020) | Pylontech | 2027-01-16
2024-06-26 | HBS12688 | Pylontech US5000-B (x4) w/ Noark Electrics (Shanghai) Co., Ltd. Ex9N-DH-8KT-AU (AS4777-2 2020) Eastron SDM630 MCT (40mA) Series | 18.24 |  |  | Pylontech | US5000-B | 6 | Noark Electrics (Shanghai) Co., Ltd. | Ex9N-DH-8KT-AU (AS4777-2 2020) | Pylontech | 2027-01-16
2024-06-26 | HBS12689 | Pylontech US5000-B (x5) w/ Noark Electrics (Shanghai) Co., Ltd. Ex9N-DH-8KT-AU (AS4777-2 2020) Eastron SDM630 MCT (40mA) Series | 22.8 |  |  | Pylontech | US5000-B | 6 | Noark Electrics (Shanghai) Co., Ltd. | Ex9N-DH-8KT-AU (AS4777-2 2020) | Pylontech | 2027-01-16
2024-06-26 | HBS12690 | Pylontech US5000-B (x6) w/ Noark Electrics (Shanghai) Co., Ltd. Ex9N-DH-8KT-AU (AS4777-2 2020) Eastron SDM630 MCT (40mA) Series | 27.36 |  |  | Pylontech | US5000-B | 6 | Noark Electrics (Shanghai) Co., Ltd. | Ex9N-DH-8KT-AU (AS4777-2 2020) | Pylontech | 2027-01-16
2024-06-26 | HBS12691 | Pylontech US5000-B (x7) w/ Noark Electrics (Shanghai) Co., Ltd. Ex9N-DH-8KT-AU (AS4777-2 2020) Eastron SDM630 MCT (40mA) Series | 31.92 |  |  | Pylontech | US5000-B | 6 | Noark Electrics (Shanghai) Co., Ltd. | Ex9N-DH-8KT-AU (AS4777-2 2020) | Pylontech | 2027-01-16
2024-06-26 | HBS12692 | Pylontech US5000-B (x8) w/ Noark Electrics (Shanghai) Co., Ltd. Ex9N-DH-8KT-AU (AS4777-2 2020) Eastron SDM630 MCT (40mA) Series | 36.48 |  |  | Pylontech | US5000-B | 6 | Noark Electrics (Shanghai) Co., Ltd. | Ex9N-DH-8KT-AU (AS4777-2 2020) | Pylontech | 2027-01-16
2024-06-26 | HBS12693 | Pylontech US5000-B (x9) w/ Noark Electrics (Shanghai) Co., Ltd. Ex9N-DH-8KT-AU (AS4777-2 2020) Eastron SDM630 MCT (40mA) Series | 41.04 |  |  | Pylontech | US5000-B | 6 | Noark Electrics (Shanghai) Co., Ltd. | Ex9N-DH-8KT-AU (AS4777-2 2020) | Pylontech | 2027-01-16
2024-06-26 | HBS12694 | Pylontech US5000-B (x10) w/ Noark Electrics (Shanghai) Co., Ltd. Ex9N-DH-8KT-AU (AS4777-2 2020) Eastron SDM630 MCT (40mA) Series | 45.6 |  |  | Pylontech | US5000-B | 6 | Noark Electrics (Shanghai) Co., Ltd. | Ex9N-DH-8KT-AU (AS4777-2 2020) | Pylontech | 2027-01-16
2024-06-26 | HBS12695 | Pylontech US5000-B (x11) w/ Noark Electrics (Shanghai) Co., Ltd. Ex9N-DH-8KT-AU (AS4777-2 2020) Eastron SDM630 MCT (40mA) Series | 50.16 |  |  | Pylontech | US5000-B | 6 | Noark Electrics (Shanghai) Co., Ltd. | Ex9N-DH-8KT-AU (AS4777-2 2020) | Pylontech | 2027-01-16
2024-06-26 | HBS12696 | Pylontech US5000-B (x12) w/ Noark Electrics (Shanghai) Co., Ltd. Ex9N-DH-8KT-AU (AS4777-2 2020) Eastron SDM630 MCT (40mA) Series | 54.72 |  |  | Pylontech | US5000-B | 6 | Noark Electrics (Shanghai) Co., Ltd. | Ex9N-DH-8KT-AU (AS4777-2 2020) | Pylontech | 2027-01-16
2024-06-26 | HBS12697 | Pylontech US5000-B (x13) w/ Noark Electrics (Shanghai) Co., Ltd. Ex9N-DH-8KT-AU (AS4777-2 2020) Eastron SDM630 MCT (40mA) Series | 59.28 |  |  | Pylontech | US5000-B | 6 | Noark Electrics (Shanghai) Co., Ltd. | Ex9N-DH-8KT-AU (AS4777-2 2020) | Pylontech | 2027-01-16
2024-06-26 | HBS12698 | Pylontech US5000-B (x14) w/ Noark Electrics (Shanghai) Co., Ltd. Ex9N-DH-8KT-AU (AS4777-2 2020) Eastron SDM630 MCT (40mA) Series | 63.84 |  |  | Pylontech | US5000-B | 6 | Noark Electrics (Shanghai) Co., Ltd. | Ex9N-DH-8KT-AU (AS4777-2 2020) | Pylontech | 2027-01-16
2024-06-26 | HBS12699 | Pylontech US5000-B (x15) w/ Noark Electrics (Shanghai) Co., Ltd. Ex9N-DH-8KT-AU (AS4777-2 2020) Eastron SDM630 MCT (40mA) Series | 68.4 |  |  | Pylontech | US5000-B | 6 | Noark Electrics (Shanghai) Co., Ltd. | Ex9N-DH-8KT-AU (AS4777-2 2020) | Pylontech | 2027-01-16
2024-06-26 | HBS12700 | Pylontech US5000-B (x16) w/ Noark Electrics (Shanghai) Co., Ltd. Ex9N-DH-8KT-AU (AS4777-2 2020) Eastron SDM630 MCT (40mA) Series | 72.96 |  |  | Pylontech | US5000-B | 6 | Noark Electrics (Shanghai) Co., Ltd. | Ex9N-DH-8KT-AU (AS4777-2 2020) | Pylontech | 2027-01-16
2024-06-26 | HBS12701 | Pylontech US5000-B (x2) w/ Noark Electrics (Shanghai) Co., Ltd. Ex9N-DH-10KT-AU (AS4777-2 2020) Eastron SDM630 MCT (40mA) Series | 9.12 |  |  | Pylontech | US5000-B | 6 | Noark Electrics (Shanghai) Co., Ltd. | Ex9N-DH-10KT-AU (AS4777-2 2020) | Pylontech | 2027-01-16
2024-06-26 | HBS12702 | Pylontech US5000-B (x3) w/ Noark Electrics (Shanghai) Co., Ltd. Ex9N-DH-10KT-AU (AS4777-2 2020) Eastron SDM630 MCT (40mA) Series | 13.68 |  |  | Pylontech | US5000-B | 6 | Noark Electrics (Shanghai) Co., Ltd. | Ex9N-DH-10KT-AU (AS4777-2 2020) | Pylontech | 2027-01-16
2024-06-26 | HBS12703 | Pylontech US5000-B (x4) w/ Noark Electrics (Shanghai) Co., Ltd. Ex9N-DH-10KT-AU (AS4777-2 2020) Eastron SDM630 MCT (40mA) Series | 18.24 |  |  | Pylontech | US5000-B | 6 | Noark Electrics (Shanghai) Co., Ltd. | Ex9N-DH-10KT-AU (AS4777-2 2020) | Pylontech | 2027-01-16
2024-06-26 | HBS12704 | Pylontech US5000-B (x5) w/ Noark Electrics (Shanghai) Co., Ltd. Ex9N-DH-10KT-AU (AS4777-2 2020) Eastron SDM630 MCT (40mA) Series | 22.8 |  |  | Pylontech | US5000-B | 6 | Noark Electrics (Shanghai) Co., Ltd. | Ex9N-DH-10KT-AU (AS4777-2 2020) | Pylontech | 2027-01-16
2024-06-26 | HBS12705 | Pylontech US5000-B (x6) w/ Noark Electrics (Shanghai) Co., Ltd. Ex9N-DH-10KT-AU (AS4777-2 2020) Eastron SDM630 MCT (40mA) Series | 27.36 |  |  | Pylontech | US5000-B | 6 | Noark Electrics (Shanghai) Co., Ltd. | Ex9N-DH-10KT-AU (AS4777-2 2020) | Pylontech | 2027-01-16
2024-06-26 | HBS12706 | Pylontech US5000-B (x7) w/ Noark Electrics (Shanghai) Co., Ltd. Ex9N-DH-10KT-AU (AS4777-2 2020) Eastron SDM630 MCT (40mA) Series | 31.92 |  |  | Pylontech | US5000-B | 6 | Noark Electrics (Shanghai) Co., Ltd. | Ex9N-DH-10KT-AU (AS4777-2 2020) | Pylontech | 2027-01-16
2024-06-26 | HBS12707 | Pylontech US5000-B (x8) w/ Noark Electrics (Shanghai) Co., Ltd. Ex9N-DH-10KT-AU (AS4777-2 2020) Eastron SDM630 MCT (40mA) Series | 36.48 |  |  | Pylontech | US5000-B | 6 | Noark Electrics (Shanghai) Co., Ltd. | Ex9N-DH-10KT-AU (AS4777-2 2020) | Pylontech | 2027-01-16
2024-06-26 | HBS12708 | Pylontech US5000-B (x9) w/ Noark Electrics (Shanghai) Co., Ltd. Ex9N-DH-10KT-AU (AS4777-2 2020) Eastron SDM630 MCT (40mA) Series | 41.04 |  |  | Pylontech | US5000-B | 6 | Noark Electrics (Shanghai) Co., Ltd. | Ex9N-DH-10KT-AU (AS4777-2 2020) | Pylontech | 2027-01-16
2024-06-26 | HBS12709 | Pylontech US5000-B (x10) w/ Noark Electrics (Shanghai) Co., Ltd. Ex9N-DH-10KT-AU (AS4777-2 2020) Eastron SDM630 MCT (40mA) Series | 45.6 |  |  | Pylontech | US5000-B | 6 | Noark Electrics (Shanghai) Co., Ltd. | Ex9N-DH-10KT-AU (AS4777-2 2020) | Pylontech | 2027-01-16
2024-06-26 | HBS12710 | Pylontech US5000-B (x11) w/ Noark Electrics (Shanghai) Co., Ltd. Ex9N-DH-10KT-AU (AS4777-2 2020) Eastron SDM630 MCT (40mA) Series | 50.16 |  |  | Pylontech | US5000-B | 6 | Noark Electrics (Shanghai) Co., Ltd. | Ex9N-DH-10KT-AU (AS4777-2 2020) | Pylontech | 2027-01-16
2024-06-26 | HBS12711 | Pylontech US5000-B (x12) w/ Noark Electrics (Shanghai) Co., Ltd. Ex9N-DH-10KT-AU (AS4777-2 2020) Eastron SDM630 MCT (40mA) Series | 54.72 |  |  | Pylontech | US5000-B | 6 | Noark Electrics (Shanghai) Co., Ltd. | Ex9N-DH-10KT-AU (AS4777-2 2020) | Pylontech | 2027-01-16
2024-06-26 | HBS12712 | Pylontech US5000-B (x13) w/ Noark Electrics (Shanghai) Co., Ltd. Ex9N-DH-10KT-AU (AS4777-2 2020) Eastron SDM630 MCT (40mA) Series | 59.28 |  |  | Pylontech | US5000-B | 6 | Noark Electrics (Shanghai) Co., Ltd. | Ex9N-DH-10KT-AU (AS4777-2 2020) | Pylontech | 2027-01-16
2024-06-26 | HBS12713 | Pylontech US5000-B (x14) w/ Noark Electrics (Shanghai) Co., Ltd. Ex9N-DH-10KT-AU (AS4777-2 2020) Eastron SDM630 MCT (40mA) Series | 63.84 |  |  | Pylontech | US5000-B | 6 | Noark Electrics (Shanghai) Co., Ltd. | Ex9N-DH-10KT-AU (AS4777-2 2020) | Pylontech | 2027-01-16
2024-06-26 | HBS12714 | Pylontech US5000-B (x15) w/ Noark Electrics (Shanghai) Co., Ltd. Ex9N-DH-10KT-AU (AS4777-2 2020) Eastron SDM630 MCT (40mA) Series | 68.4 |  |  | Pylontech | US5000-B | 6 | Noark Electrics (Shanghai) Co., Ltd. | Ex9N-DH-10KT-AU (AS4777-2 2020) | Pylontech | 2027-01-16
2024-06-26 | HBS12715 | Pylontech US5000-B (x16) w/ Noark Electrics (Shanghai) Co., Ltd. Ex9N-DH-10KT-AU (AS4777-2 2020) Eastron SDM630 MCT (40mA) Series | 72.96 |  |  | Pylontech | US5000-B | 6 | Noark Electrics (Shanghai) Co., Ltd. | Ex9N-DH-10KT-AU (AS4777-2 2020) | Pylontech | 2027-01-16
2024-06-26 | HBS12716 | Pylontech US5000-B (x2) w/ Noark Electrics (Shanghai) Co., Ltd. Ex9N-DH-12KT-AU (AS4777-2 2020) Eastron SDM630 MCT (40mA) Series | 9.12 |  |  | Pylontech | US5000-B | 6 | Noark Electrics (Shanghai) Co., Ltd. | Ex9N-DH-12KT-AU (AS4777-2 2020) | Pylontech | 2027-01-16
2024-06-26 | HBS12717 | Pylontech US5000-B (x3) w/ Noark Electrics (Shanghai) Co., Ltd. Ex9N-DH-12KT-AU (AS4777-2 2020) Eastron SDM630 MCT (40mA) Series | 13.68 |  |  | Pylontech | US5000-B | 6 | Noark Electrics (Shanghai) Co., Ltd. | Ex9N-DH-12KT-AU (AS4777-2 2020) | Pylontech | 2027-01-16
2024-06-26 | HBS12718 | Pylontech US5000-B (x4) w/ Noark Electrics (Shanghai) Co., Ltd. Ex9N-DH-12KT-AU (AS4777-2 2020) Eastron SDM630 MCT (40mA) Series | 18.24 |  |  | Pylontech | US5000-B | 6 | Noark Electrics (Shanghai) Co., Ltd. | Ex9N-DH-12KT-AU (AS4777-2 2020) | Pylontech | 2027-01-16
2024-06-26 | HBS12719 | Pylontech US5000-B (x5) w/ Noark Electrics (Shanghai) Co., Ltd. Ex9N-DH-12KT-AU (AS4777-2 2020) Eastron SDM630 MCT (40mA) Series | 22.8 |  |  | Pylontech | US5000-B | 6 | Noark Electrics (Shanghai) Co., Ltd. | Ex9N-DH-12KT-AU (AS4777-2 2020) | Pylontech | 2027-01-16
2024-06-26 | HBS12720 | Pylontech US5000-B (x6) w/ Noark Electrics (Shanghai) Co., Ltd. Ex9N-DH-12KT-AU (AS4777-2 2020) Eastron SDM630 MCT (40mA) Series | 27.36 |  |  | Pylontech | US5000-B | 6 | Noark Electrics (Shanghai) Co., Ltd. | Ex9N-DH-12KT-AU (AS4777-2 2020) | Pylontech | 2027-01-16
2024-06-26 | HBS12721 | Pylontech US5000-B (x7) w/ Noark Electrics (Shanghai) Co., Ltd. Ex9N-DH-12KT-AU (AS4777-2 2020) Eastron SDM630 MCT (40mA) Series | 31.92 |  |  | Pylontech | US5000-B | 6 | Noark Electrics (Shanghai) Co., Ltd. | Ex9N-DH-12KT-AU (AS4777-2 2020) | Pylontech | 2027-01-16
2024-06-26 | HBS12722 | Pylontech US5000-B (x8) w/ Noark Electrics (Shanghai) Co., Ltd. Ex9N-DH-12KT-AU (AS4777-2 2020) Eastron SDM630 MCT (40mA) Series | 36.48 |  |  | Pylontech | US5000-B | 6 | Noark Electrics (Shanghai) Co., Ltd. | Ex9N-DH-12KT-AU (AS4777-2 2020) | Pylontech | 2027-01-16
2024-06-26 | HBS12723 | Pylontech US5000-B (x9) w/ Noark Electrics (Shanghai) Co., Ltd. Ex9N-DH-12KT-AU (AS4777-2 2020) Eastron SDM630 MCT (40mA) Series | 41.04 |  |  | Pylontech | US5000-B | 6 | Noark Electrics (Shanghai) Co., Ltd. | Ex9N-DH-12KT-AU (AS4777-2 2020) | Pylontech | 2027-01-16
2024-06-26 | HBS12724 | Pylontech US5000-B (x10) w/ Noark Electrics (Shanghai) Co., Ltd. Ex9N-DH-12KT-AU (AS4777-2 2020) Eastron SDM630 MCT (40mA) Series | 45.6 |  |  | Pylontech | US5000-B | 6 | Noark Electrics (Shanghai) Co., Ltd. | Ex9N-DH-12KT-AU (AS4777-2 2020) | Pylontech | 2027-01-16
2024-06-26 | HBS12725 | Pylontech US5000-B (x11) w/ Noark Electrics (Shanghai) Co., Ltd. Ex9N-DH-12KT-AU (AS4777-2 2020) Eastron SDM630 MCT (40mA) Series | 50.16 |  |  | Pylontech | US5000-B | 6 | Noark Electrics (Shanghai) Co., Ltd. | Ex9N-DH-12KT-AU (AS4777-2 2020) | Pylontech | 2027-01-16
2024-06-26 | HBS12726 | Pylontech US5000-B (x12) w/ Noark Electrics (Shanghai) Co., Ltd. Ex9N-DH-12KT-AU (AS4777-2 2020) Eastron SDM630 MCT (40mA) Series | 54.72 |  |  | Pylontech | US5000-B | 6 | Noark Electrics (Shanghai) Co., Ltd. | Ex9N-DH-12KT-AU (AS4777-2 2020) | Pylontech | 2027-01-16
2024-06-26 | HBS12727 | Pylontech US5000-B (x13) w/ Noark Electrics (Shanghai) Co., Ltd. Ex9N-DH-12KT-AU (AS4777-2 2020) Eastron SDM630 MCT (40mA) Series | 59.28 |  |  | Pylontech | US5000-B | 6 | Noark Electrics (Shanghai) Co., Ltd. | Ex9N-DH-12KT-AU (AS4777-2 2020) | Pylontech | 2027-01-16
2024-06-26 | HBS12728 | Pylontech US5000-B (x14) w/ Noark Electrics (Shanghai) Co., Ltd. Ex9N-DH-12KT-AU (AS4777-2 2020) Eastron SDM630 MCT (40mA) Series | 63.84 |  |  | Pylontech | US5000-B | 6 | Noark Electrics (Shanghai) Co., Ltd. | Ex9N-DH-12KT-AU (AS4777-2 2020) | Pylontech | 2027-01-16
2024-06-26 | HBS12729 | Pylontech US5000-B (x15) w/ Noark Electrics (Shanghai) Co., Ltd. Ex9N-DH-12KT-AU (AS4777-2 2020) Eastron SDM630 MCT (40mA) Series | 68.4 |  |  | Pylontech | US5000-B | 6 | Noark Electrics (Shanghai) Co., Ltd. | Ex9N-DH-12KT-AU (AS4777-2 2020) | Pylontech | 2027-01-16
2024-06-26 | HBS12730 | Pylontech US5000-B (x16) w/ Noark Electrics (Shanghai) Co., Ltd. Ex9N-DH-12KT-AU (AS4777-2 2020) Eastron SDM630 MCT (40mA) Series | 72.96 |  |  | Pylontech | US5000-B | 6 | Noark Electrics (Shanghai) Co., Ltd. | Ex9N-DH-12KT-AU (AS4777-2 2020) | Pylontech | 2027-01-16
2024-06-26 | HBS12731 | Pylontech US3000C (x2) w/ Noark Electrics (Shanghai) Co., Ltd. Ex9N-DH-5KS-AU (AS4777-2 2020) Eastron SDM120CT-M(40mA) | 6.74 |  |  | Pylontech | US3000C | 6 | Noark Electrics (Shanghai) Co., Ltd. | Ex9N-DH-5KS-AU (AS4777-2 2020) | Pylontech | 2026-11-08
2024-06-26 | HBS12732 | Pylontech US3000C (x3) w/ Noark Electrics (Shanghai) Co., Ltd. Ex9N-DH-5KS-AU (AS4777-2 2020) Eastron SDM120CT-M(40mA) | 10.11 |  |  | Pylontech | US3000C | 6 | Noark Electrics (Shanghai) Co., Ltd. | Ex9N-DH-5KS-AU (AS4777-2 2020) | Pylontech | 2026-11-08
2024-06-26 | HBS12733 | Pylontech US3000C (x4) w/ Noark Electrics (Shanghai) Co., Ltd. Ex9N-DH-5KS-AU (AS4777-2 2020) Eastron SDM120CT-M(40mA) | 13.48 |  |  | Pylontech | US3000C | 6 | Noark Electrics (Shanghai) Co., Ltd. | Ex9N-DH-5KS-AU (AS4777-2 2020) | Pylontech | 2026-11-08
2024-06-26 | HBS12734 | Pylontech US3000C (x5) w/ Noark Electrics (Shanghai) Co., Ltd. Ex9N-DH-5KS-AU (AS4777-2 2020) Eastron SDM120CT-M(40mA) | 16.85 |  |  | Pylontech | US3000C | 6 | Noark Electrics (Shanghai) Co., Ltd. | Ex9N-DH-5KS-AU (AS4777-2 2020) | Pylontech | 2026-11-08
2024-06-26 | HBS12735 | Pylontech US3000C (x6) w/ Noark Electrics (Shanghai) Co., Ltd. Ex9N-DH-5KS-AU (AS4777-2 2020) Eastron SDM120CT-M(40mA) | 20.22 |  |  | Pylontech | US3000C | 6 | Noark Electrics (Shanghai) Co., Ltd. | Ex9N-DH-5KS-AU (AS4777-2 2020) | Pylontech | 2026-11-08
2024-06-26 | HBS12736 | Pylontech US3000C (x7) w/ Noark Electrics (Shanghai) Co., Ltd. Ex9N-DH-5KS-AU (AS4777-2 2020) Eastron SDM120CT-M(40mA) | 23.59 |  |  | Pylontech | US3000C | 6 | Noark Electrics (Shanghai) Co., Ltd. | Ex9N-DH-5KS-AU (AS4777-2 2020) | Pylontech | 2026-11-08
2024-06-26 | HBS12737 | Pylontech US3000C (x8) w/ Noark Electrics (Shanghai) Co., Ltd. Ex9N-DH-5KS-AU (AS4777-2 2020) Eastron SDM120CT-M(40mA) | 26.96 |  |  | Pylontech | US3000C | 6 | Noark Electrics (Shanghai) Co., Ltd. | Ex9N-DH-5KS-AU (AS4777-2 2020) | Pylontech | 2026-11-08
2024-06-26 | HBS12738 | Pylontech US3000C (x9) w/ Noark Electrics (Shanghai) Co., Ltd. Ex9N-DH-5KS-AU (AS4777-2 2020) Eastron SDM120CT-M(40mA) | 30.33 |  |  | Pylontech | US3000C | 6 | Noark Electrics (Shanghai) Co., Ltd. | Ex9N-DH-5KS-AU (AS4777-2 2020) | Pylontech | 2026-11-08
2024-06-26 | HBS12739 | Pylontech US3000C (x10) w/ Noark Electrics (Shanghai) Co., Ltd. Ex9N-DH-5KS-AU (AS4777-2 2020) Eastron SDM120CT-M(40mA) | 33.7 |  |  | Pylontech | US3000C | 6 | Noark Electrics (Shanghai) Co., Ltd. | Ex9N-DH-5KS-AU (AS4777-2 2020) | Pylontech | 2026-11-08
2024-06-26 | HBS12740 | Pylontech US3000C (x11) w/ Noark Electrics (Shanghai) Co., Ltd. Ex9N-DH-5KS-AU (AS4777-2 2020) Eastron SDM120CT-M(40mA) | 37.07 |  |  | Pylontech | US3000C | 6 | Noark Electrics (Shanghai) Co., Ltd. | Ex9N-DH-5KS-AU (AS4777-2 2020) | Pylontech | 2026-11-08
2024-06-26 | HBS12741 | Pylontech US3000C (x12) w/ Noark Electrics (Shanghai) Co., Ltd. Ex9N-DH-5KS-AU (AS4777-2 2020) Eastron SDM120CT-M(40mA) | 40.44 |  |  | Pylontech | US3000C | 6 | Noark Electrics (Shanghai) Co., Ltd. | Ex9N-DH-5KS-AU (AS4777-2 2020) | Pylontech | 2026-11-08
2024-06-26 | HBS12742 | Pylontech US3000C (x13) w/ Noark Electrics (Shanghai) Co., Ltd. Ex9N-DH-5KS-AU (AS4777-2 2020) Eastron SDM120CT-M(40mA) | 43.81 |  |  | Pylontech | US3000C | 6 | Noark Electrics (Shanghai) Co., Ltd. | Ex9N-DH-5KS-AU (AS4777-2 2020) | Pylontech | 2026-11-08
2024-06-26 | HBS12743 | Pylontech US3000C (x14) w/ Noark Electrics (Shanghai) Co., Ltd. Ex9N-DH-5KS-AU (AS4777-2 2020) Eastron SDM120CT-M(40mA) | 47.18 |  |  | Pylontech | US3000C | 6 | Noark Electrics (Shanghai) Co., Ltd. | Ex9N-DH-5KS-AU (AS4777-2 2020) | Pylontech | 2026-11-08
2024-06-26 | HBS12744 | Pylontech US3000C (x15) w/ Noark Electrics (Shanghai) Co., Ltd. Ex9N-DH-5KS-AU (AS4777-2 2020) Eastron SDM120CT-M(40mA) | 50.55 |  |  | Pylontech | US3000C | 6 | Noark Electrics (Shanghai) Co., Ltd. | Ex9N-DH-5KS-AU (AS4777-2 2020) | Pylontech | 2026-11-08
2024-06-26 | HBS12745 | Pylontech US3000C (x16) w/ Noark Electrics (Shanghai) Co., Ltd. Ex9N-DH-5KS-AU (AS4777-2 2020) Eastron SDM120CT-M(40mA) | 53.92 |  |  | Pylontech | US3000C | 6 | Noark Electrics (Shanghai) Co., Ltd. | Ex9N-DH-5KS-AU (AS4777-2 2020) | Pylontech | 2026-11-08
2024-06-26 | HBS12746 | Pylontech US3000C (x2) w/ Noark Electrics (Shanghai) Co., Ltd. Ex9N-DH-6KS-AU (AS4777-2 2020) Eastron SDM120CT-M(40mA) | 6.74 |  |  | Pylontech | US3000C | 6 | Noark Electrics (Shanghai) Co., Ltd. | Ex9N-DH-6KS-AU (AS4777-2 2020) | Pylontech | 2026-11-08
2024-06-26 | HBS12747 | Pylontech US3000C (x3) w/ Noark Electrics (Shanghai) Co., Ltd. Ex9N-DH-6KS-AU (AS4777-2 2020) Eastron SDM120CT-M(40mA) | 10.11 |  |  | Pylontech | US3000C | 6 | Noark Electrics (Shanghai) Co., Ltd. | Ex9N-DH-6KS-AU (AS4777-2 2020) | Pylontech | 2026-11-08
2024-06-26 | HBS12748 | Pylontech US3000C (x4) w/ Noark Electrics (Shanghai) Co., Ltd. Ex9N-DH-6KS-AU (AS4777-2 2020) Eastron SDM120CT-M(40mA) | 13.48 |  |  | Pylontech | US3000C | 6 | Noark Electrics (Shanghai) Co., Ltd. | Ex9N-DH-6KS-AU (AS4777-2 2020) | Pylontech | 2026-11-08
2024-06-26 | HBS12749 | Pylontech US3000C (x5) w/ Noark Electrics (Shanghai) Co., Ltd. Ex9N-DH-6KS-AU (AS4777-2 2020) Eastron SDM120CT-M(40mA) | 16.85 |  |  | Pylontech | US3000C | 6 | Noark Electrics (Shanghai) Co., Ltd. | Ex9N-DH-6KS-AU (AS4777-2 2020) | Pylontech | 2026-11-08
2024-06-26 | HBS12750 | Pylontech US3000C (x6) w/ Noark Electrics (Shanghai) Co., Ltd. Ex9N-DH-6KS-AU (AS4777-2 2020) Eastron SDM120CT-M(40mA) | 20.22 |  |  | Pylontech | US3000C | 6 | Noark Electrics (Shanghai) Co., Ltd. | Ex9N-DH-6KS-AU (AS4777-2 2020) | Pylontech | 2026-11-08
2024-06-26 | HBS12751 | Pylontech US3000C (x7) w/ Noark Electrics (Shanghai) Co., Ltd. Ex9N-DH-6KS-AU (AS4777-2 2020) Eastron SDM120CT-M(40mA) | 23.59 |  |  | Pylontech | US3000C | 6 | Noark Electrics (Shanghai) Co., Ltd. | Ex9N-DH-6KS-AU (AS4777-2 2020) | Pylontech | 2026-11-08
2024-06-26 | HBS12752 | Pylontech US3000C (x8) w/ Noark Electrics (Shanghai) Co., Ltd. Ex9N-DH-6KS-AU (AS4777-2 2020) Eastron SDM120CT-M(40mA) | 26.96 |  |  | Pylontech | US3000C | 6 | Noark Electrics (Shanghai) Co., Ltd. | Ex9N-DH-6KS-AU (AS4777-2 2020) | Pylontech | 2026-11-08
2024-06-26 | HBS12753 | Pylontech US3000C (x9) w/ Noark Electrics (Shanghai) Co., Ltd. Ex9N-DH-6KS-AU (AS4777-2 2020) Eastron SDM120CT-M(40mA) | 30.33 |  |  | Pylontech | US3000C | 6 | Noark Electrics (Shanghai) Co., Ltd. | Ex9N-DH-6KS-AU (AS4777-2 2020) | Pylontech | 2026-11-08
2024-06-26 | HBS12754 | Pylontech US3000C (x10) w/ Noark Electrics (Shanghai) Co., Ltd. Ex9N-DH-6KS-AU (AS4777-2 2020) Eastron SDM120CT-M(40mA) | 33.7 |  |  | Pylontech | US3000C | 6 | Noark Electrics (Shanghai) Co., Ltd. | Ex9N-DH-6KS-AU (AS4777-2 2020) | Pylontech | 2026-11-08
2024-06-26 | HBS12755 | Pylontech US3000C (x11) w/ Noark Electrics (Shanghai) Co., Ltd. Ex9N-DH-6KS-AU (AS4777-2 2020) Eastron SDM120CT-M(40mA) | 37.07 |  |  | Pylontech | US3000C | 6 | Noark Electrics (Shanghai) Co., Ltd. | Ex9N-DH-6KS-AU (AS4777-2 2020) | Pylontech | 2026-11-08
2024-06-26 | HBS12756 | Pylontech US3000C (x12) w/ Noark Electrics (Shanghai) Co., Ltd. Ex9N-DH-6KS-AU (AS4777-2 2020) Eastron SDM120CT-M(40mA) | 40.44 |  |  | Pylontech | US3000C | 6 | Noark Electrics (Shanghai) Co., Ltd. | Ex9N-DH-6KS-AU (AS4777-2 2020) | Pylontech | 2026-11-08
2024-06-26 | HBS12757 | Pylontech US3000C (x13) w/ Noark Electrics (Shanghai) Co., Ltd. Ex9N-DH-6KS-AU (AS4777-2 2020) Eastron SDM120CT-M(40mA) | 43.81 |  |  | Pylontech | US3000C | 6 | Noark Electrics (Shanghai) Co., Ltd. | Ex9N-DH-6KS-AU (AS4777-2 2020) | Pylontech | 2026-11-08
2024-06-26 | HBS12758 | Pylontech US3000C (x14) w/ Noark Electrics (Shanghai) Co., Ltd. Ex9N-DH-6KS-AU (AS4777-2 2020) Eastron SDM120CT-M(40mA) | 47.18 |  |  | Pylontech | US3000C | 6 | Noark Electrics (Shanghai) Co., Ltd. | Ex9N-DH-6KS-AU (AS4777-2 2020) | Pylontech | 2026-11-08
2024-06-26 | HBS12759 | Pylontech US3000C (x15) w/ Noark Electrics (Shanghai) Co., Ltd. Ex9N-DH-6KS-AU (AS4777-2 2020) Eastron SDM120CT-M(40mA) | 50.55 |  |  | Pylontech | US3000C | 6 | Noark Electrics (Shanghai) Co., Ltd. | Ex9N-DH-6KS-AU (AS4777-2 2020) | Pylontech | 2026-11-08
2024-06-26 | HBS12760 | Pylontech US3000C (x16) w/ Noark Electrics (Shanghai) Co., Ltd. Ex9N-DH-6KS-AU (AS4777-2 2020) Eastron SDM120CT-M(40mA) | 53.92 |  |  | Pylontech | US3000C | 6 | Noark Electrics (Shanghai) Co., Ltd. | Ex9N-DH-6KS-AU (AS4777-2 2020) | Pylontech | 2026-11-08
2024-06-26 | HBS12761 | Pylontech US3000C (x2) w/ Noark Electrics (Shanghai) Co., Ltd. Ex9N-DH-8KS-AU (AS4777-2 2020) Eastron SDM120CT-M(40mA) | 6.74 |  |  | Pylontech | US3000C | 6 | Noark Electrics (Shanghai) Co., Ltd. | Ex9N-DH-8KS-AU (AS4777-2 2020) | Pylontech | 2027-01-16
2024-06-26 | HBS12762 | Pylontech US3000C (x3) w/ Noark Electrics (Shanghai) Co., Ltd. Ex9N-DH-8KS-AU (AS4777-2 2020) Eastron SDM120CT-M(40mA) | 10.11 |  |  | Pylontech | US3000C | 6 | Noark Electrics (Shanghai) Co., Ltd. | Ex9N-DH-8KS-AU (AS4777-2 2020) | Pylontech | 2027-01-16
2024-06-26 | HBS12763 | Pylontech US3000C (x4) w/ Noark Electrics (Shanghai) Co., Ltd. Ex9N-DH-8KS-AU (AS4777-2 2020) Eastron SDM120CT-M(40mA) | 13.48 |  |  | Pylontech | US3000C | 6 | Noark Electrics (Shanghai) Co., Ltd. | Ex9N-DH-8KS-AU (AS4777-2 2020) | Pylontech | 2027-01-16
2024-06-26 | HBS12764 | Pylontech US3000C (x5) w/ Noark Electrics (Shanghai) Co., Ltd. Ex9N-DH-8KS-AU (AS4777-2 2020) Eastron SDM120CT-M(40mA) | 16.85 |  |  | Pylontech | US3000C | 6 | Noark Electrics (Shanghai) Co., Ltd. | Ex9N-DH-8KS-AU (AS4777-2 2020) | Pylontech | 2027-01-16
2024-06-26 | HBS12765 | Pylontech US3000C (x6) w/ Noark Electrics (Shanghai) Co., Ltd. Ex9N-DH-8KS-AU (AS4777-2 2020) Eastron SDM120CT-M(40mA) | 20.22 |  |  | Pylontech | US3000C | 6 | Noark Electrics (Shanghai) Co., Ltd. | Ex9N-DH-8KS-AU (AS4777-2 2020) | Pylontech | 2027-01-16
2024-06-26 | HBS12766 | Pylontech US3000C (x7) w/ Noark Electrics (Shanghai) Co., Ltd. Ex9N-DH-8KS-AU (AS4777-2 2020) Eastron SDM120CT-M(40mA) | 23.59 |  |  | Pylontech | US3000C | 6 | Noark Electrics (Shanghai) Co., Ltd. | Ex9N-DH-8KS-AU (AS4777-2 2020) | Pylontech | 2027-01-16
2024-06-26 | HBS12767 | Pylontech US3000C (x8) w/ Noark Electrics (Shanghai) Co., Ltd. Ex9N-DH-8KS-AU (AS4777-2 2020) Eastron SDM120CT-M(40mA) | 26.96 |  |  | Pylontech | US3000C | 6 | Noark Electrics (Shanghai) Co., Ltd. | Ex9N-DH-8KS-AU (AS4777-2 2020) | Pylontech | 2027-01-16
2024-06-26 | HBS12768 | Pylontech US3000C (x9) w/ Noark Electrics (Shanghai) Co., Ltd. Ex9N-DH-8KS-AU (AS4777-2 2020) Eastron SDM120CT-M(40mA) | 30.33 |  |  | Pylontech | US3000C | 6 | Noark Electrics (Shanghai) Co., Ltd. | Ex9N-DH-8KS-AU (AS4777-2 2020) | Pylontech | 2027-01-16
2024-06-26 | HBS12769 | Pylontech US3000C (x10) w/ Noark Electrics (Shanghai) Co., Ltd. Ex9N-DH-8KS-AU (AS4777-2 2020) Eastron SDM120CT-M(40mA) | 33.7 |  |  | Pylontech | US3000C | 6 | Noark Electrics (Shanghai) Co., Ltd. | Ex9N-DH-8KS-AU (AS4777-2 2020) | Pylontech | 2027-01-16
2024-06-26 | HBS12770 | Pylontech US3000C (x11) w/ Noark Electrics (Shanghai) Co., Ltd. Ex9N-DH-8KS-AU (AS4777-2 2020) Eastron SDM120CT-M(40mA) | 37.07 |  |  | Pylontech | US3000C | 6 | Noark Electrics (Shanghai) Co., Ltd. | Ex9N-DH-8KS-AU (AS4777-2 2020) | Pylontech | 2027-01-16
2024-06-26 | HBS12771 | Pylontech US3000C (x12) w/ Noark Electrics (Shanghai) Co., Ltd. Ex9N-DH-8KS-AU (AS4777-2 2020) Eastron SDM120CT-M(40mA) | 40.44 |  |  | Pylontech | US3000C | 6 | Noark Electrics (Shanghai) Co., Ltd. | Ex9N-DH-8KS-AU (AS4777-2 2020) | Pylontech | 2027-01-16
2024-06-26 | HBS12772 | Pylontech US3000C (x13) w/ Noark Electrics (Shanghai) Co., Ltd. Ex9N-DH-8KS-AU (AS4777-2 2020) Eastron SDM120CT-M(40mA) | 43.81 |  |  | Pylontech | US3000C | 6 | Noark Electrics (Shanghai) Co., Ltd. | Ex9N-DH-8KS-AU (AS4777-2 2020) | Pylontech | 2027-01-16
2024-06-26 | HBS12773 | Pylontech US3000C (x14) w/ Noark Electrics (Shanghai) Co., Ltd. Ex9N-DH-8KS-AU (AS4777-2 2020) Eastron SDM120CT-M(40mA) | 47.18 |  |  | Pylontech | US3000C | 6 | Noark Electrics (Shanghai) Co., Ltd. | Ex9N-DH-8KS-AU (AS4777-2 2020) | Pylontech | 2027-01-16
2024-06-26 | HBS12774 | Pylontech US3000C (x15) w/ Noark Electrics (Shanghai) Co., Ltd. Ex9N-DH-8KS-AU (AS4777-2 2020) Eastron SDM120CT-M(40mA) | 50.55 |  |  | Pylontech | US3000C | 6 | Noark Electrics (Shanghai) Co., Ltd. | Ex9N-DH-8KS-AU (AS4777-2 2020) | Pylontech | 2027-01-16
2024-06-26 | HBS12775 | Pylontech US3000C (x16) w/ Noark Electrics (Shanghai) Co., Ltd. Ex9N-DH-8KS-AU (AS4777-2 2020) Eastron SDM120CT-M(40mA) | 53.92 |  |  | Pylontech | US3000C | 6 | Noark Electrics (Shanghai) Co., Ltd. | Ex9N-DH-8KS-AU (AS4777-2 2020) | Pylontech | 2027-01-16
2024-06-26 | HBS12776 | Pylontech US3000C (x2) w/ Noark Electrics (Shanghai) Co., Ltd. Ex9N-DH-5KT-AU (AS4777-2 2020) Eastron SDM630 MCT (40mA) Series | 6.74 |  |  | Pylontech | US3000C | 6 | Noark Electrics (Shanghai) Co., Ltd. | Ex9N-DH-5KT-AU (AS4777-2 2020) | Pylontech | 2027-01-16
2024-06-26 | HBS12777 | Pylontech US3000C (x3) w/ Noark Electrics (Shanghai) Co., Ltd. Ex9N-DH-5KT-AU (AS4777-2 2020) Eastron SDM630 MCT (40mA) Series | 10.11 |  |  | Pylontech | US3000C | 6 | Noark Electrics (Shanghai) Co., Ltd. | Ex9N-DH-5KT-AU (AS4777-2 2020) | Pylontech | 2027-01-16
2024-06-26 | HBS12778 | Pylontech US3000C (x4) w/ Noark Electrics (Shanghai) Co., Ltd. Ex9N-DH-5KT-AU (AS4777-2 2020) Eastron SDM630 MCT (40mA) Series | 13.48 |  |  | Pylontech | US3000C | 6 | Noark Electrics (Shanghai) Co., Ltd. | Ex9N-DH-5KT-AU (AS4777-2 2020) | Pylontech | 2027-01-16
2024-06-26 | HBS12779 | Pylontech US3000C (x5) w/ Noark Electrics (Shanghai) Co., Ltd. Ex9N-DH-5KT-AU (AS4777-2 2020) Eastron SDM630 MCT (40mA) Series | 16.85 |  |  | Pylontech | US3000C | 6 | Noark Electrics (Shanghai) Co., Ltd. | Ex9N-DH-5KT-AU (AS4777-2 2020) | Pylontech | 2027-01-16
2024-06-26 | HBS12780 | Pylontech US3000C (x6) w/ Noark Electrics (Shanghai) Co., Ltd. Ex9N-DH-5KT-AU (AS4777-2 2020) Eastron SDM630 MCT (40mA) Series | 20.22 |  |  | Pylontech | US3000C | 6 | Noark Electrics (Shanghai) Co., Ltd. | Ex9N-DH-5KT-AU (AS4777-2 2020) | Pylontech | 2027-01-16
2024-06-26 | HBS12781 | Pylontech US3000C (x7) w/ Noark Electrics (Shanghai) Co., Ltd. Ex9N-DH-5KT-AU (AS4777-2 2020) Eastron SDM630 MCT (40mA) Series | 23.59 |  |  | Pylontech | US3000C | 6 | Noark Electrics (Shanghai) Co., Ltd. | Ex9N-DH-5KT-AU (AS4777-2 2020) | Pylontech | 2027-01-16
2024-06-26 | HBS12782 | Pylontech US3000C (x8) w/ Noark Electrics (Shanghai) Co., Ltd. Ex9N-DH-5KT-AU (AS4777-2 2020) Eastron SDM630 MCT (40mA) Series | 26.96 |  |  | Pylontech | US3000C | 6 | Noark Electrics (Shanghai) Co., Ltd. | Ex9N-DH-5KT-AU (AS4777-2 2020) | Pylontech | 2027-01-16
2024-06-26 | HBS12783 | Pylontech US3000C (x9) w/ Noark Electrics (Shanghai) Co., Ltd. Ex9N-DH-5KT-AU (AS4777-2 2020) Eastron SDM630 MCT (40mA) Series | 30.33 |  |  | Pylontech | US3000C | 6 | Noark Electrics (Shanghai) Co., Ltd. | Ex9N-DH-5KT-AU (AS4777-2 2020) | Pylontech | 2027-01-16
2024-06-26 | HBS12784 | Pylontech US3000C (x10) w/ Noark Electrics (Shanghai) Co., Ltd. Ex9N-DH-5KT-AU (AS4777-2 2020) Eastron SDM630 MCT (40mA) Series | 33.7 |  |  | Pylontech | US3000C | 6 | Noark Electrics (Shanghai) Co., Ltd. | Ex9N-DH-5KT-AU (AS4777-2 2020) | Pylontech | 2027-01-16
2024-06-26 | HBS12785 | Pylontech US3000C (x11) w/ Noark Electrics (Shanghai) Co., Ltd. Ex9N-DH-5KT-AU (AS4777-2 2020) Eastron SDM630 MCT (40mA) Series | 37.07 |  |  | Pylontech | US3000C | 6 | Noark Electrics (Shanghai) Co., Ltd. | Ex9N-DH-5KT-AU (AS4777-2 2020) | Pylontech | 2027-01-16
2024-06-26 | HBS12786 | Pylontech US3000C (x12) w/ Noark Electrics (Shanghai) Co., Ltd. Ex9N-DH-5KT-AU (AS4777-2 2020) Eastron SDM630 MCT (40mA) Series | 40.44 |  |  | Pylontech | US3000C | 6 | Noark Electrics (Shanghai) Co., Ltd. | Ex9N-DH-5KT-AU (AS4777-2 2020) | Pylontech | 2027-01-16
2024-06-26 | HBS12787 | Pylontech US3000C (x13) w/ Noark Electrics (Shanghai) Co., Ltd. Ex9N-DH-5KT-AU (AS4777-2 2020) Eastron SDM630 MCT (40mA) Series | 43.81 |  |  | Pylontech | US3000C | 6 | Noark Electrics (Shanghai) Co., Ltd. | Ex9N-DH-5KT-AU (AS4777-2 2020) | Pylontech | 2027-01-16
2024-06-26 | HBS12788 | Pylontech US3000C (x14) w/ Noark Electrics (Shanghai) Co., Ltd. Ex9N-DH-5KT-AU (AS4777-2 2020) Eastron SDM630 MCT (40mA) Series | 47.18 |  |  | Pylontech | US3000C | 6 | Noark Electrics (Shanghai) Co., Ltd. | Ex9N-DH-5KT-AU (AS4777-2 2020) | Pylontech | 2027-01-16
2024-06-26 | HBS12789 | Pylontech US3000C (x15) w/ Noark Electrics (Shanghai) Co., Ltd. Ex9N-DH-5KT-AU (AS4777-2 2020) Eastron SDM630 MCT (40mA) Series | 50.55 |  |  | Pylontech | US3000C | 6 | Noark Electrics (Shanghai) Co., Ltd. | Ex9N-DH-5KT-AU (AS4777-2 2020) | Pylontech | 2027-01-16
2024-06-26 | HBS12790 | Pylontech US3000C (x16) w/ Noark Electrics (Shanghai) Co., Ltd. Ex9N-DH-5KT-AU (AS4777-2 2020) Eastron SDM630 MCT (40mA) Series | 53.92 |  |  | Pylontech | US3000C | 6 | Noark Electrics (Shanghai) Co., Ltd. | Ex9N-DH-5KT-AU (AS4777-2 2020) | Pylontech | 2027-01-16
2024-06-26 | HBS12791 | Pylontech US3000C (x2) w/ Noark Electrics (Shanghai) Co., Ltd. Ex9N-DH-6KT-AU (AS4777-2 2020) Eastron SDM630 MCT (40mA) Series | 6.74 |  |  | Pylontech | US3000C | 6 | Noark Electrics (Shanghai) Co., Ltd. | Ex9N-DH-6KT-AU (AS4777-2 2020) | Pylontech | 2027-01-16
2024-06-26 | HBS12792 | Pylontech US3000C (x3) w/ Noark Electrics (Shanghai) Co., Ltd. Ex9N-DH-6KT-AU (AS4777-2 2020) Eastron SDM630 MCT (40mA) Series | 10.11 |  |  | Pylontech | US3000C | 6 | Noark Electrics (Shanghai) Co., Ltd. | Ex9N-DH-6KT-AU (AS4777-2 2020) | Pylontech | 2027-01-16
2024-06-26 | HBS12793 | Pylontech US3000C (x4) w/ Noark Electrics (Shanghai) Co., Ltd. Ex9N-DH-6KT-AU (AS4777-2 2020) Eastron SDM630 MCT (40mA) Series | 13.48 |  |  | Pylontech | US3000C | 6 | Noark Electrics (Shanghai) Co., Ltd. | Ex9N-DH-6KT-AU (AS4777-2 2020) | Pylontech | 2027-01-16
2024-06-26 | HBS12794 | Pylontech US3000C (x5) w/ Noark Electrics (Shanghai) Co., Ltd. Ex9N-DH-6KT-AU (AS4777-2 2020) Eastron SDM630 MCT (40mA) Series | 16.85 |  |  | Pylontech | US3000C | 6 | Noark Electrics (Shanghai) Co., Ltd. | Ex9N-DH-6KT-AU (AS4777-2 2020) | Pylontech | 2027-01-16
2024-06-26 | HBS12795 | Pylontech US3000C (x6) w/ Noark Electrics (Shanghai) Co., Ltd. Ex9N-DH-6KT-AU (AS4777-2 2020) Eastron SDM630 MCT (40mA) Series | 20.22 |  |  | Pylontech | US3000C | 6 | Noark Electrics (Shanghai) Co., Ltd. | Ex9N-DH-6KT-AU (AS4777-2 2020) | Pylontech | 2027-01-16
2024-06-26 | HBS12796 | Pylontech US3000C (x7) w/ Noark Electrics (Shanghai) Co., Ltd. Ex9N-DH-6KT-AU (AS4777-2 2020) Eastron SDM630 MCT (40mA) Series | 23.59 |  |  | Pylontech | US3000C | 6 | Noark Electrics (Shanghai) Co., Ltd. | Ex9N-DH-6KT-AU (AS4777-2 2020) | Pylontech | 2027-01-16
2024-06-26 | HBS12797 | Pylontech US3000C (x8) w/ Noark Electrics (Shanghai) Co., Ltd. Ex9N-DH-6KT-AU (AS4777-2 2020) Eastron SDM630 MCT (40mA) Series | 26.96 |  |  | Pylontech | US3000C | 6 | Noark Electrics (Shanghai) Co., Ltd. | Ex9N-DH-6KT-AU (AS4777-2 2020) | Pylontech | 2027-01-16
2024-06-26 | HBS12798 | Pylontech US3000C (x9) w/ Noark Electrics (Shanghai) Co., Ltd. Ex9N-DH-6KT-AU (AS4777-2 2020) Eastron SDM630 MCT (40mA) Series | 30.33 |  |  | Pylontech | US3000C | 6 | Noark Electrics (Shanghai) Co., Ltd. | Ex9N-DH-6KT-AU (AS4777-2 2020) | Pylontech | 2027-01-16
2024-06-26 | HBS12799 | Pylontech US3000C (x10) w/ Noark Electrics (Shanghai) Co., Ltd. Ex9N-DH-6KT-AU (AS4777-2 2020) Eastron SDM630 MCT (40mA) Series | 33.7 |  |  | Pylontech | US3000C | 6 | Noark Electrics (Shanghai) Co., Ltd. | Ex9N-DH-6KT-AU (AS4777-2 2020) | Pylontech | 2027-01-16
2024-06-26 | HBS12800 | Pylontech US3000C (x11) w/ Noark Electrics (Shanghai) Co., Ltd. Ex9N-DH-6KT-AU (AS4777-2 2020) Eastron SDM630 MCT (40mA) Series | 37.07 |  |  | Pylontech | US3000C | 6 | Noark Electrics (Shanghai) Co., Ltd. | Ex9N-DH-6KT-AU (AS4777-2 2020) | Pylontech | 2027-01-16
2024-06-26 | HBS12801 | Pylontech US3000C (x12) w/ Noark Electrics (Shanghai) Co., Ltd. Ex9N-DH-6KT-AU (AS4777-2 2020) Eastron SDM630 MCT (40mA) Series | 40.44 |  |  | Pylontech | US3000C | 6 | Noark Electrics (Shanghai) Co., Ltd. | Ex9N-DH-6KT-AU (AS4777-2 2020) | Pylontech | 2027-01-16
2024-06-26 | HBS12802 | Pylontech US3000C (x13) w/ Noark Electrics (Shanghai) Co., Ltd. Ex9N-DH-6KT-AU (AS4777-2 2020) Eastron SDM630 MCT (40mA) Series | 43.81 |  |  | Pylontech | US3000C | 6 | Noark Electrics (Shanghai) Co., Ltd. | Ex9N-DH-6KT-AU (AS4777-2 2020) | Pylontech | 2027-01-16
2024-06-26 | HBS12803 | Pylontech US3000C (x14) w/ Noark Electrics (Shanghai) Co., Ltd. Ex9N-DH-6KT-AU (AS4777-2 2020) Eastron SDM630 MCT (40mA) Series | 47.18 |  |  | Pylontech | US3000C | 6 | Noark Electrics (Shanghai) Co., Ltd. | Ex9N-DH-6KT-AU (AS4777-2 2020) | Pylontech | 2027-01-16
2024-06-26 | HBS12804 | Pylontech US3000C (x15) w/ Noark Electrics (Shanghai) Co., Ltd. Ex9N-DH-6KT-AU (AS4777-2 2020) Eastron SDM630 MCT (40mA) Series | 50.55 |  |  | Pylontech | US3000C | 6 | Noark Electrics (Shanghai) Co., Ltd. | Ex9N-DH-6KT-AU (AS4777-2 2020) | Pylontech | 2027-01-16
2024-06-26 | HBS12805 | Pylontech US3000C (x16) w/ Noark Electrics (Shanghai) Co., Ltd. Ex9N-DH-6KT-AU (AS4777-2 2020) Eastron SDM630 MCT (40mA) Series | 53.92 |  |  | Pylontech | US3000C | 6 | Noark Electrics (Shanghai) Co., Ltd. | Ex9N-DH-6KT-AU (AS4777-2 2020) | Pylontech | 2027-01-16
2024-06-26 | HBS12806 | Pylontech US3000C (x2) w/ Noark Electrics (Shanghai) Co., Ltd. Ex9N-DH-8KT-AU (AS4777-2 2020) Eastron SDM630 MCT (40mA) Series | 6.74 |  |  | Pylontech | US3000C | 6 | Noark Electrics (Shanghai) Co., Ltd. | Ex9N-DH-8KT-AU (AS4777-2 2020) | Pylontech | 2027-01-16
2024-06-26 | HBS12807 | Pylontech US3000C (x3) w/ Noark Electrics (Shanghai) Co., Ltd. Ex9N-DH-8KT-AU (AS4777-2 2020) Eastron SDM630 MCT (40mA) Series | 10.11 |  |  | Pylontech | US3000C | 6 | Noark Electrics (Shanghai) Co., Ltd. | Ex9N-DH-8KT-AU (AS4777-2 2020) | Pylontech | 2027-01-16
2024-06-26 | HBS12808 | Pylontech US3000C (x4) w/ Noark Electrics (Shanghai) Co., Ltd. Ex9N-DH-8KT-AU (AS4777-2 2020) Eastron SDM630 MCT (40mA) Series | 13.48 |  |  | Pylontech | US3000C | 6 | Noark Electrics (Shanghai) Co., Ltd. | Ex9N-DH-8KT-AU (AS4777-2 2020) | Pylontech | 2027-01-16
2024-06-26 | HBS12809 | Pylontech US3000C (x5) w/ Noark Electrics (Shanghai) Co., Ltd. Ex9N-DH-8KT-AU (AS4777-2 2020) Eastron SDM630 MCT (40mA) Series | 16.85 |  |  | Pylontech | US3000C | 6 | Noark Electrics (Shanghai) Co., Ltd. | Ex9N-DH-8KT-AU (AS4777-2 2020) | Pylontech | 2027-01-16
2024-06-26 | HBS12810 | Pylontech US3000C (x6) w/ Noark Electrics (Shanghai) Co., Ltd. Ex9N-DH-8KT-AU (AS4777-2 2020) Eastron SDM630 MCT (40mA) Series | 20.22 |  |  | Pylontech | US3000C | 6 | Noark Electrics (Shanghai) Co., Ltd. | Ex9N-DH-8KT-AU (AS4777-2 2020) | Pylontech | 2027-01-16
2024-06-26 | HBS12811 | Pylontech US3000C (x7) w/ Noark Electrics (Shanghai) Co., Ltd. Ex9N-DH-8KT-AU (AS4777-2 2020) Eastron SDM630 MCT (40mA) Series | 23.59 |  |  | Pylontech | US3000C | 6 | Noark Electrics (Shanghai) Co., Ltd. | Ex9N-DH-8KT-AU (AS4777-2 2020) | Pylontech | 2027-01-16
2024-06-26 | HBS12812 | Pylontech US3000C (x8) w/ Noark Electrics (Shanghai) Co., Ltd. Ex9N-DH-8KT-AU (AS4777-2 2020) Eastron SDM630 MCT (40mA) Series | 26.96 |  |  | Pylontech | US3000C | 6 | Noark Electrics (Shanghai) Co., Ltd. | Ex9N-DH-8KT-AU (AS4777-2 2020) | Pylontech | 2027-01-16
2024-06-26 | HBS12813 | Pylontech US3000C (x9) w/ Noark Electrics (Shanghai) Co., Ltd. Ex9N-DH-8KT-AU (AS4777-2 2020) Eastron SDM630 MCT (40mA) Series | 30.33 |  |  | Pylontech | US3000C | 6 | Noark Electrics (Shanghai) Co., Ltd. | Ex9N-DH-8KT-AU (AS4777-2 2020) | Pylontech | 2027-01-16
2024-06-26 | HBS12814 | Pylontech US3000C (x10) w/ Noark Electrics (Shanghai) Co., Ltd. Ex9N-DH-8KT-AU (AS4777-2 2020) Eastron SDM630 MCT (40mA) Series | 33.7 |  |  | Pylontech | US3000C | 6 | Noark Electrics (Shanghai) Co., Ltd. | Ex9N-DH-8KT-AU (AS4777-2 2020) | Pylontech | 2027-01-16
2024-06-26 | HBS12815 | Pylontech US3000C (x11) w/ Noark Electrics (Shanghai) Co., Ltd. Ex9N-DH-8KT-AU (AS4777-2 2020) Eastron SDM630 MCT (40mA) Series | 37.07 |  |  | Pylontech | US3000C | 6 | Noark Electrics (Shanghai) Co., Ltd. | Ex9N-DH-8KT-AU (AS4777-2 2020) | Pylontech | 2027-01-16
2024-06-26 | HBS12816 | Pylontech US3000C (x12) w/ Noark Electrics (Shanghai) Co., Ltd. Ex9N-DH-8KT-AU (AS4777-2 2020) Eastron SDM630 MCT (40mA) Series | 40.44 |  |  | Pylontech | US3000C | 6 | Noark Electrics (Shanghai) Co., Ltd. | Ex9N-DH-8KT-AU (AS4777-2 2020) | Pylontech | 2027-01-16
2024-06-26 | HBS12817 | Pylontech US3000C (x13) w/ Noark Electrics (Shanghai) Co., Ltd. Ex9N-DH-8KT-AU (AS4777-2 2020) Eastron SDM630 MCT (40mA) Series | 43.81 |  |  | Pylontech | US3000C | 6 | Noark Electrics (Shanghai) Co., Ltd. | Ex9N-DH-8KT-AU (AS4777-2 2020) | Pylontech | 2027-01-16
2024-06-26 | HBS12818 | Pylontech US3000C (x14) w/ Noark Electrics (Shanghai) Co., Ltd. Ex9N-DH-8KT-AU (AS4777-2 2020) Eastron SDM630 MCT (40mA) Series | 47.18 |  |  | Pylontech | US3000C | 6 | Noark Electrics (Shanghai) Co., Ltd. | Ex9N-DH-8KT-AU (AS4777-2 2020) | Pylontech | 2027-01-16
2024-06-26 | HBS12819 | Pylontech US3000C (x15) w/ Noark Electrics (Shanghai) Co., Ltd. Ex9N-DH-8KT-AU (AS4777-2 2020) Eastron SDM630 MCT (40mA) Series | 50.55 |  |  | Pylontech | US3000C | 6 | Noark Electrics (Shanghai) Co., Ltd. | Ex9N-DH-8KT-AU (AS4777-2 2020) | Pylontech | 2027-01-16
2024-06-26 | HBS12820 | Pylontech US3000C (x16) w/ Noark Electrics (Shanghai) Co., Ltd. Ex9N-DH-8KT-AU (AS4777-2 2020) Eastron SDM630 MCT (40mA) Series | 53.92 |  |  | Pylontech | US3000C | 6 | Noark Electrics (Shanghai) Co., Ltd. | Ex9N-DH-8KT-AU (AS4777-2 2020) | Pylontech | 2027-01-16
2024-06-26 | HBS12821 | Pylontech US3000C (x2) w/ Noark Electrics (Shanghai) Co., Ltd. Ex9N-DH-10KT-AU (AS4777-2 2020) Eastron SDM630 MCT (40mA) Series | 6.74 |  |  | Pylontech | US3000C | 6 | Noark Electrics (Shanghai) Co., Ltd. | Ex9N-DH-10KT-AU (AS4777-2 2020) | Pylontech | 2027-01-16
2024-06-26 | HBS12822 | Pylontech US3000C (x3) w/ Noark Electrics (Shanghai) Co., Ltd. Ex9N-DH-10KT-AU (AS4777-2 2020) Eastron SDM630 MCT (40mA) Series | 10.11 |  |  | Pylontech | US3000C | 6 | Noark Electrics (Shanghai) Co., Ltd. | Ex9N-DH-10KT-AU (AS4777-2 2020) | Pylontech | 2027-01-16
2024-06-26 | HBS12823 | Pylontech US3000C (x4) w/ Noark Electrics (Shanghai) Co., Ltd. Ex9N-DH-10KT-AU (AS4777-2 2020) Eastron SDM630 MCT (40mA) Series | 13.48 |  |  | Pylontech | US3000C | 6 | Noark Electrics (Shanghai) Co., Ltd. | Ex9N-DH-10KT-AU (AS4777-2 2020) | Pylontech | 2027-01-16
2024-06-26 | HBS12824 | Pylontech US3000C (x5) w/ Noark Electrics (Shanghai) Co., Ltd. Ex9N-DH-10KT-AU (AS4777-2 2020) Eastron SDM630 MCT (40mA) Series | 16.85 |  |  | Pylontech | US3000C | 6 | Noark Electrics (Shanghai) Co., Ltd. | Ex9N-DH-10KT-AU (AS4777-2 2020) | Pylontech | 2027-01-16
2024-06-26 | HBS12825 | Pylontech US3000C (x6) w/ Noark Electrics (Shanghai) Co., Ltd. Ex9N-DH-10KT-AU (AS4777-2 2020) Eastron SDM630 MCT (40mA) Series | 20.22 |  |  | Pylontech | US3000C | 6 | Noark Electrics (Shanghai) Co., Ltd. | Ex9N-DH-10KT-AU (AS4777-2 2020) | Pylontech | 2027-01-16
2024-06-26 | HBS12826 | Pylontech US3000C (x7) w/ Noark Electrics (Shanghai) Co., Ltd. Ex9N-DH-10KT-AU (AS4777-2 2020) Eastron SDM630 MCT (40mA) Series | 23.59 |  |  | Pylontech | US3000C | 6 | Noark Electrics (Shanghai) Co., Ltd. | Ex9N-DH-10KT-AU (AS4777-2 2020) | Pylontech | 2027-01-16
2024-06-26 | HBS12827 | Pylontech US3000C (x8) w/ Noark Electrics (Shanghai) Co., Ltd. Ex9N-DH-10KT-AU (AS4777-2 2020) Eastron SDM630 MCT (40mA) Series | 26.96 |  |  | Pylontech | US3000C | 6 | Noark Electrics (Shanghai) Co., Ltd. | Ex9N-DH-10KT-AU (AS4777-2 2020) | Pylontech | 2027-01-16
2024-06-26 | HBS12828 | Pylontech US3000C (x9) w/ Noark Electrics (Shanghai) Co., Ltd. Ex9N-DH-10KT-AU (AS4777-2 2020) Eastron SDM630 MCT (40mA) Series | 30.33 |  |  | Pylontech | US3000C | 6 | Noark Electrics (Shanghai) Co., Ltd. | Ex9N-DH-10KT-AU (AS4777-2 2020) | Pylontech | 2027-01-16
2024-06-26 | HBS12829 | Pylontech US3000C (x10) w/ Noark Electrics (Shanghai) Co., Ltd. Ex9N-DH-10KT-AU (AS4777-2 2020) Eastron SDM630 MCT (40mA) Series | 33.7 |  |  | Pylontech | US3000C | 6 | Noark Electrics (Shanghai) Co., Ltd. | Ex9N-DH-10KT-AU (AS4777-2 2020) | Pylontech | 2027-01-16
2024-06-26 | HBS12830 | Pylontech US3000C (x11) w/ Noark Electrics (Shanghai) Co., Ltd. Ex9N-DH-10KT-AU (AS4777-2 2020) Eastron SDM630 MCT (40mA) Series | 37.07 |  |  | Pylontech | US3000C | 6 | Noark Electrics (Shanghai) Co., Ltd. | Ex9N-DH-10KT-AU (AS4777-2 2020) | Pylontech | 2027-01-16
2024-06-26 | HBS12831 | Pylontech US3000C (x12) w/ Noark Electrics (Shanghai) Co., Ltd. Ex9N-DH-10KT-AU (AS4777-2 2020) Eastron SDM630 MCT (40mA) Series | 40.44 |  |  | Pylontech | US3000C | 6 | Noark Electrics (Shanghai) Co., Ltd. | Ex9N-DH-10KT-AU (AS4777-2 2020) | Pylontech | 2027-01-16
2024-06-26 | HBS12832 | Pylontech US3000C (x13) w/ Noark Electrics (Shanghai) Co., Ltd. Ex9N-DH-10KT-AU (AS4777-2 2020) Eastron SDM630 MCT (40mA) Series | 43.81 |  |  | Pylontech | US3000C | 6 | Noark Electrics (Shanghai) Co., Ltd. | Ex9N-DH-10KT-AU (AS4777-2 2020) | Pylontech | 2027-01-16
2024-06-26 | HBS12833 | Pylontech US3000C (x14) w/ Noark Electrics (Shanghai) Co., Ltd. Ex9N-DH-10KT-AU (AS4777-2 2020) Eastron SDM630 MCT (40mA) Series | 47.18 |  |  | Pylontech | US3000C | 6 | Noark Electrics (Shanghai) Co., Ltd. | Ex9N-DH-10KT-AU (AS4777-2 2020) | Pylontech | 2027-01-16
2024-06-26 | HBS12834 | Pylontech US3000C (x15) w/ Noark Electrics (Shanghai) Co., Ltd. Ex9N-DH-10KT-AU (AS4777-2 2020) Eastron SDM630 MCT (40mA) Series | 50.55 |  |  | Pylontech | US3000C | 6 | Noark Electrics (Shanghai) Co., Ltd. | Ex9N-DH-10KT-AU (AS4777-2 2020) | Pylontech | 2027-01-16
2024-06-26 | HBS12835 | Pylontech US3000C (x16) w/ Noark Electrics (Shanghai) Co., Ltd. Ex9N-DH-10KT-AU (AS4777-2 2020) Eastron SDM630 MCT (40mA) Series | 53.92 |  |  | Pylontech | US3000C | 6 | Noark Electrics (Shanghai) Co., Ltd. | Ex9N-DH-10KT-AU (AS4777-2 2020) | Pylontech | 2027-01-16
2024-06-26 | HBS12836 | Pylontech US3000C (x2) w/ Noark Electrics (Shanghai) Co., Ltd. Ex9N-DH-12KT-AU (AS4777-2 2020) Eastron SDM630 MCT (40mA) Series | 6.74 |  |  | Pylontech | US3000C | 6 | Noark Electrics (Shanghai) Co., Ltd. | Ex9N-DH-12KT-AU (AS4777-2 2020) | Pylontech | 2027-01-16
2024-06-26 | HBS12837 | Pylontech US3000C (x3) w/ Noark Electrics (Shanghai) Co., Ltd. Ex9N-DH-12KT-AU (AS4777-2 2020) Eastron SDM630 MCT (40mA) Series | 10.11 |  |  | Pylontech | US3000C | 6 | Noark Electrics (Shanghai) Co., Ltd. | Ex9N-DH-12KT-AU (AS4777-2 2020) | Pylontech | 2027-01-16
2024-06-26 | HBS12838 | Pylontech US3000C (x4) w/ Noark Electrics (Shanghai) Co., Ltd. Ex9N-DH-12KT-AU (AS4777-2 2020) Eastron SDM630 MCT (40mA) Series | 13.48 |  |  | Pylontech | US3000C | 6 | Noark Electrics (Shanghai) Co., Ltd. | Ex9N-DH-12KT-AU (AS4777-2 2020) | Pylontech | 2027-01-16
2024-06-26 | HBS12839 | Pylontech US3000C (x5) w/ Noark Electrics (Shanghai) Co., Ltd. Ex9N-DH-12KT-AU (AS4777-2 2020) Eastron SDM630 MCT (40mA) Series | 16.85 |  |  | Pylontech | US3000C | 6 | Noark Electrics (Shanghai) Co., Ltd. | Ex9N-DH-12KT-AU (AS4777-2 2020) | Pylontech | 2027-01-16
2024-06-26 | HBS12840 | Pylontech US3000C (x6) w/ Noark Electrics (Shanghai) Co., Ltd. Ex9N-DH-12KT-AU (AS4777-2 2020) Eastron SDM630 MCT (40mA) Series | 20.22 |  |  | Pylontech | US3000C | 6 | Noark Electrics (Shanghai) Co., Ltd. | Ex9N-DH-12KT-AU (AS4777-2 2020) | Pylontech | 2027-01-16
2024-06-26 | HBS12841 | Pylontech US3000C (x7) w/ Noark Electrics (Shanghai) Co., Ltd. Ex9N-DH-12KT-AU (AS4777-2 2020) Eastron SDM630 MCT (40mA) Series | 23.59 |  |  | Pylontech | US3000C | 6 | Noark Electrics (Shanghai) Co., Ltd. | Ex9N-DH-12KT-AU (AS4777-2 2020) | Pylontech | 2027-01-16
2024-06-26 | HBS12842 | Pylontech US3000C (x8) w/ Noark Electrics (Shanghai) Co., Ltd. Ex9N-DH-12KT-AU (AS4777-2 2020) Eastron SDM630 MCT (40mA) Series | 26.96 |  |  | Pylontech | US3000C | 6 | Noark Electrics (Shanghai) Co., Ltd. | Ex9N-DH-12KT-AU (AS4777-2 2020) | Pylontech | 2027-01-16
2024-06-26 | HBS12843 | Pylontech US3000C (x9) w/ Noark Electrics (Shanghai) Co., Ltd. Ex9N-DH-12KT-AU (AS4777-2 2020) Eastron SDM630 MCT (40mA) Series | 30.33 |  |  | Pylontech | US3000C | 6 | Noark Electrics (Shanghai) Co., Ltd. | Ex9N-DH-12KT-AU (AS4777-2 2020) | Pylontech | 2027-01-16
2024-06-26 | HBS12844 | Pylontech US3000C (x10) w/ Noark Electrics (Shanghai) Co., Ltd. Ex9N-DH-12KT-AU (AS4777-2 2020) Eastron SDM630 MCT (40mA) Series | 33.7 |  |  | Pylontech | US3000C | 6 | Noark Electrics (Shanghai) Co., Ltd. | Ex9N-DH-12KT-AU (AS4777-2 2020) | Pylontech | 2027-01-16
2024-06-26 | HBS12845 | Pylontech US3000C (x11) w/ Noark Electrics (Shanghai) Co., Ltd. Ex9N-DH-12KT-AU (AS4777-2 2020) Eastron SDM630 MCT (40mA) Series | 37.07 |  |  | Pylontech | US3000C | 6 | Noark Electrics (Shanghai) Co., Ltd. | Ex9N-DH-12KT-AU (AS4777-2 2020) | Pylontech | 2027-01-16
2024-06-26 | HBS12846 | Pylontech US3000C (x12) w/ Noark Electrics (Shanghai) Co., Ltd. Ex9N-DH-12KT-AU (AS4777-2 2020) Eastron SDM630 MCT (40mA) Series | 40.44 |  |  | Pylontech | US3000C | 6 | Noark Electrics (Shanghai) Co., Ltd. | Ex9N-DH-12KT-AU (AS4777-2 2020) | Pylontech | 2027-01-16
2024-06-26 | HBS12847 | Pylontech US3000C (x13) w/ Noark Electrics (Shanghai) Co., Ltd. Ex9N-DH-12KT-AU (AS4777-2 2020) Eastron SDM630 MCT (40mA) Series | 43.81 |  |  | Pylontech | US3000C | 6 | Noark Electrics (Shanghai) Co., Ltd. | Ex9N-DH-12KT-AU (AS4777-2 2020) | Pylontech | 2027-01-16
2024-06-26 | HBS12848 | Pylontech US3000C (x14) w/ Noark Electrics (Shanghai) Co., Ltd. Ex9N-DH-12KT-AU (AS4777-2 2020) Eastron SDM630 MCT (40mA) Series | 47.18 |  |  | Pylontech | US3000C | 6 | Noark Electrics (Shanghai) Co., Ltd. | Ex9N-DH-12KT-AU (AS4777-2 2020) | Pylontech | 2027-01-16
2024-06-26 | HBS12849 | Pylontech US3000C (x15) w/ Noark Electrics (Shanghai) Co., Ltd. Ex9N-DH-12KT-AU (AS4777-2 2020) Eastron SDM630 MCT (40mA) Series | 50.55 |  |  | Pylontech | US3000C | 6 | Noark Electrics (Shanghai) Co., Ltd. | Ex9N-DH-12KT-AU (AS4777-2 2020) | Pylontech | 2027-01-16
2024-06-26 | HBS12850 | Pylontech US3000C (x16) w/ Noark Electrics (Shanghai) Co., Ltd. Ex9N-DH-12KT-AU (AS4777-2 2020) Eastron SDM630 MCT (40mA) Series | 53.92 |  |  | Pylontech | US3000C | 6 | Noark Electrics (Shanghai) Co., Ltd. | Ex9N-DH-12KT-AU (AS4777-2 2020) | Pylontech | 2027-01-16
2024-06-26 | HBS12851 | Pylontech US2000C (x3) w/ Noark Electrics (Shanghai) Co., Ltd. Ex9N-DH-5KS-AU (AS4777-2 2020) Eastron SDM120CT-M(40mA) | 6.84 |  |  | Pylontech | US2000C | 6 | Noark Electrics (Shanghai) Co., Ltd. | Ex9N-DH-5KS-AU (AS4777-2 2020) | Pylontech | 2026-11-08
2024-06-26 | HBS12852 | Pylontech US2000C (x4) w/ Noark Electrics (Shanghai) Co., Ltd. Ex9N-DH-5KS-AU (AS4777-2 2020) Eastron SDM120CT-M(40mA) | 9.12 |  |  | Pylontech | US2000C | 6 | Noark Electrics (Shanghai) Co., Ltd. | Ex9N-DH-5KS-AU (AS4777-2 2020) | Pylontech | 2026-11-08
2024-06-26 | HBS12853 | Pylontech US2000C (x5) w/ Noark Electrics (Shanghai) Co., Ltd. Ex9N-DH-5KS-AU (AS4777-2 2020) Eastron SDM120CT-M(40mA) | 11.4 |  |  | Pylontech | US2000C | 6 | Noark Electrics (Shanghai) Co., Ltd. | Ex9N-DH-5KS-AU (AS4777-2 2020) | Pylontech | 2026-11-08
2024-06-26 | HBS12854 | Pylontech US2000C (x6) w/ Noark Electrics (Shanghai) Co., Ltd. Ex9N-DH-5KS-AU (AS4777-2 2020) Eastron SDM120CT-M(40mA) | 13.68 |  |  | Pylontech | US2000C | 6 | Noark Electrics (Shanghai) Co., Ltd. | Ex9N-DH-5KS-AU (AS4777-2 2020) | Pylontech | 2026-11-08
2024-06-26 | HBS12855 | Pylontech US2000C (x7) w/ Noark Electrics (Shanghai) Co., Ltd. Ex9N-DH-5KS-AU (AS4777-2 2020) Eastron SDM120CT-M(40mA) | 15.96 |  |  | Pylontech | US2000C | 6 | Noark Electrics (Shanghai) Co., Ltd. | Ex9N-DH-5KS-AU (AS4777-2 2020) | Pylontech | 2026-11-08
2024-06-26 | HBS12856 | Pylontech US2000C (x8) w/ Noark Electrics (Shanghai) Co., Ltd. Ex9N-DH-5KS-AU (AS4777-2 2020) Eastron SDM120CT-M(40mA) | 18.24 |  |  | Pylontech | US2000C | 6 | Noark Electrics (Shanghai) Co., Ltd. | Ex9N-DH-5KS-AU (AS4777-2 2020) | Pylontech | 2026-11-08
2024-06-26 | HBS12857 | Pylontech US2000C (x9) w/ Noark Electrics (Shanghai) Co., Ltd. Ex9N-DH-5KS-AU (AS4777-2 2020) Eastron SDM120CT-M(40mA) | 20.52 |  |  | Pylontech | US2000C | 6 | Noark Electrics (Shanghai) Co., Ltd. | Ex9N-DH-5KS-AU (AS4777-2 2020) | Pylontech | 2026-11-08
2024-06-26 | HBS12858 | Pylontech US2000C (x10) w/ Noark Electrics (Shanghai) Co., Ltd. Ex9N-DH-5KS-AU (AS4777-2 2020) Eastron SDM120CT-M(40mA) | 22.8 |  |  | Pylontech | US2000C | 6 | Noark Electrics (Shanghai) Co., Ltd. | Ex9N-DH-5KS-AU (AS4777-2 2020) | Pylontech | 2026-11-08
2024-06-26 | HBS12859 | Pylontech US2000C (x11) w/ Noark Electrics (Shanghai) Co., Ltd. Ex9N-DH-5KS-AU (AS4777-2 2020) Eastron SDM120CT-M(40mA) | 25.08 |  |  | Pylontech | US2000C | 6 | Noark Electrics (Shanghai) Co., Ltd. | Ex9N-DH-5KS-AU (AS4777-2 2020) | Pylontech | 2026-11-08
2024-06-26 | HBS12860 | Pylontech US2000C (x12) w/ Noark Electrics (Shanghai) Co., Ltd. Ex9N-DH-5KS-AU (AS4777-2 2020) Eastron SDM120CT-M(40mA) | 27.36 |  |  | Pylontech | US2000C | 6 | Noark Electrics (Shanghai) Co., Ltd. | Ex9N-DH-5KS-AU (AS4777-2 2020) | Pylontech | 2026-11-08
2024-06-26 | HBS12861 | Pylontech US2000C (x13) w/ Noark Electrics (Shanghai) Co., Ltd. Ex9N-DH-5KS-AU (AS4777-2 2020) Eastron SDM120CT-M(40mA) | 29.64 |  |  | Pylontech | US2000C | 6 | Noark Electrics (Shanghai) Co., Ltd. | Ex9N-DH-5KS-AU (AS4777-2 2020) | Pylontech | 2026-11-08
2024-06-26 | HBS12862 | Pylontech US2000C (x14) w/ Noark Electrics (Shanghai) Co., Ltd. Ex9N-DH-5KS-AU (AS4777-2 2020) Eastron SDM120CT-M(40mA) | 31.92 |  |  | Pylontech | US2000C | 6 | Noark Electrics (Shanghai) Co., Ltd. | Ex9N-DH-5KS-AU (AS4777-2 2020) | Pylontech | 2026-11-08
2024-06-26 | HBS12863 | Pylontech US2000C (x15) w/ Noark Electrics (Shanghai) Co., Ltd. Ex9N-DH-5KS-AU (AS4777-2 2020) Eastron SDM120CT-M(40mA) | 34.2 |  |  | Pylontech | US2000C | 6 | Noark Electrics (Shanghai) Co., Ltd. | Ex9N-DH-5KS-AU (AS4777-2 2020) | Pylontech | 2026-11-08
2024-06-26 | HBS12864 | Pylontech US2000C (x16) w/ Noark Electrics (Shanghai) Co., Ltd. Ex9N-DH-5KS-AU (AS4777-2 2020) Eastron SDM120CT-M(40mA) | 36.48 |  |  | Pylontech | US2000C | 6 | Noark Electrics (Shanghai) Co., Ltd. | Ex9N-DH-5KS-AU (AS4777-2 2020) | Pylontech | 2026-11-08
2024-06-26 | HBS12865 | Pylontech US2000C (x3) w/ Noark Electrics (Shanghai) Co., Ltd. Ex9N-DH-6KS-AU (AS4777-2 2020) Eastron SDM120CT-M(40mA) | 6.84 |  |  | Pylontech | US2000C | 6 | Noark Electrics (Shanghai) Co., Ltd. | Ex9N-DH-6KS-AU (AS4777-2 2020) | Pylontech | 2026-11-08
2024-06-26 | HBS12866 | Pylontech US2000C (x4) w/ Noark Electrics (Shanghai) Co., Ltd. Ex9N-DH-6KS-AU (AS4777-2 2020) Eastron SDM120CT-M(40mA) | 9.12 |  |  | Pylontech | US2000C | 6 | Noark Electrics (Shanghai) Co., Ltd. | Ex9N-DH-6KS-AU (AS4777-2 2020) | Pylontech | 2026-11-08
2024-06-26 | HBS12867 | Pylontech US2000C (x5) w/ Noark Electrics (Shanghai) Co., Ltd. Ex9N-DH-6KS-AU (AS4777-2 2020) Eastron SDM120CT-M(40mA) | 11.4 |  |  | Pylontech | US2000C | 6 | Noark Electrics (Shanghai) Co., Ltd. | Ex9N-DH-6KS-AU (AS4777-2 2020) | Pylontech | 2026-11-08
2024-06-26 | HBS12868 | Pylontech US2000C (x6) w/ Noark Electrics (Shanghai) Co., Ltd. Ex9N-DH-6KS-AU (AS4777-2 2020) Eastron SDM120CT-M(40mA) | 13.68 |  |  | Pylontech | US2000C | 6 | Noark Electrics (Shanghai) Co., Ltd. | Ex9N-DH-6KS-AU (AS4777-2 2020) | Pylontech | 2026-11-08
2024-06-26 | HBS12869 | Pylontech US2000C (x7) w/ Noark Electrics (Shanghai) Co., Ltd. Ex9N-DH-6KS-AU (AS4777-2 2020) Eastron SDM120CT-M(40mA) | 15.96 |  |  | Pylontech | US2000C | 6 | Noark Electrics (Shanghai) Co., Ltd. | Ex9N-DH-6KS-AU (AS4777-2 2020) | Pylontech | 2026-11-08
2024-06-26 | HBS12870 | Pylontech US2000C (x8) w/ Noark Electrics (Shanghai) Co., Ltd. Ex9N-DH-6KS-AU (AS4777-2 2020) Eastron SDM120CT-M(40mA) | 18.24 |  |  | Pylontech | US2000C | 6 | Noark Electrics (Shanghai) Co., Ltd. | Ex9N-DH-6KS-AU (AS4777-2 2020) | Pylontech | 2026-11-08
2024-06-26 | HBS12871 | Pylontech US2000C (x9) w/ Noark Electrics (Shanghai) Co., Ltd. Ex9N-DH-6KS-AU (AS4777-2 2020) Eastron SDM120CT-M(40mA) | 20.52 |  |  | Pylontech | US2000C | 6 | Noark Electrics (Shanghai) Co., Ltd. | Ex9N-DH-6KS-AU (AS4777-2 2020) | Pylontech | 2026-11-08
2024-06-26 | HBS12872 | Pylontech US2000C (x10) w/ Noark Electrics (Shanghai) Co., Ltd. Ex9N-DH-6KS-AU (AS4777-2 2020) Eastron SDM120CT-M(40mA) | 22.8 |  |  | Pylontech | US2000C | 6 | Noark Electrics (Shanghai) Co., Ltd. | Ex9N-DH-6KS-AU (AS4777-2 2020) | Pylontech | 2026-11-08
2024-06-26 | HBS12873 | Pylontech US2000C (x11) w/ Noark Electrics (Shanghai) Co., Ltd. Ex9N-DH-6KS-AU (AS4777-2 2020) Eastron SDM120CT-M(40mA) | 25.08 |  |  | Pylontech | US2000C | 6 | Noark Electrics (Shanghai) Co., Ltd. | Ex9N-DH-6KS-AU (AS4777-2 2020) | Pylontech | 2026-11-08
2024-06-26 | HBS12874 | Pylontech US2000C (x12) w/ Noark Electrics (Shanghai) Co., Ltd. Ex9N-DH-6KS-AU (AS4777-2 2020) Eastron SDM120CT-M(40mA) | 27.36 |  |  | Pylontech | US2000C | 6 | Noark Electrics (Shanghai) Co., Ltd. | Ex9N-DH-6KS-AU (AS4777-2 2020) | Pylontech | 2026-11-08
2024-06-26 | HBS12875 | Pylontech US2000C (x13) w/ Noark Electrics (Shanghai) Co., Ltd. Ex9N-DH-6KS-AU (AS4777-2 2020) Eastron SDM120CT-M(40mA) | 29.64 |  |  | Pylontech | US2000C | 6 | Noark Electrics (Shanghai) Co., Ltd. | Ex9N-DH-6KS-AU (AS4777-2 2020) | Pylontech | 2026-11-08
2024-06-26 | HBS12876 | Pylontech US2000C (x14) w/ Noark Electrics (Shanghai) Co., Ltd. Ex9N-DH-6KS-AU (AS4777-2 2020) Eastron SDM120CT-M(40mA) | 31.92 |  |  | Pylontech | US2000C | 6 | Noark Electrics (Shanghai) Co., Ltd. | Ex9N-DH-6KS-AU (AS4777-2 2020) | Pylontech | 2026-11-08
2024-06-26 | HBS12877 | Pylontech US2000C (x15) w/ Noark Electrics (Shanghai) Co., Ltd. Ex9N-DH-6KS-AU (AS4777-2 2020) Eastron SDM120CT-M(40mA) | 34.2 |  |  | Pylontech | US2000C | 6 | Noark Electrics (Shanghai) Co., Ltd. | Ex9N-DH-6KS-AU (AS4777-2 2020) | Pylontech | 2026-11-08
2024-06-26 | HBS12878 | Pylontech US2000C (x16) w/ Noark Electrics (Shanghai) Co., Ltd. Ex9N-DH-6KS-AU (AS4777-2 2020) Eastron SDM120CT-M(40mA) | 36.48 |  |  | Pylontech | US2000C | 6 | Noark Electrics (Shanghai) Co., Ltd. | Ex9N-DH-6KS-AU (AS4777-2 2020) | Pylontech | 2026-11-08
2024-06-26 | HBS12879 | Pylontech US2000C (x3) w/ Noark Electrics (Shanghai) Co., Ltd. Ex9N-DH-8KS-AU (AS4777-2 2020) Eastron SDM120CT-M(40mA) | 6.84 |  |  | Pylontech | US2000C | 6 | Noark Electrics (Shanghai) Co., Ltd. | Ex9N-DH-8KS-AU (AS4777-2 2020) | Pylontech | 2027-01-16
2024-06-26 | HBS12880 | Pylontech US2000C (x4) w/ Noark Electrics (Shanghai) Co., Ltd. Ex9N-DH-8KS-AU (AS4777-2 2020) Eastron SDM120CT-M(40mA) | 9.12 |  |  | Pylontech | US2000C | 6 | Noark Electrics (Shanghai) Co., Ltd. | Ex9N-DH-8KS-AU (AS4777-2 2020) | Pylontech | 2027-01-16
2024-06-26 | HBS12881 | Pylontech US2000C (x5) w/ Noark Electrics (Shanghai) Co., Ltd. Ex9N-DH-8KS-AU (AS4777-2 2020) Eastron SDM120CT-M(40mA) | 11.4 |  |  | Pylontech | US2000C | 6 | Noark Electrics (Shanghai) Co., Ltd. | Ex9N-DH-8KS-AU (AS4777-2 2020) | Pylontech | 2027-01-16
2024-06-26 | HBS12882 | Pylontech US2000C (x6) w/ Noark Electrics (Shanghai) Co., Ltd. Ex9N-DH-8KS-AU (AS4777-2 2020) Eastron SDM120CT-M(40mA) | 13.68 |  |  | Pylontech | US2000C | 6 | Noark Electrics (Shanghai) Co., Ltd. | Ex9N-DH-8KS-AU (AS4777-2 2020) | Pylontech | 2027-01-16
2024-06-26 | HBS12883 | Pylontech US2000C (x7) w/ Noark Electrics (Shanghai) Co., Ltd. Ex9N-DH-8KS-AU (AS4777-2 2020) Eastron SDM120CT-M(40mA) | 15.96 |  |  | Pylontech | US2000C | 6 | Noark Electrics (Shanghai) Co., Ltd. | Ex9N-DH-8KS-AU (AS4777-2 2020) | Pylontech | 2027-01-16
2024-06-26 | HBS12884 | Pylontech US2000C (x8) w/ Noark Electrics (Shanghai) Co., Ltd. Ex9N-DH-8KS-AU (AS4777-2 2020) Eastron SDM120CT-M(40mA) | 18.24 |  |  | Pylontech | US2000C | 6 | Noark Electrics (Shanghai) Co., Ltd. | Ex9N-DH-8KS-AU (AS4777-2 2020) | Pylontech | 2027-01-16
2024-06-26 | HBS12885 | Pylontech US2000C (x9) w/ Noark Electrics (Shanghai) Co., Ltd. Ex9N-DH-8KS-AU (AS4777-2 2020) Eastron SDM120CT-M(40mA) | 20.52 |  |  | Pylontech | US2000C | 6 | Noark Electrics (Shanghai) Co., Ltd. | Ex9N-DH-8KS-AU (AS4777-2 2020) | Pylontech | 2027-01-16
2024-06-26 | HBS12886 | Pylontech US2000C (x10) w/ Noark Electrics (Shanghai) Co., Ltd. Ex9N-DH-8KS-AU (AS4777-2 2020) Eastron SDM120CT-M(40mA) | 22.8 |  |  | Pylontech | US2000C | 6 | Noark Electrics (Shanghai) Co., Ltd. | Ex9N-DH-8KS-AU (AS4777-2 2020) | Pylontech | 2027-01-16
2024-06-26 | HBS12887 | Pylontech US2000C (x11) w/ Noark Electrics (Shanghai) Co., Ltd. Ex9N-DH-8KS-AU (AS4777-2 2020) Eastron SDM120CT-M(40mA) | 25.08 |  |  | Pylontech | US2000C | 6 | Noark Electrics (Shanghai) Co., Ltd. | Ex9N-DH-8KS-AU (AS4777-2 2020) | Pylontech | 2027-01-16
2024-06-26 | HBS12888 | Pylontech US2000C (x12) w/ Noark Electrics (Shanghai) Co., Ltd. Ex9N-DH-8KS-AU (AS4777-2 2020) Eastron SDM120CT-M(40mA) | 27.36 |  |  | Pylontech | US2000C | 6 | Noark Electrics (Shanghai) Co., Ltd. | Ex9N-DH-8KS-AU (AS4777-2 2020) | Pylontech | 2027-01-16
2024-06-26 | HBS12889 | Pylontech US2000C (x13) w/ Noark Electrics (Shanghai) Co., Ltd. Ex9N-DH-8KS-AU (AS4777-2 2020) Eastron SDM120CT-M(40mA) | 29.64 |  |  | Pylontech | US2000C | 6 | Noark Electrics (Shanghai) Co., Ltd. | Ex9N-DH-8KS-AU (AS4777-2 2020) | Pylontech | 2027-01-16
2024-06-26 | HBS12890 | Pylontech US2000C (x14) w/ Noark Electrics (Shanghai) Co., Ltd. Ex9N-DH-8KS-AU (AS4777-2 2020) Eastron SDM120CT-M(40mA) | 31.92 |  |  | Pylontech | US2000C | 6 | Noark Electrics (Shanghai) Co., Ltd. | Ex9N-DH-8KS-AU (AS4777-2 2020) | Pylontech | 2027-01-16
2024-06-26 | HBS12891 | Pylontech US2000C (x15) w/ Noark Electrics (Shanghai) Co., Ltd. Ex9N-DH-8KS-AU (AS4777-2 2020) Eastron SDM120CT-M(40mA) | 34.2 |  |  | Pylontech | US2000C | 6 | Noark Electrics (Shanghai) Co., Ltd. | Ex9N-DH-8KS-AU (AS4777-2 2020) | Pylontech | 2027-01-16
2024-06-26 | HBS12892 | Pylontech US2000C (x16) w/ Noark Electrics (Shanghai) Co., Ltd. Ex9N-DH-8KS-AU (AS4777-2 2020) Eastron SDM120CT-M(40mA) | 36.48 |  |  | Pylontech | US2000C | 6 | Noark Electrics (Shanghai) Co., Ltd. | Ex9N-DH-8KS-AU (AS4777-2 2020) | Pylontech | 2027-01-16
2024-06-26 | HBS12893 | Pylontech US2000C (x3) w/ Noark Electrics (Shanghai) Co., Ltd. Ex9N-DH-5KT-AU (AS4777-2 2020) Eastron SDM630 MCT (40mA) Series | 6.84 |  |  | Pylontech | US2000C | 6 | Noark Electrics (Shanghai) Co., Ltd. | Ex9N-DH-5KT-AU (AS4777-2 2020) | Pylontech | 2027-01-16
2024-06-26 | HBS12894 | Pylontech US2000C (x4) w/ Noark Electrics (Shanghai) Co., Ltd. Ex9N-DH-5KT-AU (AS4777-2 2020) Eastron SDM630 MCT (40mA) Series | 9.12 |  |  | Pylontech | US2000C | 6 | Noark Electrics (Shanghai) Co., Ltd. | Ex9N-DH-5KT-AU (AS4777-2 2020) | Pylontech | 2027-01-16
2024-06-26 | HBS12895 | Pylontech US2000C (x5) w/ Noark Electrics (Shanghai) Co., Ltd. Ex9N-DH-5KT-AU (AS4777-2 2020) Eastron SDM630 MCT (40mA) Series | 11.4 |  |  | Pylontech | US2000C | 6 | Noark Electrics (Shanghai) Co., Ltd. | Ex9N-DH-5KT-AU (AS4777-2 2020) | Pylontech | 2027-01-16
2024-06-26 | HBS12896 | Pylontech US2000C (x6) w/ Noark Electrics (Shanghai) Co., Ltd. Ex9N-DH-5KT-AU (AS4777-2 2020) Eastron SDM630 MCT (40mA) Series | 13.68 |  |  | Pylontech | US2000C | 6 | Noark Electrics (Shanghai) Co., Ltd. | Ex9N-DH-5KT-AU (AS4777-2 2020) | Pylontech | 2027-01-16
2024-06-26 | HBS12897 | Pylontech US2000C (x7) w/ Noark Electrics (Shanghai) Co., Ltd. Ex9N-DH-5KT-AU (AS4777-2 2020) Eastron SDM630 MCT (40mA) Series | 15.96 |  |  | Pylontech | US2000C | 6 | Noark Electrics (Shanghai) Co., Ltd. | Ex9N-DH-5KT-AU (AS4777-2 2020) | Pylontech | 2027-01-16
2024-06-26 | HBS12898 | Pylontech US2000C (x8) w/ Noark Electrics (Shanghai) Co., Ltd. Ex9N-DH-5KT-AU (AS4777-2 2020) Eastron SDM630 MCT (40mA) Series | 18.24 |  |  | Pylontech | US2000C | 6 | Noark Electrics (Shanghai) Co., Ltd. | Ex9N-DH-5KT-AU (AS4777-2 2020) | Pylontech | 2027-01-16
2024-06-26 | HBS12899 | Pylontech US2000C (x9) w/ Noark Electrics (Shanghai) Co., Ltd. Ex9N-DH-5KT-AU (AS4777-2 2020) Eastron SDM630 MCT (40mA) Series | 20.52 |  |  | Pylontech | US2000C | 6 | Noark Electrics (Shanghai) Co., Ltd. | Ex9N-DH-5KT-AU (AS4777-2 2020) | Pylontech | 2027-01-16
2024-06-26 | HBS12900 | Pylontech US2000C (x10) w/ Noark Electrics (Shanghai) Co., Ltd. Ex9N-DH-5KT-AU (AS4777-2 2020) Eastron SDM630 MCT (40mA) Series | 22.8 |  |  | Pylontech | US2000C | 6 | Noark Electrics (Shanghai) Co., Ltd. | Ex9N-DH-5KT-AU (AS4777-2 2020) | Pylontech | 2027-01-16
2024-06-26 | HBS12901 | Pylontech US2000C (x11) w/ Noark Electrics (Shanghai) Co., Ltd. Ex9N-DH-5KT-AU (AS4777-2 2020) Eastron SDM630 MCT (40mA) Series | 25.08 |  |  | Pylontech | US2000C | 6 | Noark Electrics (Shanghai) Co., Ltd. | Ex9N-DH-5KT-AU (AS4777-2 2020) | Pylontech | 2027-01-16
2024-06-26 | HBS12902 | Pylontech US2000C (x12) w/ Noark Electrics (Shanghai) Co., Ltd. Ex9N-DH-5KT-AU (AS4777-2 2020) Eastron SDM630 MCT (40mA) Series | 27.36 |  |  | Pylontech | US2000C | 6 | Noark Electrics (Shanghai) Co., Ltd. | Ex9N-DH-5KT-AU (AS4777-2 2020) | Pylontech | 2027-01-16
2024-06-26 | HBS12903 | Pylontech US2000C (x13) w/ Noark Electrics (Shanghai) Co., Ltd. Ex9N-DH-5KT-AU (AS4777-2 2020) Eastron SDM630 MCT (40mA) Series | 29.64 |  |  | Pylontech | US2000C | 6 | Noark Electrics (Shanghai) Co., Ltd. | Ex9N-DH-5KT-AU (AS4777-2 2020) | Pylontech | 2027-01-16
2024-06-26 | HBS12904 | Pylontech US2000C (x14) w/ Noark Electrics (Shanghai) Co., Ltd. Ex9N-DH-5KT-AU (AS4777-2 2020) Eastron SDM630 MCT (40mA) Series | 31.92 |  |  | Pylontech | US2000C | 6 | Noark Electrics (Shanghai) Co., Ltd. | Ex9N-DH-5KT-AU (AS4777-2 2020) | Pylontech | 2027-01-16
2024-06-26 | HBS12905 | Pylontech US2000C (x15) w/ Noark Electrics (Shanghai) Co., Ltd. Ex9N-DH-5KT-AU (AS4777-2 2020) Eastron SDM630 MCT (40mA) Series | 34.2 |  |  | Pylontech | US2000C | 6 | Noark Electrics (Shanghai) Co., Ltd. | Ex9N-DH-5KT-AU (AS4777-2 2020) | Pylontech | 2027-01-16
2024-06-26 | HBS12906 | Pylontech US2000C (x16) w/ Noark Electrics (Shanghai) Co., Ltd. Ex9N-DH-5KT-AU (AS4777-2 2020) Eastron SDM630 MCT (40mA) Series | 36.48 |  |  | Pylontech | US2000C | 6 | Noark Electrics (Shanghai) Co., Ltd. | Ex9N-DH-5KT-AU (AS4777-2 2020) | Pylontech | 2027-01-16
2024-06-26 | HBS12907 | Pylontech US2000C (x3) w/ Noark Electrics (Shanghai) Co., Ltd. Ex9N-DH-6KT-AU (AS4777-2 2020) Eastron SDM630 MCT (40mA) Series | 6.84 |  |  | Pylontech | US2000C | 6 | Noark Electrics (Shanghai) Co., Ltd. | Ex9N-DH-6KT-AU (AS4777-2 2020) | Pylontech | 2027-01-16
2024-06-26 | HBS12908 | Pylontech US2000C (x4) w/ Noark Electrics (Shanghai) Co., Ltd. Ex9N-DH-6KT-AU (AS4777-2 2020) Eastron SDM630 MCT (40mA) Series | 9.12 |  |  | Pylontech | US2000C | 6 | Noark Electrics (Shanghai) Co., Ltd. | Ex9N-DH-6KT-AU (AS4777-2 2020) | Pylontech | 2027-01-16
2024-06-26 | HBS12909 | Pylontech US2000C (x5) w/ Noark Electrics (Shanghai) Co., Ltd. Ex9N-DH-6KT-AU (AS4777-2 2020) Eastron SDM630 MCT (40mA) Series | 11.4 |  |  | Pylontech | US2000C | 6 | Noark Electrics (Shanghai) Co., Ltd. | Ex9N-DH-6KT-AU (AS4777-2 2020) | Pylontech | 2027-01-16
2024-06-26 | HBS12910 | Pylontech US2000C (x6) w/ Noark Electrics (Shanghai) Co., Ltd. Ex9N-DH-6KT-AU (AS4777-2 2020) Eastron SDM630 MCT (40mA) Series | 13.68 |  |  | Pylontech | US2000C | 6 | Noark Electrics (Shanghai) Co., Ltd. | Ex9N-DH-6KT-AU (AS4777-2 2020) | Pylontech | 2027-01-16
2024-06-26 | HBS12911 | Pylontech US2000C (x7) w/ Noark Electrics (Shanghai) Co., Ltd. Ex9N-DH-6KT-AU (AS4777-2 2020) Eastron SDM630 MCT (40mA) Series | 15.96 |  |  | Pylontech | US2000C | 6 | Noark Electrics (Shanghai) Co., Ltd. | Ex9N-DH-6KT-AU (AS4777-2 2020) | Pylontech | 2027-01-16
2024-06-26 | HBS12912 | Pylontech US2000C (x8) w/ Noark Electrics (Shanghai) Co., Ltd. Ex9N-DH-6KT-AU (AS4777-2 2020) Eastron SDM630 MCT (40mA) Series | 18.24 |  |  | Pylontech | US2000C | 6 | Noark Electrics (Shanghai) Co., Ltd. | Ex9N-DH-6KT-AU (AS4777-2 2020) | Pylontech | 2027-01-16
2024-06-26 | HBS12913 | Pylontech US2000C (x9) w/ Noark Electrics (Shanghai) Co., Ltd. Ex9N-DH-6KT-AU (AS4777-2 2020) Eastron SDM630 MCT (40mA) Series | 20.52 |  |  | Pylontech | US2000C | 6 | Noark Electrics (Shanghai) Co., Ltd. | Ex9N-DH-6KT-AU (AS4777-2 2020) | Pylontech | 2027-01-16
2024-06-26 | HBS12914 | Pylontech US2000C (x10) w/ Noark Electrics (Shanghai) Co., Ltd. Ex9N-DH-6KT-AU (AS4777-2 2020) Eastron SDM630 MCT (40mA) Series | 22.8 |  |  | Pylontech | US2000C | 6 | Noark Electrics (Shanghai) Co., Ltd. | Ex9N-DH-6KT-AU (AS4777-2 2020) | Pylontech | 2027-01-16
2024-06-26 | HBS12915 | Pylontech US2000C (x11) w/ Noark Electrics (Shanghai) Co., Ltd. Ex9N-DH-6KT-AU (AS4777-2 2020) Eastron SDM630 MCT (40mA) Series | 25.08 |  |  | Pylontech | US2000C | 6 | Noark Electrics (Shanghai) Co., Ltd. | Ex9N-DH-6KT-AU (AS4777-2 2020) | Pylontech | 2027-01-16
2024-06-26 | HBS12916 | Pylontech US2000C (x12) w/ Noark Electrics (Shanghai) Co., Ltd. Ex9N-DH-6KT-AU (AS4777-2 2020) Eastron SDM630 MCT (40mA) Series | 27.36 |  |  | Pylontech | US2000C | 6 | Noark Electrics (Shanghai) Co., Ltd. | Ex9N-DH-6KT-AU (AS4777-2 2020) | Pylontech | 2027-01-16
2024-06-26 | HBS12917 | Pylontech US2000C (x13) w/ Noark Electrics (Shanghai) Co., Ltd. Ex9N-DH-6KT-AU (AS4777-2 2020) Eastron SDM630 MCT (40mA) Series | 29.64 |  |  | Pylontech | US2000C | 6 | Noark Electrics (Shanghai) Co., Ltd. | Ex9N-DH-6KT-AU (AS4777-2 2020) | Pylontech | 2027-01-16
2024-06-26 | HBS12918 | Pylontech US2000C (x14) w/ Noark Electrics (Shanghai) Co., Ltd. Ex9N-DH-6KT-AU (AS4777-2 2020) Eastron SDM630 MCT (40mA) Series | 31.92 |  |  | Pylontech | US2000C | 6 | Noark Electrics (Shanghai) Co., Ltd. | Ex9N-DH-6KT-AU (AS4777-2 2020) | Pylontech | 2027-01-16
2024-06-26 | HBS12919 | Pylontech US2000C (x15) w/ Noark Electrics (Shanghai) Co., Ltd. Ex9N-DH-6KT-AU (AS4777-2 2020) Eastron SDM630 MCT (40mA) Series | 34.2 |  |  | Pylontech | US2000C | 6 | Noark Electrics (Shanghai) Co., Ltd. | Ex9N-DH-6KT-AU (AS4777-2 2020) | Pylontech | 2027-01-16
2024-06-26 | HBS12920 | Pylontech US2000C (x16) w/ Noark Electrics (Shanghai) Co., Ltd. Ex9N-DH-6KT-AU (AS4777-2 2020) Eastron SDM630 MCT (40mA) Series | 36.48 |  |  | Pylontech | US2000C | 6 | Noark Electrics (Shanghai) Co., Ltd. | Ex9N-DH-6KT-AU (AS4777-2 2020) | Pylontech | 2027-01-16
2024-06-26 | HBS12921 | Pylontech US2000C (x3) w/ Noark Electrics (Shanghai) Co., Ltd. Ex9N-DH-8KT-AU (AS4777-2 2020) Eastron SDM630 MCT (40mA) Series | 6.84 |  |  | Pylontech | US2000C | 6 | Noark Electrics (Shanghai) Co., Ltd. | Ex9N-DH-8KT-AU (AS4777-2 2020) | Pylontech | 2027-01-16
2024-06-26 | HBS12922 | Pylontech US2000C (x4) w/ Noark Electrics (Shanghai) Co., Ltd. Ex9N-DH-8KT-AU (AS4777-2 2020) Eastron SDM630 MCT (40mA) Series | 9.12 |  |  | Pylontech | US2000C | 6 | Noark Electrics (Shanghai) Co., Ltd. | Ex9N-DH-8KT-AU (AS4777-2 2020) | Pylontech | 2027-01-16
2024-06-26 | HBS12923 | Pylontech US2000C (x5) w/ Noark Electrics (Shanghai) Co., Ltd. Ex9N-DH-8KT-AU (AS4777-2 2020) Eastron SDM630 MCT (40mA) Series | 11.4 |  |  | Pylontech | US2000C | 6 | Noark Electrics (Shanghai) Co., Ltd. | Ex9N-DH-8KT-AU (AS4777-2 2020) | Pylontech | 2027-01-16
2024-06-26 | HBS12924 | Pylontech US2000C (x6) w/ Noark Electrics (Shanghai) Co., Ltd. Ex9N-DH-8KT-AU (AS4777-2 2020) Eastron SDM630 MCT (40mA) Series | 13.68 |  |  | Pylontech | US2000C | 6 | Noark Electrics (Shanghai) Co., Ltd. | Ex9N-DH-8KT-AU (AS4777-2 2020) | Pylontech | 2027-01-16
2024-06-26 | HBS12925 | Pylontech US2000C (x7) w/ Noark Electrics (Shanghai) Co., Ltd. Ex9N-DH-8KT-AU (AS4777-2 2020) Eastron SDM630 MCT (40mA) Series | 15.96 |  |  | Pylontech | US2000C | 6 | Noark Electrics (Shanghai) Co., Ltd. | Ex9N-DH-8KT-AU (AS4777-2 2020) | Pylontech | 2027-01-16
2024-06-26 | HBS12926 | Pylontech US2000C (x8) w/ Noark Electrics (Shanghai) Co., Ltd. Ex9N-DH-8KT-AU (AS4777-2 2020) Eastron SDM630 MCT (40mA) Series | 18.24 |  |  | Pylontech | US2000C | 6 | Noark Electrics (Shanghai) Co., Ltd. | Ex9N-DH-8KT-AU (AS4777-2 2020) | Pylontech | 2027-01-16
2024-06-26 | HBS12927 | Pylontech US2000C (x9) w/ Noark Electrics (Shanghai) Co., Ltd. Ex9N-DH-8KT-AU (AS4777-2 2020) Eastron SDM630 MCT (40mA) Series | 20.52 |  |  | Pylontech | US2000C | 6 | Noark Electrics (Shanghai) Co., Ltd. | Ex9N-DH-8KT-AU (AS4777-2 2020) | Pylontech | 2027-01-16
2024-06-26 | HBS12928 | Pylontech US2000C (x10) w/ Noark Electrics (Shanghai) Co., Ltd. Ex9N-DH-8KT-AU (AS4777-2 2020) Eastron SDM630 MCT (40mA) Series | 22.8 |  |  | Pylontech | US2000C | 6 | Noark Electrics (Shanghai) Co., Ltd. | Ex9N-DH-8KT-AU (AS4777-2 2020) | Pylontech | 2027-01-16
2024-06-26 | HBS12929 | Pylontech US2000C (x11) w/ Noark Electrics (Shanghai) Co., Ltd. Ex9N-DH-8KT-AU (AS4777-2 2020) Eastron SDM630 MCT (40mA) Series | 25.08 |  |  | Pylontech | US2000C | 6 | Noark Electrics (Shanghai) Co., Ltd. | Ex9N-DH-8KT-AU (AS4777-2 2020) | Pylontech | 2027-01-16
2024-06-26 | HBS12930 | Pylontech US2000C (x12) w/ Noark Electrics (Shanghai) Co., Ltd. Ex9N-DH-8KT-AU (AS4777-2 2020) Eastron SDM630 MCT (40mA) Series | 27.36 |  |  | Pylontech | US2000C | 6 | Noark Electrics (Shanghai) Co., Ltd. | Ex9N-DH-8KT-AU (AS4777-2 2020) | Pylontech | 2027-01-16
2024-06-26 | HBS12931 | Pylontech US2000C (x13) w/ Noark Electrics (Shanghai) Co., Ltd. Ex9N-DH-8KT-AU (AS4777-2 2020) Eastron SDM630 MCT (40mA) Series | 29.64 |  |  | Pylontech | US2000C | 6 | Noark Electrics (Shanghai) Co., Ltd. | Ex9N-DH-8KT-AU (AS4777-2 2020) | Pylontech | 2027-01-16
2024-06-26 | HBS12932 | Pylontech US2000C (x14) w/ Noark Electrics (Shanghai) Co., Ltd. Ex9N-DH-8KT-AU (AS4777-2 2020) Eastron SDM630 MCT (40mA) Series | 31.92 |  |  | Pylontech | US2000C | 6 | Noark Electrics (Shanghai) Co., Ltd. | Ex9N-DH-8KT-AU (AS4777-2 2020) | Pylontech | 2027-01-16
2024-06-26 | HBS12933 | Pylontech US2000C (x15) w/ Noark Electrics (Shanghai) Co., Ltd. Ex9N-DH-8KT-AU (AS4777-2 2020) Eastron SDM630 MCT (40mA) Series | 34.2 |  |  | Pylontech | US2000C | 6 | Noark Electrics (Shanghai) Co., Ltd. | Ex9N-DH-8KT-AU (AS4777-2 2020) | Pylontech | 2027-01-16
2024-06-26 | HBS12934 | Pylontech US2000C (x16) w/ Noark Electrics (Shanghai) Co., Ltd. Ex9N-DH-8KT-AU (AS4777-2 2020) Eastron SDM630 MCT (40mA) Series | 36.48 |  |  | Pylontech | US2000C | 6 | Noark Electrics (Shanghai) Co., Ltd. | Ex9N-DH-8KT-AU (AS4777-2 2020) | Pylontech | 2027-01-16
2024-06-26 | HBS12935 | Pylontech US2000C (x3) w/ Noark Electrics (Shanghai) Co., Ltd. Ex9N-DH-10KT-AU (AS4777-2 2020) Eastron SDM630 MCT (40mA) Series | 6.84 |  |  | Pylontech | US2000C | 6 | Noark Electrics (Shanghai) Co., Ltd. | Ex9N-DH-10KT-AU (AS4777-2 2020) | Pylontech | 2027-01-16
2024-06-26 | HBS12936 | Pylontech US2000C (x4) w/ Noark Electrics (Shanghai) Co., Ltd. Ex9N-DH-10KT-AU (AS4777-2 2020) Eastron SDM630 MCT (40mA) Series | 9.12 |  |  | Pylontech | US2000C | 6 | Noark Electrics (Shanghai) Co., Ltd. | Ex9N-DH-10KT-AU (AS4777-2 2020) | Pylontech | 2027-01-16
2024-06-26 | HBS12937 | Pylontech US2000C (x5) w/ Noark Electrics (Shanghai) Co., Ltd. Ex9N-DH-10KT-AU (AS4777-2 2020) Eastron SDM630 MCT (40mA) Series | 11.4 |  |  | Pylontech | US2000C | 6 | Noark Electrics (Shanghai) Co., Ltd. | Ex9N-DH-10KT-AU (AS4777-2 2020) | Pylontech | 2027-01-16
2024-06-26 | HBS12938 | Pylontech US2000C (x6) w/ Noark Electrics (Shanghai) Co., Ltd. Ex9N-DH-10KT-AU (AS4777-2 2020) Eastron SDM630 MCT (40mA) Series | 13.68 |  |  | Pylontech | US2000C | 6 | Noark Electrics (Shanghai) Co., Ltd. | Ex9N-DH-10KT-AU (AS4777-2 2020) | Pylontech | 2027-01-16
2024-06-26 | HBS12939 | Pylontech US2000C (x7) w/ Noark Electrics (Shanghai) Co., Ltd. Ex9N-DH-10KT-AU (AS4777-2 2020) Eastron SDM630 MCT (40mA) Series | 15.96 |  |  | Pylontech | US2000C | 6 | Noark Electrics (Shanghai) Co., Ltd. | Ex9N-DH-10KT-AU (AS4777-2 2020) | Pylontech | 2027-01-16
2024-06-26 | HBS12940 | Pylontech US2000C (x8) w/ Noark Electrics (Shanghai) Co., Ltd. Ex9N-DH-10KT-AU (AS4777-2 2020) Eastron SDM630 MCT (40mA) Series | 18.24 |  |  | Pylontech | US2000C | 6 | Noark Electrics (Shanghai) Co., Ltd. | Ex9N-DH-10KT-AU (AS4777-2 2020) | Pylontech | 2027-01-16
2024-06-26 | HBS12941 | Pylontech US2000C (x9) w/ Noark Electrics (Shanghai) Co., Ltd. Ex9N-DH-10KT-AU (AS4777-2 2020) Eastron SDM630 MCT (40mA) Series | 20.52 |  |  | Pylontech | US2000C | 6 | Noark Electrics (Shanghai) Co., Ltd. | Ex9N-DH-10KT-AU (AS4777-2 2020) | Pylontech | 2027-01-16
2024-06-26 | HBS12942 | Pylontech US2000C (x10) w/ Noark Electrics (Shanghai) Co., Ltd. Ex9N-DH-10KT-AU (AS4777-2 2020) Eastron SDM630 MCT (40mA) Series | 22.8 |  |  | Pylontech | US2000C | 6 | Noark Electrics (Shanghai) Co., Ltd. | Ex9N-DH-10KT-AU (AS4777-2 2020) | Pylontech | 2027-01-16
2024-06-26 | HBS12943 | Pylontech US2000C (x11) w/ Noark Electrics (Shanghai) Co., Ltd. Ex9N-DH-10KT-AU (AS4777-2 2020) Eastron SDM630 MCT (40mA) Series | 25.08 |  |  | Pylontech | US2000C | 6 | Noark Electrics (Shanghai) Co., Ltd. | Ex9N-DH-10KT-AU (AS4777-2 2020) | Pylontech | 2027-01-16
2024-06-26 | HBS12944 | Pylontech US2000C (x12) w/ Noark Electrics (Shanghai) Co., Ltd. Ex9N-DH-10KT-AU (AS4777-2 2020) Eastron SDM630 MCT (40mA) Series | 27.36 |  |  | Pylontech | US2000C | 6 | Noark Electrics (Shanghai) Co., Ltd. | Ex9N-DH-10KT-AU (AS4777-2 2020) | Pylontech | 2027-01-16
2024-06-26 | HBS12945 | Pylontech US2000C (x13) w/ Noark Electrics (Shanghai) Co., Ltd. Ex9N-DH-10KT-AU (AS4777-2 2020) Eastron SDM630 MCT (40mA) Series | 29.64 |  |  | Pylontech | US2000C | 6 | Noark Electrics (Shanghai) Co., Ltd. | Ex9N-DH-10KT-AU (AS4777-2 2020) | Pylontech | 2027-01-16
2024-06-26 | HBS12946 | Pylontech US2000C (x14) w/ Noark Electrics (Shanghai) Co., Ltd. Ex9N-DH-10KT-AU (AS4777-2 2020) Eastron SDM630 MCT (40mA) Series | 31.92 |  |  | Pylontech | US2000C | 6 | Noark Electrics (Shanghai) Co., Ltd. | Ex9N-DH-10KT-AU (AS4777-2 2020) | Pylontech | 2027-01-16
2024-06-26 | HBS12947 | Pylontech US2000C (x15) w/ Noark Electrics (Shanghai) Co., Ltd. Ex9N-DH-10KT-AU (AS4777-2 2020) Eastron SDM630 MCT (40mA) Series | 34.2 |  |  | Pylontech | US2000C | 6 | Noark Electrics (Shanghai) Co., Ltd. | Ex9N-DH-10KT-AU (AS4777-2 2020) | Pylontech | 2027-01-16
2024-06-26 | HBS12948 | Pylontech US2000C (x16) w/ Noark Electrics (Shanghai) Co., Ltd. Ex9N-DH-10KT-AU (AS4777-2 2020) Eastron SDM630 MCT (40mA) Series | 36.48 |  |  | Pylontech | US2000C | 6 | Noark Electrics (Shanghai) Co., Ltd. | Ex9N-DH-10KT-AU (AS4777-2 2020) | Pylontech | 2027-01-16
2024-06-26 | HBS12949 | Pylontech US2000C (x3) w/ Noark Electrics (Shanghai) Co., Ltd. Ex9N-DH-12KT-AU (AS4777-2 2020) Eastron SDM630 MCT (40mA) Series | 6.84 |  |  | Pylontech | US2000C | 6 | Noark Electrics (Shanghai) Co., Ltd. | Ex9N-DH-12KT-AU (AS4777-2 2020) | Pylontech | 2027-01-16
2024-06-26 | HBS12950 | Pylontech US2000C (x4) w/ Noark Electrics (Shanghai) Co., Ltd. Ex9N-DH-12KT-AU (AS4777-2 2020) Eastron SDM630 MCT (40mA) Series | 9.12 |  |  | Pylontech | US2000C | 6 | Noark Electrics (Shanghai) Co., Ltd. | Ex9N-DH-12KT-AU (AS4777-2 2020) | Pylontech | 2027-01-16
2024-06-26 | HBS12951 | Pylontech US2000C (x5) w/ Noark Electrics (Shanghai) Co., Ltd. Ex9N-DH-12KT-AU (AS4777-2 2020) Eastron SDM630 MCT (40mA) Series | 11.4 |  |  | Pylontech | US2000C | 6 | Noark Electrics (Shanghai) Co., Ltd. | Ex9N-DH-12KT-AU (AS4777-2 2020) | Pylontech | 2027-01-16
2024-06-26 | HBS12952 | Pylontech US2000C (x6) w/ Noark Electrics (Shanghai) Co., Ltd. Ex9N-DH-12KT-AU (AS4777-2 2020) Eastron SDM630 MCT (40mA) Series | 13.68 |  |  | Pylontech | US2000C | 6 | Noark Electrics (Shanghai) Co., Ltd. | Ex9N-DH-12KT-AU (AS4777-2 2020) | Pylontech | 2027-01-16
2024-06-26 | HBS12953 | Pylontech US2000C (x7) w/ Noark Electrics (Shanghai) Co., Ltd. Ex9N-DH-12KT-AU (AS4777-2 2020) Eastron SDM630 MCT (40mA) Series | 15.96 |  |  | Pylontech | US2000C | 6 | Noark Electrics (Shanghai) Co., Ltd. | Ex9N-DH-12KT-AU (AS4777-2 2020) | Pylontech | 2027-01-16
2024-06-26 | HBS12954 | Pylontech US2000C (x8) w/ Noark Electrics (Shanghai) Co., Ltd. Ex9N-DH-12KT-AU (AS4777-2 2020) Eastron SDM630 MCT (40mA) Series | 18.24 |  |  | Pylontech | US2000C | 6 | Noark Electrics (Shanghai) Co., Ltd. | Ex9N-DH-12KT-AU (AS4777-2 2020) | Pylontech | 2027-01-16
2024-06-26 | HBS12955 | Pylontech US2000C (x9) w/ Noark Electrics (Shanghai) Co., Ltd. Ex9N-DH-12KT-AU (AS4777-2 2020) Eastron SDM630 MCT (40mA) Series | 20.52 |  |  | Pylontech | US2000C | 6 | Noark Electrics (Shanghai) Co., Ltd. | Ex9N-DH-12KT-AU (AS4777-2 2020) | Pylontech | 2027-01-16
2024-06-26 | HBS12956 | Pylontech US2000C (x10) w/ Noark Electrics (Shanghai) Co., Ltd. Ex9N-DH-12KT-AU (AS4777-2 2020) Eastron SDM630 MCT (40mA) Series | 22.8 |  |  | Pylontech | US2000C | 6 | Noark Electrics (Shanghai) Co., Ltd. | Ex9N-DH-12KT-AU (AS4777-2 2020) | Pylontech | 2027-01-16
2024-06-26 | HBS12957 | Pylontech US2000C (x11) w/ Noark Electrics (Shanghai) Co., Ltd. Ex9N-DH-12KT-AU (AS4777-2 2020) Eastron SDM630 MCT (40mA) Series | 25.08 |  |  | Pylontech | US2000C | 6 | Noark Electrics (Shanghai) Co., Ltd. | Ex9N-DH-12KT-AU (AS4777-2 2020) | Pylontech | 2027-01-16
2024-06-26 | HBS12958 | Pylontech US2000C (x12) w/ Noark Electrics (Shanghai) Co., Ltd. Ex9N-DH-12KT-AU (AS4777-2 2020) Eastron SDM630 MCT (40mA) Series | 27.36 |  |  | Pylontech | US2000C | 6 | Noark Electrics (Shanghai) Co., Ltd. | Ex9N-DH-12KT-AU (AS4777-2 2020) | Pylontech | 2027-01-16
2024-06-26 | HBS12959 | Pylontech US2000C (x13) w/ Noark Electrics (Shanghai) Co., Ltd. Ex9N-DH-12KT-AU (AS4777-2 2020) Eastron SDM630 MCT (40mA) Series | 29.64 |  |  | Pylontech | US2000C | 6 | Noark Electrics (Shanghai) Co., Ltd. | Ex9N-DH-12KT-AU (AS4777-2 2020) | Pylontech | 2027-01-16
2024-06-26 | HBS12960 | Pylontech US2000C (x14) w/ Noark Electrics (Shanghai) Co., Ltd. Ex9N-DH-12KT-AU (AS4777-2 2020) Eastron SDM630 MCT (40mA) Series | 31.92 |  |  | Pylontech | US2000C | 6 | Noark Electrics (Shanghai) Co., Ltd. | Ex9N-DH-12KT-AU (AS4777-2 2020) | Pylontech | 2027-01-16
2024-06-26 | HBS12961 | Pylontech US2000C (x15) w/ Noark Electrics (Shanghai) Co., Ltd. Ex9N-DH-12KT-AU (AS4777-2 2020) Eastron SDM630 MCT (40mA) Series | 34.2 |  |  | Pylontech | US2000C | 6 | Noark Electrics (Shanghai) Co., Ltd. | Ex9N-DH-12KT-AU (AS4777-2 2020) | Pylontech | 2027-01-16
2024-06-26 | HBS12962 | Pylontech US2000C (x16) w/ Noark Electrics (Shanghai) Co., Ltd. Ex9N-DH-12KT-AU (AS4777-2 2020) Eastron SDM630 MCT (40mA) Series | 36.48 |  |  | Pylontech | US2000C | 6 | Noark Electrics (Shanghai) Co., Ltd. | Ex9N-DH-12KT-AU (AS4777-2 2020) | Pylontech | 2027-01-16
2024-06-26 | HBS12963 | Pylontech Pelio-L-5.12 (x2) w/ Noark Electrics (Shanghai) Co., Ltd. Ex9N-DH-5KS-AU (AS4777-2 2020) Eastron SDM120CT-M(40mA) | 9.728 |  |  | Pylontech | Pelio-L-5.12 | 6 | Noark Electrics (Shanghai) Co., Ltd. | Ex9N-DH-5KS-AU (AS4777-2 2020) | Pylontech | 2026-11-08
2024-06-26 | HBS12964 | Pylontech Pelio-L-5.12 (x3) w/ Noark Electrics (Shanghai) Co., Ltd. Ex9N-DH-5KS-AU (AS4777-2 2020) Eastron SDM120CT-M(40mA) | 14.592 |  |  | Pylontech | Pelio-L-5.12 | 6 | Noark Electrics (Shanghai) Co., Ltd. | Ex9N-DH-5KS-AU (AS4777-2 2020) | Pylontech | 2026-11-08
2024-06-26 | HBS12965 | Pylontech Pelio-L-5.12 (x4) w/ Noark Electrics (Shanghai) Co., Ltd. Ex9N-DH-5KS-AU (AS4777-2 2020) Eastron SDM120CT-M(40mA) | 19.456 |  |  | Pylontech | Pelio-L-5.12 | 6 | Noark Electrics (Shanghai) Co., Ltd. | Ex9N-DH-5KS-AU (AS4777-2 2020) | Pylontech | 2026-11-08
2024-06-26 | HBS12966 | Pylontech Pelio-L-5.12 (x5) w/ Noark Electrics (Shanghai) Co., Ltd. Ex9N-DH-5KS-AU (AS4777-2 2020) Eastron SDM120CT-M(40mA) | 24.32 |  |  | Pylontech | Pelio-L-5.12 | 6 | Noark Electrics (Shanghai) Co., Ltd. | Ex9N-DH-5KS-AU (AS4777-2 2020) | Pylontech | 2026-11-08
2024-06-26 | HBS12967 | Pylontech Pelio-L-5.12 (x6) w/ Noark Electrics (Shanghai) Co., Ltd. Ex9N-DH-5KS-AU (AS4777-2 2020) Eastron SDM120CT-M(40mA) | 29.184 |  |  | Pylontech | Pelio-L-5.12 | 6 | Noark Electrics (Shanghai) Co., Ltd. | Ex9N-DH-5KS-AU (AS4777-2 2020) | Pylontech | 2026-11-08
2024-06-26 | HBS12968 | Pylontech Pelio-L-5.12 (x7) w/ Noark Electrics (Shanghai) Co., Ltd. Ex9N-DH-5KS-AU (AS4777-2 2020) Eastron SDM120CT-M(40mA) | 34.048 |  |  | Pylontech | Pelio-L-5.12 | 6 | Noark Electrics (Shanghai) Co., Ltd. | Ex9N-DH-5KS-AU (AS4777-2 2020) | Pylontech | 2026-11-08
2024-06-26 | HBS12969 | Pylontech Pelio-L-5.12 (x8) w/ Noark Electrics (Shanghai) Co., Ltd. Ex9N-DH-5KS-AU (AS4777-2 2020) Eastron SDM120CT-M(40mA) | 38.912 |  |  | Pylontech | Pelio-L-5.12 | 6 | Noark Electrics (Shanghai) Co., Ltd. | Ex9N-DH-5KS-AU (AS4777-2 2020) | Pylontech | 2026-11-08
2024-06-26 | HBS12970 | Pylontech Pelio-L-5.12 (x9) w/ Noark Electrics (Shanghai) Co., Ltd. Ex9N-DH-5KS-AU (AS4777-2 2020) Eastron SDM120CT-M(40mA) | 43.776 |  |  | Pylontech | Pelio-L-5.12 | 6 | Noark Electrics (Shanghai) Co., Ltd. | Ex9N-DH-5KS-AU (AS4777-2 2020) | Pylontech | 2026-11-08
2024-06-26 | HBS12971 | Pylontech Pelio-L-5.12 (x10) w/ Noark Electrics (Shanghai) Co., Ltd. Ex9N-DH-5KS-AU (AS4777-2 2020) Eastron SDM120CT-M(40mA) | 48.64 |  |  | Pylontech | Pelio-L-5.12 | 6 | Noark Electrics (Shanghai) Co., Ltd. | Ex9N-DH-5KS-AU (AS4777-2 2020) | Pylontech | 2026-11-08
2024-06-26 | HBS12972 | Pylontech Pelio-L-5.12 (x11) w/ Noark Electrics (Shanghai) Co., Ltd. Ex9N-DH-5KS-AU (AS4777-2 2020) Eastron SDM120CT-M(40mA) | 53.504 |  |  | Pylontech | Pelio-L-5.12 | 6 | Noark Electrics (Shanghai) Co., Ltd. | Ex9N-DH-5KS-AU (AS4777-2 2020) | Pylontech | 2026-11-08
2024-06-26 | HBS12973 | Pylontech Pelio-L-5.12 (x12) w/ Noark Electrics (Shanghai) Co., Ltd. Ex9N-DH-5KS-AU (AS4777-2 2020) Eastron SDM120CT-M(40mA) | 58.368 |  |  | Pylontech | Pelio-L-5.12 | 6 | Noark Electrics (Shanghai) Co., Ltd. | Ex9N-DH-5KS-AU (AS4777-2 2020) | Pylontech | 2026-11-08
2024-06-26 | HBS12974 | Pylontech Pelio-L-5.12 (x13) w/ Noark Electrics (Shanghai) Co., Ltd. Ex9N-DH-5KS-AU (AS4777-2 2020) Eastron SDM120CT-M(40mA) | 63.232 |  |  | Pylontech | Pelio-L-5.12 | 6 | Noark Electrics (Shanghai) Co., Ltd. | Ex9N-DH-5KS-AU (AS4777-2 2020) | Pylontech | 2026-11-08
2024-06-26 | HBS12975 | Pylontech Pelio-L-5.12 (x14) w/ Noark Electrics (Shanghai) Co., Ltd. Ex9N-DH-5KS-AU (AS4777-2 2020) Eastron SDM120CT-M(40mA) | 68.096 |  |  | Pylontech | Pelio-L-5.12 | 6 | Noark Electrics (Shanghai) Co., Ltd. | Ex9N-DH-5KS-AU (AS4777-2 2020) | Pylontech | 2026-11-08
2024-06-26 | HBS12976 | Pylontech Pelio-L-5.12 (x15) w/ Noark Electrics (Shanghai) Co., Ltd. Ex9N-DH-5KS-AU (AS4777-2 2020) Eastron SDM120CT-M(40mA) | 72.96 |  |  | Pylontech | Pelio-L-5.12 | 6 | Noark Electrics (Shanghai) Co., Ltd. | Ex9N-DH-5KS-AU (AS4777-2 2020) | Pylontech | 2026-11-08
2024-06-26 | HBS12977 | Pylontech Pelio-L-5.12 (x16) w/ Noark Electrics (Shanghai) Co., Ltd. Ex9N-DH-5KS-AU (AS4777-2 2020) Eastron SDM120CT-M(40mA) | 77.824 |  |  | Pylontech | Pelio-L-5.12 | 6 | Noark Electrics (Shanghai) Co., Ltd. | Ex9N-DH-5KS-AU (AS4777-2 2020) | Pylontech | 2026-11-08
2024-06-26 | HBS12978 | Pylontech Pelio-L-5.12 (x17) w/ Noark Electrics (Shanghai) Co., Ltd. Ex9N-DH-5KS-AU (AS4777-2 2020) Eastron SDM120CT-M(40mA) | 82.688 |  |  | Pylontech | Pelio-L-5.12 | 6 | Noark Electrics (Shanghai) Co., Ltd. | Ex9N-DH-5KS-AU (AS4777-2 2020) | Pylontech | 2026-11-08
2024-06-26 | HBS12979 | Pylontech Pelio-L-5.12 (x18) w/ Noark Electrics (Shanghai) Co., Ltd. Ex9N-DH-5KS-AU (AS4777-2 2020) Eastron SDM120CT-M(40mA) | 87.552 |  |  | Pylontech | Pelio-L-5.12 | 6 | Noark Electrics (Shanghai) Co., Ltd. | Ex9N-DH-5KS-AU (AS4777-2 2020) | Pylontech | 2026-11-08
2024-06-26 | HBS12980 | Pylontech Pelio-L-5.12 (x19) w/ Noark Electrics (Shanghai) Co., Ltd. Ex9N-DH-5KS-AU (AS4777-2 2020) Eastron SDM120CT-M(40mA) | 92.416 |  |  | Pylontech | Pelio-L-5.12 | 6 | Noark Electrics (Shanghai) Co., Ltd. | Ex9N-DH-5KS-AU (AS4777-2 2020) | Pylontech | 2026-11-08
2024-06-26 | HBS12981 | Pylontech Pelio-L-5.12 (x20) w/ Noark Electrics (Shanghai) Co., Ltd. Ex9N-DH-5KS-AU (AS4777-2 2020) Eastron SDM120CT-M(40mA) | 97.28 |  |  | Pylontech | Pelio-L-5.12 | 6 | Noark Electrics (Shanghai) Co., Ltd. | Ex9N-DH-5KS-AU (AS4777-2 2020) | Pylontech | 2026-11-08
2024-06-26 | HBS12982 | Pylontech Pelio-L-5.12 (x2) w/ Noark Electrics (Shanghai) Co., Ltd. Ex9N-DH-6KS-AU (AS4777-2 2020) Eastron SDM120CT-M(40mA) | 9.728 |  |  | Pylontech | Pelio-L-5.12 | 6 | Noark Electrics (Shanghai) Co., Ltd. | Ex9N-DH-6KS-AU (AS4777-2 2020) | Pylontech | 2026-11-08
2024-06-26 | HBS12983 | Pylontech Pelio-L-5.12 (x3) w/ Noark Electrics (Shanghai) Co., Ltd. Ex9N-DH-6KS-AU (AS4777-2 2020) Eastron SDM120CT-M(40mA) | 14.592 |  |  | Pylontech | Pelio-L-5.12 | 6 | Noark Electrics (Shanghai) Co., Ltd. | Ex9N-DH-6KS-AU (AS4777-2 2020) | Pylontech | 2026-11-08
2024-06-26 | HBS12984 | Pylontech Pelio-L-5.12 (x4) w/ Noark Electrics (Shanghai) Co., Ltd. Ex9N-DH-6KS-AU (AS4777-2 2020) Eastron SDM120CT-M(40mA) | 19.456 |  |  | Pylontech | Pelio-L-5.12 | 6 | Noark Electrics (Shanghai) Co., Ltd. | Ex9N-DH-6KS-AU (AS4777-2 2020) | Pylontech | 2026-11-08
2024-06-26 | HBS12985 | Pylontech Pelio-L-5.12 (x5) w/ Noark Electrics (Shanghai) Co., Ltd. Ex9N-DH-6KS-AU (AS4777-2 2020) Eastron SDM120CT-M(40mA) | 24.32 |  |  | Pylontech | Pelio-L-5.12 | 6 | Noark Electrics (Shanghai) Co., Ltd. | Ex9N-DH-6KS-AU (AS4777-2 2020) | Pylontech | 2026-11-08
2024-06-26 | HBS12986 | Pylontech Pelio-L-5.12 (x6) w/ Noark Electrics (Shanghai) Co., Ltd. Ex9N-DH-6KS-AU (AS4777-2 2020) Eastron SDM120CT-M(40mA) | 29.184 |  |  | Pylontech | Pelio-L-5.12 | 6 | Noark Electrics (Shanghai) Co., Ltd. | Ex9N-DH-6KS-AU (AS4777-2 2020) | Pylontech | 2026-11-08
2024-06-26 | HBS12987 | Pylontech Pelio-L-5.12 (x7) w/ Noark Electrics (Shanghai) Co., Ltd. Ex9N-DH-6KS-AU (AS4777-2 2020) Eastron SDM120CT-M(40mA) | 34.048 |  |  | Pylontech | Pelio-L-5.12 | 6 | Noark Electrics (Shanghai) Co., Ltd. | Ex9N-DH-6KS-AU (AS4777-2 2020) | Pylontech | 2026-11-08
2024-06-26 | HBS12988 | Pylontech Pelio-L-5.12 (x8) w/ Noark Electrics (Shanghai) Co., Ltd. Ex9N-DH-6KS-AU (AS4777-2 2020) Eastron SDM120CT-M(40mA) | 38.912 |  |  | Pylontech | Pelio-L-5.12 | 6 | Noark Electrics (Shanghai) Co., Ltd. | Ex9N-DH-6KS-AU (AS4777-2 2020) | Pylontech | 2026-11-08
2024-06-26 | HBS12989 | Pylontech Pelio-L-5.12 (x9) w/ Noark Electrics (Shanghai) Co., Ltd. Ex9N-DH-6KS-AU (AS4777-2 2020) Eastron SDM120CT-M(40mA) | 43.776 |  |  | Pylontech | Pelio-L-5.12 | 6 | Noark Electrics (Shanghai) Co., Ltd. | Ex9N-DH-6KS-AU (AS4777-2 2020) | Pylontech | 2026-11-08
2024-06-26 | HBS12990 | Pylontech Pelio-L-5.12 (x10) w/ Noark Electrics (Shanghai) Co., Ltd. Ex9N-DH-6KS-AU (AS4777-2 2020) Eastron SDM120CT-M(40mA) | 48.64 |  |  | Pylontech | Pelio-L-5.12 | 6 | Noark Electrics (Shanghai) Co., Ltd. | Ex9N-DH-6KS-AU (AS4777-2 2020) | Pylontech | 2026-11-08
2024-06-26 | HBS12991 | Pylontech Pelio-L-5.12 (x11) w/ Noark Electrics (Shanghai) Co., Ltd. Ex9N-DH-6KS-AU (AS4777-2 2020) Eastron SDM120CT-M(40mA) | 53.504 |  |  | Pylontech | Pelio-L-5.12 | 6 | Noark Electrics (Shanghai) Co., Ltd. | Ex9N-DH-6KS-AU (AS4777-2 2020) | Pylontech | 2026-11-08
2024-06-26 | HBS12992 | Pylontech Pelio-L-5.12 (x12) w/ Noark Electrics (Shanghai) Co., Ltd. Ex9N-DH-6KS-AU (AS4777-2 2020) Eastron SDM120CT-M(40mA) | 58.368 |  |  | Pylontech | Pelio-L-5.12 | 6 | Noark Electrics (Shanghai) Co., Ltd. | Ex9N-DH-6KS-AU (AS4777-2 2020) | Pylontech | 2026-11-08
2024-06-26 | HBS12993 | Pylontech Pelio-L-5.12 (x13) w/ Noark Electrics (Shanghai) Co., Ltd. Ex9N-DH-6KS-AU (AS4777-2 2020) Eastron SDM120CT-M(40mA) | 63.232 |  |  | Pylontech | Pelio-L-5.12 | 6 | Noark Electrics (Shanghai) Co., Ltd. | Ex9N-DH-6KS-AU (AS4777-2 2020) | Pylontech | 2026-11-08
2024-06-26 | HBS12994 | Pylontech Pelio-L-5.12 (x14) w/ Noark Electrics (Shanghai) Co., Ltd. Ex9N-DH-6KS-AU (AS4777-2 2020) Eastron SDM120CT-M(40mA) | 68.096 |  |  | Pylontech | Pelio-L-5.12 | 6 | Noark Electrics (Shanghai) Co., Ltd. | Ex9N-DH-6KS-AU (AS4777-2 2020) | Pylontech | 2026-11-08
2024-06-26 | HBS12995 | Pylontech Pelio-L-5.12 (x15) w/ Noark Electrics (Shanghai) Co., Ltd. Ex9N-DH-6KS-AU (AS4777-2 2020) Eastron SDM120CT-M(40mA) | 72.96 |  |  | Pylontech | Pelio-L-5.12 | 6 | Noark Electrics (Shanghai) Co., Ltd. | Ex9N-DH-6KS-AU (AS4777-2 2020) | Pylontech | 2026-11-08
2024-06-26 | HBS12996 | Pylontech Pelio-L-5.12 (x16) w/ Noark Electrics (Shanghai) Co., Ltd. Ex9N-DH-6KS-AU (AS4777-2 2020) Eastron SDM120CT-M(40mA) | 77.824 |  |  | Pylontech | Pelio-L-5.12 | 6 | Noark Electrics (Shanghai) Co., Ltd. | Ex9N-DH-6KS-AU (AS4777-2 2020) | Pylontech | 2026-11-08
2024-06-26 | HBS12997 | Pylontech Pelio-L-5.12 (x17) w/ Noark Electrics (Shanghai) Co., Ltd. Ex9N-DH-6KS-AU (AS4777-2 2020) Eastron SDM120CT-M(40mA) | 82.688 |  |  | Pylontech | Pelio-L-5.12 | 6 | Noark Electrics (Shanghai) Co., Ltd. | Ex9N-DH-6KS-AU (AS4777-2 2020) | Pylontech | 2026-11-08
2024-06-26 | HBS12998 | Pylontech Pelio-L-5.12 (x18) w/ Noark Electrics (Shanghai) Co., Ltd. Ex9N-DH-6KS-AU (AS4777-2 2020) Eastron SDM120CT-M(40mA) | 87.552 |  |  | Pylontech | Pelio-L-5.12 | 6 | Noark Electrics (Shanghai) Co., Ltd. | Ex9N-DH-6KS-AU (AS4777-2 2020) | Pylontech | 2026-11-08
2024-06-26 | HBS12999 | Pylontech Pelio-L-5.12 (x19) w/ Noark Electrics (Shanghai) Co., Ltd. Ex9N-DH-6KS-AU (AS4777-2 2020) Eastron SDM120CT-M(40mA) | 92.416 |  |  | Pylontech | Pelio-L-5.12 | 6 | Noark Electrics (Shanghai) Co., Ltd. | Ex9N-DH-6KS-AU (AS4777-2 2020) | Pylontech | 2026-11-08
2024-06-26 | HBS13000 | Pylontech Pelio-L-5.12 (x20) w/ Noark Electrics (Shanghai) Co., Ltd. Ex9N-DH-6KS-AU (AS4777-2 2020) Eastron SDM120CT-M(40mA) | 97.28 |  |  | Pylontech | Pelio-L-5.12 | 6 | Noark Electrics (Shanghai) Co., Ltd. | Ex9N-DH-6KS-AU (AS4777-2 2020) | Pylontech | 2026-11-08
2024-06-26 | HBS13001 | Pylontech Pelio-L-5.12 (x2) w/ Noark Electrics (Shanghai) Co., Ltd. Ex9N-DH-8KS-AU (AS4777-2 2020) Eastron SDM120CT-M(40mA) | 9.728 |  |  | Pylontech | Pelio-L-5.12 | 6 | Noark Electrics (Shanghai) Co., Ltd. | Ex9N-DH-8KS-AU (AS4777-2 2020) | Pylontech | 2027-01-16
2024-06-26 | HBS13002 | Pylontech Pelio-L-5.12 (x3) w/ Noark Electrics (Shanghai) Co., Ltd. Ex9N-DH-8KS-AU (AS4777-2 2020) Eastron SDM120CT-M(40mA) | 14.592 |  |  | Pylontech | Pelio-L-5.12 | 6 | Noark Electrics (Shanghai) Co., Ltd. | Ex9N-DH-8KS-AU (AS4777-2 2020) | Pylontech | 2027-01-16
2024-06-26 | HBS13003 | Pylontech Pelio-L-5.12 (x4) w/ Noark Electrics (Shanghai) Co., Ltd. Ex9N-DH-8KS-AU (AS4777-2 2020) Eastron SDM120CT-M(40mA) | 19.456 |  |  | Pylontech | Pelio-L-5.12 | 6 | Noark Electrics (Shanghai) Co., Ltd. | Ex9N-DH-8KS-AU (AS4777-2 2020) | Pylontech | 2027-01-16
2024-06-26 | HBS13004 | Pylontech Pelio-L-5.12 (x5) w/ Noark Electrics (Shanghai) Co., Ltd. Ex9N-DH-8KS-AU (AS4777-2 2020) Eastron SDM120CT-M(40mA) | 24.32 |  |  | Pylontech | Pelio-L-5.12 | 6 | Noark Electrics (Shanghai) Co., Ltd. | Ex9N-DH-8KS-AU (AS4777-2 2020) | Pylontech | 2027-01-16
2024-06-26 | HBS13005 | Pylontech Pelio-L-5.12 (x6) w/ Noark Electrics (Shanghai) Co., Ltd. Ex9N-DH-8KS-AU (AS4777-2 2020) Eastron SDM120CT-M(40mA) | 29.184 |  |  | Pylontech | Pelio-L-5.12 | 6 | Noark Electrics (Shanghai) Co., Ltd. | Ex9N-DH-8KS-AU (AS4777-2 2020) | Pylontech | 2027-01-16
2024-06-26 | HBS13006 | Pylontech Pelio-L-5.12 (x7) w/ Noark Electrics (Shanghai) Co., Ltd. Ex9N-DH-8KS-AU (AS4777-2 2020) Eastron SDM120CT-M(40mA) | 34.048 |  |  | Pylontech | Pelio-L-5.12 | 6 | Noark Electrics (Shanghai) Co., Ltd. | Ex9N-DH-8KS-AU (AS4777-2 2020) | Pylontech | 2027-01-16
2024-06-26 | HBS13007 | Pylontech Pelio-L-5.12 (x8) w/ Noark Electrics (Shanghai) Co., Ltd. Ex9N-DH-8KS-AU (AS4777-2 2020) Eastron SDM120CT-M(40mA) | 38.912 |  |  | Pylontech | Pelio-L-5.12 | 6 | Noark Electrics (Shanghai) Co., Ltd. | Ex9N-DH-8KS-AU (AS4777-2 2020) | Pylontech | 2027-01-16
2024-06-26 | HBS13008 | Pylontech Pelio-L-5.12 (x9) w/ Noark Electrics (Shanghai) Co., Ltd. Ex9N-DH-8KS-AU (AS4777-2 2020) Eastron SDM120CT-M(40mA) | 43.776 |  |  | Pylontech | Pelio-L-5.12 | 6 | Noark Electrics (Shanghai) Co., Ltd. | Ex9N-DH-8KS-AU (AS4777-2 2020) | Pylontech | 2027-01-16
2024-06-26 | HBS13009 | Pylontech Pelio-L-5.12 (x10) w/ Noark Electrics (Shanghai) Co., Ltd. Ex9N-DH-8KS-AU (AS4777-2 2020) Eastron SDM120CT-M(40mA) | 48.64 |  |  | Pylontech | Pelio-L-5.12 | 6 | Noark Electrics (Shanghai) Co., Ltd. | Ex9N-DH-8KS-AU (AS4777-2 2020) | Pylontech | 2027-01-16
2024-06-26 | HBS13010 | Pylontech Pelio-L-5.12 (x11) w/ Noark Electrics (Shanghai) Co., Ltd. Ex9N-DH-8KS-AU (AS4777-2 2020) Eastron SDM120CT-M(40mA) | 53.504 |  |  | Pylontech | Pelio-L-5.12 | 6 | Noark Electrics (Shanghai) Co., Ltd. | Ex9N-DH-8KS-AU (AS4777-2 2020) | Pylontech | 2027-01-16
2024-06-26 | HBS13011 | Pylontech Pelio-L-5.12 (x12) w/ Noark Electrics (Shanghai) Co., Ltd. Ex9N-DH-8KS-AU (AS4777-2 2020) Eastron SDM120CT-M(40mA) | 58.368 |  |  | Pylontech | Pelio-L-5.12 | 6 | Noark Electrics (Shanghai) Co., Ltd. | Ex9N-DH-8KS-AU (AS4777-2 2020) | Pylontech | 2027-01-16
2024-06-26 | HBS13012 | Pylontech Pelio-L-5.12 (x13) w/ Noark Electrics (Shanghai) Co., Ltd. Ex9N-DH-8KS-AU (AS4777-2 2020) Eastron SDM120CT-M(40mA) | 63.232 |  |  | Pylontech | Pelio-L-5.12 | 6 | Noark Electrics (Shanghai) Co., Ltd. | Ex9N-DH-8KS-AU (AS4777-2 2020) | Pylontech | 2027-01-16
2024-06-26 | HBS13013 | Pylontech Pelio-L-5.12 (x14) w/ Noark Electrics (Shanghai) Co., Ltd. Ex9N-DH-8KS-AU (AS4777-2 2020) Eastron SDM120CT-M(40mA) | 68.096 |  |  | Pylontech | Pelio-L-5.12 | 6 | Noark Electrics (Shanghai) Co., Ltd. | Ex9N-DH-8KS-AU (AS4777-2 2020) | Pylontech | 2027-01-16
2024-06-26 | HBS13014 | Pylontech Pelio-L-5.12 (x15) w/ Noark Electrics (Shanghai) Co., Ltd. Ex9N-DH-8KS-AU (AS4777-2 2020) Eastron SDM120CT-M(40mA) | 72.96 |  |  | Pylontech | Pelio-L-5.12 | 6 | Noark Electrics (Shanghai) Co., Ltd. | Ex9N-DH-8KS-AU (AS4777-2 2020) | Pylontech | 2027-01-16
2024-06-26 | HBS13015 | Pylontech Pelio-L-5.12 (x16) w/ Noark Electrics (Shanghai) Co., Ltd. Ex9N-DH-8KS-AU (AS4777-2 2020) Eastron SDM120CT-M(40mA) | 77.824 |  |  | Pylontech | Pelio-L-5.12 | 6 | Noark Electrics (Shanghai) Co., Ltd. | Ex9N-DH-8KS-AU (AS4777-2 2020) | Pylontech | 2027-01-16
2024-06-26 | HBS13016 | Pylontech Pelio-L-5.12 (x17) w/ Noark Electrics (Shanghai) Co., Ltd. Ex9N-DH-8KS-AU (AS4777-2 2020) Eastron SDM120CT-M(40mA) | 82.688 |  |  | Pylontech | Pelio-L-5.12 | 6 | Noark Electrics (Shanghai) Co., Ltd. | Ex9N-DH-8KS-AU (AS4777-2 2020) | Pylontech | 2027-01-16
2024-06-26 | HBS13017 | Pylontech Pelio-L-5.12 (x18) w/ Noark Electrics (Shanghai) Co., Ltd. Ex9N-DH-8KS-AU (AS4777-2 2020) Eastron SDM120CT-M(40mA) | 87.552 |  |  | Pylontech | Pelio-L-5.12 | 6 | Noark Electrics (Shanghai) Co., Ltd. | Ex9N-DH-8KS-AU (AS4777-2 2020) | Pylontech | 2027-01-16
2024-06-26 | HBS13018 | Pylontech Pelio-L-5.12 (x19) w/ Noark Electrics (Shanghai) Co., Ltd. Ex9N-DH-8KS-AU (AS4777-2 2020) Eastron SDM120CT-M(40mA) | 92.416 |  |  | Pylontech | Pelio-L-5.12 | 6 | Noark Electrics (Shanghai) Co., Ltd. | Ex9N-DH-8KS-AU (AS4777-2 2020) | Pylontech | 2027-01-16
2024-06-26 | HBS13019 | Pylontech Pelio-L-5.12 (x20) w/ Noark Electrics (Shanghai) Co., Ltd. Ex9N-DH-8KS-AU (AS4777-2 2020) Eastron SDM120CT-M(40mA) | 97.28 |  |  | Pylontech | Pelio-L-5.12 | 6 | Noark Electrics (Shanghai) Co., Ltd. | Ex9N-DH-8KS-AU (AS4777-2 2020) | Pylontech | 2027-01-16
2024-06-26 | HBS13020 | Pylontech Pelio-L-5.12 (x2) w/ Noark Electrics (Shanghai) Co., Ltd. Ex9N-DH-5KT-AU (AS4777-2 2020) Eastron SDM630 MCT (40mA) Series | 9.728 |  |  | Pylontech | Pelio-L-5.12 | 6 | Noark Electrics (Shanghai) Co., Ltd. | Ex9N-DH-5KT-AU (AS4777-2 2020) | Pylontech | 2027-01-16
2024-06-26 | HBS13021 | Pylontech Pelio-L-5.12 (x3) w/ Noark Electrics (Shanghai) Co., Ltd. Ex9N-DH-5KT-AU (AS4777-2 2020) Eastron SDM630 MCT (40mA) Series | 14.592 |  |  | Pylontech | Pelio-L-5.12 | 6 | Noark Electrics (Shanghai) Co., Ltd. | Ex9N-DH-5KT-AU (AS4777-2 2020) | Pylontech | 2027-01-16
2024-06-26 | HBS13022 | Pylontech Pelio-L-5.12 (x4) w/ Noark Electrics (Shanghai) Co., Ltd. Ex9N-DH-5KT-AU (AS4777-2 2020) Eastron SDM630 MCT (40mA) Series | 19.456 |  |  | Pylontech | Pelio-L-5.12 | 6 | Noark Electrics (Shanghai) Co., Ltd. | Ex9N-DH-5KT-AU (AS4777-2 2020) | Pylontech | 2027-01-16
2024-06-26 | HBS13023 | Pylontech Pelio-L-5.12 (x5) w/ Noark Electrics (Shanghai) Co., Ltd. Ex9N-DH-5KT-AU (AS4777-2 2020) Eastron SDM630 MCT (40mA) Series | 24.32 |  |  | Pylontech | Pelio-L-5.12 | 6 | Noark Electrics (Shanghai) Co., Ltd. | Ex9N-DH-5KT-AU (AS4777-2 2020) | Pylontech | 2027-01-16
2024-06-26 | HBS13024 | Pylontech Pelio-L-5.12 (x6) w/ Noark Electrics (Shanghai) Co., Ltd. Ex9N-DH-5KT-AU (AS4777-2 2020) Eastron SDM630 MCT (40mA) Series | 29.184 |  |  | Pylontech | Pelio-L-5.12 | 6 | Noark Electrics (Shanghai) Co., Ltd. | Ex9N-DH-5KT-AU (AS4777-2 2020) | Pylontech | 2027-01-16
2024-06-26 | HBS13025 | Pylontech Pelio-L-5.12 (x7) w/ Noark Electrics (Shanghai) Co., Ltd. Ex9N-DH-5KT-AU (AS4777-2 2020) Eastron SDM630 MCT (40mA) Series | 34.048 |  |  | Pylontech | Pelio-L-5.12 | 6 | Noark Electrics (Shanghai) Co., Ltd. | Ex9N-DH-5KT-AU (AS4777-2 2020) | Pylontech | 2027-01-16
2024-06-26 | HBS13026 | Pylontech Pelio-L-5.12 (x8) w/ Noark Electrics (Shanghai) Co., Ltd. Ex9N-DH-5KT-AU (AS4777-2 2020) Eastron SDM630 MCT (40mA) Series | 38.912 |  |  | Pylontech | Pelio-L-5.12 | 6 | Noark Electrics (Shanghai) Co., Ltd. | Ex9N-DH-5KT-AU (AS4777-2 2020) | Pylontech | 2027-01-16
2024-06-26 | HBS13027 | Pylontech Pelio-L-5.12 (x9) w/ Noark Electrics (Shanghai) Co., Ltd. Ex9N-DH-5KT-AU (AS4777-2 2020) Eastron SDM630 MCT (40mA) Series | 43.776 |  |  | Pylontech | Pelio-L-5.12 | 6 | Noark Electrics (Shanghai) Co., Ltd. | Ex9N-DH-5KT-AU (AS4777-2 2020) | Pylontech | 2027-01-16
2024-06-26 | HBS13028 | Pylontech Pelio-L-5.12 (x10) w/ Noark Electrics (Shanghai) Co., Ltd. Ex9N-DH-5KT-AU (AS4777-2 2020) Eastron SDM630 MCT (40mA) Series | 48.64 |  |  | Pylontech | Pelio-L-5.12 | 6 | Noark Electrics (Shanghai) Co., Ltd. | Ex9N-DH-5KT-AU (AS4777-2 2020) | Pylontech | 2027-01-16
2024-06-26 | HBS13029 | Pylontech Pelio-L-5.12 (x11) w/ Noark Electrics (Shanghai) Co., Ltd. Ex9N-DH-5KT-AU (AS4777-2 2020) Eastron SDM630 MCT (40mA) Series | 53.504 |  |  | Pylontech | Pelio-L-5.12 | 6 | Noark Electrics (Shanghai) Co., Ltd. | Ex9N-DH-5KT-AU (AS4777-2 2020) | Pylontech | 2027-01-16
2024-06-26 | HBS13030 | Pylontech Pelio-L-5.12 (x12) w/ Noark Electrics (Shanghai) Co., Ltd. Ex9N-DH-5KT-AU (AS4777-2 2020) Eastron SDM630 MCT (40mA) Series | 58.368 |  |  | Pylontech | Pelio-L-5.12 | 6 | Noark Electrics (Shanghai) Co., Ltd. | Ex9N-DH-5KT-AU (AS4777-2 2020) | Pylontech | 2027-01-16
2024-06-26 | HBS13031 | Pylontech Pelio-L-5.12 (x13) w/ Noark Electrics (Shanghai) Co., Ltd. Ex9N-DH-5KT-AU (AS4777-2 2020) Eastron SDM630 MCT (40mA) Series | 63.232 |  |  | Pylontech | Pelio-L-5.12 | 6 | Noark Electrics (Shanghai) Co., Ltd. | Ex9N-DH-5KT-AU (AS4777-2 2020) | Pylontech | 2027-01-16
2024-06-26 | HBS13032 | Pylontech Pelio-L-5.12 (x14) w/ Noark Electrics (Shanghai) Co., Ltd. Ex9N-DH-5KT-AU (AS4777-2 2020) Eastron SDM630 MCT (40mA) Series | 68.096 |  |  | Pylontech | Pelio-L-5.12 | 6 | Noark Electrics (Shanghai) Co., Ltd. | Ex9N-DH-5KT-AU (AS4777-2 2020) | Pylontech | 2027-01-16
2024-06-26 | HBS13033 | Pylontech Pelio-L-5.12 (x15) w/ Noark Electrics (Shanghai) Co., Ltd. Ex9N-DH-5KT-AU (AS4777-2 2020) Eastron SDM630 MCT (40mA) Series | 72.96 |  |  | Pylontech | Pelio-L-5.12 | 6 | Noark Electrics (Shanghai) Co., Ltd. | Ex9N-DH-5KT-AU (AS4777-2 2020) | Pylontech | 2027-01-16
2024-06-26 | HBS13034 | Pylontech Pelio-L-5.12 (x16) w/ Noark Electrics (Shanghai) Co., Ltd. Ex9N-DH-5KT-AU (AS4777-2 2020) Eastron SDM630 MCT (40mA) Series | 77.824 |  |  | Pylontech | Pelio-L-5.12 | 6 | Noark Electrics (Shanghai) Co., Ltd. | Ex9N-DH-5KT-AU (AS4777-2 2020) | Pylontech | 2027-01-16
2024-06-26 | HBS13035 | Pylontech Pelio-L-5.12 (x17) w/ Noark Electrics (Shanghai) Co., Ltd. Ex9N-DH-5KT-AU (AS4777-2 2020) Eastron SDM630 MCT (40mA) Series | 82.688 |  |  | Pylontech | Pelio-L-5.12 | 6 | Noark Electrics (Shanghai) Co., Ltd. | Ex9N-DH-5KT-AU (AS4777-2 2020) | Pylontech | 2027-01-16
2024-06-26 | HBS13036 | Pylontech Pelio-L-5.12 (x18) w/ Noark Electrics (Shanghai) Co., Ltd. Ex9N-DH-5KT-AU (AS4777-2 2020) Eastron SDM630 MCT (40mA) Series | 87.552 |  |  | Pylontech | Pelio-L-5.12 | 6 | Noark Electrics (Shanghai) Co., Ltd. | Ex9N-DH-5KT-AU (AS4777-2 2020) | Pylontech | 2027-01-16
2024-06-26 | HBS13037 | Pylontech Pelio-L-5.12 (x19) w/ Noark Electrics (Shanghai) Co., Ltd. Ex9N-DH-5KT-AU (AS4777-2 2020) Eastron SDM630 MCT (40mA) Series | 92.416 |  |  | Pylontech | Pelio-L-5.12 | 6 | Noark Electrics (Shanghai) Co., Ltd. | Ex9N-DH-5KT-AU (AS4777-2 2020) | Pylontech | 2027-01-16
2024-06-26 | HBS13038 | Pylontech Pelio-L-5.12 (x20) w/ Noark Electrics (Shanghai) Co., Ltd. Ex9N-DH-5KT-AU (AS4777-2 2020) Eastron SDM630 MCT (40mA) Series | 97.28 |  |  | Pylontech | Pelio-L-5.12 | 6 | Noark Electrics (Shanghai) Co., Ltd. | Ex9N-DH-5KT-AU (AS4777-2 2020) | Pylontech | 2027-01-16
2024-06-26 | HBS13039 | Pylontech Pelio-L-5.12 (x2) w/ Noark Electrics (Shanghai) Co., Ltd. Ex9N-DH-6KT-AU (AS4777-2 2020) Eastron SDM630 MCT (40mA) Series | 9.728 |  |  | Pylontech | Pelio-L-5.12 | 6 | Noark Electrics (Shanghai) Co., Ltd. | Ex9N-DH-6KT-AU (AS4777-2 2020) | Pylontech | 2027-01-16
2024-06-26 | HBS13040 | Pylontech Pelio-L-5.12 (x3) w/ Noark Electrics (Shanghai) Co., Ltd. Ex9N-DH-6KT-AU (AS4777-2 2020) Eastron SDM630 MCT (40mA) Series | 14.592 |  |  | Pylontech | Pelio-L-5.12 | 6 | Noark Electrics (Shanghai) Co., Ltd. | Ex9N-DH-6KT-AU (AS4777-2 2020) | Pylontech | 2027-01-16
2024-06-26 | HBS13041 | Pylontech Pelio-L-5.12 (x4) w/ Noark Electrics (Shanghai) Co., Ltd. Ex9N-DH-6KT-AU (AS4777-2 2020) Eastron SDM630 MCT (40mA) Series | 19.456 |  |  | Pylontech | Pelio-L-5.12 | 6 | Noark Electrics (Shanghai) Co., Ltd. | Ex9N-DH-6KT-AU (AS4777-2 2020) | Pylontech | 2027-01-16
2024-06-26 | HBS13042 | Pylontech Pelio-L-5.12 (x5) w/ Noark Electrics (Shanghai) Co., Ltd. Ex9N-DH-6KT-AU (AS4777-2 2020) Eastron SDM630 MCT (40mA) Series | 24.32 |  |  | Pylontech | Pelio-L-5.12 | 6 | Noark Electrics (Shanghai) Co., Ltd. | Ex9N-DH-6KT-AU (AS4777-2 2020) | Pylontech | 2027-01-16
2024-06-26 | HBS13043 | Pylontech Pelio-L-5.12 (x6) w/ Noark Electrics (Shanghai) Co., Ltd. Ex9N-DH-6KT-AU (AS4777-2 2020) Eastron SDM630 MCT (40mA) Series | 29.184 |  |  | Pylontech | Pelio-L-5.12 | 6 | Noark Electrics (Shanghai) Co., Ltd. | Ex9N-DH-6KT-AU (AS4777-2 2020) | Pylontech | 2027-01-16
2024-06-26 | HBS13044 | Pylontech Pelio-L-5.12 (x7) w/ Noark Electrics (Shanghai) Co., Ltd. Ex9N-DH-6KT-AU (AS4777-2 2020) Eastron SDM630 MCT (40mA) Series | 34.048 |  |  | Pylontech | Pelio-L-5.12 | 6 | Noark Electrics (Shanghai) Co., Ltd. | Ex9N-DH-6KT-AU (AS4777-2 2020) | Pylontech | 2027-01-16
2024-06-26 | HBS13045 | Pylontech Pelio-L-5.12 (x8) w/ Noark Electrics (Shanghai) Co., Ltd. Ex9N-DH-6KT-AU (AS4777-2 2020) Eastron SDM630 MCT (40mA) Series | 38.912 |  |  | Pylontech | Pelio-L-5.12 | 6 | Noark Electrics (Shanghai) Co., Ltd. | Ex9N-DH-6KT-AU (AS4777-2 2020) | Pylontech | 2027-01-16
2024-06-26 | HBS13046 | Pylontech Pelio-L-5.12 (x9) w/ Noark Electrics (Shanghai) Co., Ltd. Ex9N-DH-6KT-AU (AS4777-2 2020) Eastron SDM630 MCT (40mA) Series | 43.776 |  |  | Pylontech | Pelio-L-5.12 | 6 | Noark Electrics (Shanghai) Co., Ltd. | Ex9N-DH-6KT-AU (AS4777-2 2020) | Pylontech | 2027-01-16
2024-06-26 | HBS13047 | Pylontech Pelio-L-5.12 (x10) w/ Noark Electrics (Shanghai) Co., Ltd. Ex9N-DH-6KT-AU (AS4777-2 2020) Eastron SDM630 MCT (40mA) Series | 48.64 |  |  | Pylontech | Pelio-L-5.12 | 6 | Noark Electrics (Shanghai) Co., Ltd. | Ex9N-DH-6KT-AU (AS4777-2 2020) | Pylontech | 2027-01-16
2024-06-26 | HBS13048 | Pylontech Pelio-L-5.12 (x11) w/ Noark Electrics (Shanghai) Co., Ltd. Ex9N-DH-6KT-AU (AS4777-2 2020) Eastron SDM630 MCT (40mA) Series | 53.504 |  |  | Pylontech | Pelio-L-5.12 | 6 | Noark Electrics (Shanghai) Co., Ltd. | Ex9N-DH-6KT-AU (AS4777-2 2020) | Pylontech | 2027-01-16
2024-06-26 | HBS13049 | Pylontech Pelio-L-5.12 (x12) w/ Noark Electrics (Shanghai) Co., Ltd. Ex9N-DH-6KT-AU (AS4777-2 2020) Eastron SDM630 MCT (40mA) Series | 58.368 |  |  | Pylontech | Pelio-L-5.12 | 6 | Noark Electrics (Shanghai) Co., Ltd. | Ex9N-DH-6KT-AU (AS4777-2 2020) | Pylontech | 2027-01-16
2024-06-26 | HBS13050 | Pylontech Pelio-L-5.12 (x13) w/ Noark Electrics (Shanghai) Co., Ltd. Ex9N-DH-6KT-AU (AS4777-2 2020) Eastron SDM630 MCT (40mA) Series | 63.232 |  |  | Pylontech | Pelio-L-5.12 | 6 | Noark Electrics (Shanghai) Co., Ltd. | Ex9N-DH-6KT-AU (AS4777-2 2020) | Pylontech | 2027-01-16
2024-06-26 | HBS13051 | Pylontech Pelio-L-5.12 (x14) w/ Noark Electrics (Shanghai) Co., Ltd. Ex9N-DH-6KT-AU (AS4777-2 2020) Eastron SDM630 MCT (40mA) Series | 68.096 |  |  | Pylontech | Pelio-L-5.12 | 6 | Noark Electrics (Shanghai) Co., Ltd. | Ex9N-DH-6KT-AU (AS4777-2 2020) | Pylontech | 2027-01-16
2024-06-26 | HBS13052 | Pylontech Pelio-L-5.12 (x15) w/ Noark Electrics (Shanghai) Co., Ltd. Ex9N-DH-6KT-AU (AS4777-2 2020) Eastron SDM630 MCT (40mA) Series | 72.96 |  |  | Pylontech | Pelio-L-5.12 | 6 | Noark Electrics (Shanghai) Co., Ltd. | Ex9N-DH-6KT-AU (AS4777-2 2020) | Pylontech | 2027-01-16
2024-06-26 | HBS13053 | Pylontech Pelio-L-5.12 (x16) w/ Noark Electrics (Shanghai) Co., Ltd. Ex9N-DH-6KT-AU (AS4777-2 2020) Eastron SDM630 MCT (40mA) Series | 77.824 |  |  | Pylontech | Pelio-L-5.12 | 6 | Noark Electrics (Shanghai) Co., Ltd. | Ex9N-DH-6KT-AU (AS4777-2 2020) | Pylontech | 2027-01-16
2024-06-26 | HBS13054 | Pylontech Pelio-L-5.12 (x17) w/ Noark Electrics (Shanghai) Co., Ltd. Ex9N-DH-6KT-AU (AS4777-2 2020) Eastron SDM630 MCT (40mA) Series | 82.688 |  |  | Pylontech | Pelio-L-5.12 | 6 | Noark Electrics (Shanghai) Co., Ltd. | Ex9N-DH-6KT-AU (AS4777-2 2020) | Pylontech | 2027-01-16
2024-06-26 | HBS13055 | Pylontech Pelio-L-5.12 (x18) w/ Noark Electrics (Shanghai) Co., Ltd. Ex9N-DH-6KT-AU (AS4777-2 2020) Eastron SDM630 MCT (40mA) Series | 87.552 |  |  | Pylontech | Pelio-L-5.12 | 6 | Noark Electrics (Shanghai) Co., Ltd. | Ex9N-DH-6KT-AU (AS4777-2 2020) | Pylontech | 2027-01-16
2024-06-26 | HBS13056 | Pylontech Pelio-L-5.12 (x19) w/ Noark Electrics (Shanghai) Co., Ltd. Ex9N-DH-6KT-AU (AS4777-2 2020) Eastron SDM630 MCT (40mA) Series | 92.416 |  |  | Pylontech | Pelio-L-5.12 | 6 | Noark Electrics (Shanghai) Co., Ltd. | Ex9N-DH-6KT-AU (AS4777-2 2020) | Pylontech | 2027-01-16
2024-06-26 | HBS13057 | Pylontech Pelio-L-5.12 (x20) w/ Noark Electrics (Shanghai) Co., Ltd. Ex9N-DH-6KT-AU (AS4777-2 2020) Eastron SDM630 MCT (40mA) Series | 97.28 |  |  | Pylontech | Pelio-L-5.12 | 6 | Noark Electrics (Shanghai) Co., Ltd. | Ex9N-DH-6KT-AU (AS4777-2 2020) | Pylontech | 2027-01-16
2024-06-26 | HBS13058 | Pylontech Pelio-L-5.12 (x2) w/ Noark Electrics (Shanghai) Co., Ltd. Ex9N-DH-8KT-AU (AS4777-2 2020) Eastron SDM630 MCT (40mA) Series | 9.728 |  |  | Pylontech | Pelio-L-5.12 | 6 | Noark Electrics (Shanghai) Co., Ltd. | Ex9N-DH-8KT-AU (AS4777-2 2020) | Pylontech | 2027-01-16
2024-06-26 | HBS13059 | Pylontech Pelio-L-5.12 (x3) w/ Noark Electrics (Shanghai) Co., Ltd. Ex9N-DH-8KT-AU (AS4777-2 2020) Eastron SDM630 MCT (40mA) Series | 14.592 |  |  | Pylontech | Pelio-L-5.12 | 6 | Noark Electrics (Shanghai) Co., Ltd. | Ex9N-DH-8KT-AU (AS4777-2 2020) | Pylontech | 2027-01-16
2024-06-26 | HBS13060 | Pylontech Pelio-L-5.12 (x4) w/ Noark Electrics (Shanghai) Co., Ltd. Ex9N-DH-8KT-AU (AS4777-2 2020) Eastron SDM630 MCT (40mA) Series | 19.456 |  |  | Pylontech | Pelio-L-5.12 | 6 | Noark Electrics (Shanghai) Co., Ltd. | Ex9N-DH-8KT-AU (AS4777-2 2020) | Pylontech | 2027-01-16
2024-06-26 | HBS13061 | Pylontech Pelio-L-5.12 (x5) w/ Noark Electrics (Shanghai) Co., Ltd. Ex9N-DH-8KT-AU (AS4777-2 2020) Eastron SDM630 MCT (40mA) Series | 24.32 |  |  | Pylontech | Pelio-L-5.12 | 6 | Noark Electrics (Shanghai) Co., Ltd. | Ex9N-DH-8KT-AU (AS4777-2 2020) | Pylontech | 2027-01-16
2024-06-26 | HBS13062 | Pylontech Pelio-L-5.12 (x6) w/ Noark Electrics (Shanghai) Co., Ltd. Ex9N-DH-8KT-AU (AS4777-2 2020) Eastron SDM630 MCT (40mA) Series | 29.184 |  |  | Pylontech | Pelio-L-5.12 | 6 | Noark Electrics (Shanghai) Co., Ltd. | Ex9N-DH-8KT-AU (AS4777-2 2020) | Pylontech | 2027-01-16
2024-06-26 | HBS13063 | Pylontech Pelio-L-5.12 (x7) w/ Noark Electrics (Shanghai) Co., Ltd. Ex9N-DH-8KT-AU (AS4777-2 2020) Eastron SDM630 MCT (40mA) Series | 34.048 |  |  | Pylontech | Pelio-L-5.12 | 6 | Noark Electrics (Shanghai) Co., Ltd. | Ex9N-DH-8KT-AU (AS4777-2 2020) | Pylontech | 2027-01-16
2024-06-26 | HBS13064 | Pylontech Pelio-L-5.12 (x8) w/ Noark Electrics (Shanghai) Co., Ltd. Ex9N-DH-8KT-AU (AS4777-2 2020) Eastron SDM630 MCT (40mA) Series | 38.912 |  |  | Pylontech | Pelio-L-5.12 | 6 | Noark Electrics (Shanghai) Co., Ltd. | Ex9N-DH-8KT-AU (AS4777-2 2020) | Pylontech | 2027-01-16
2024-06-26 | HBS13065 | Pylontech Pelio-L-5.12 (x9) w/ Noark Electrics (Shanghai) Co., Ltd. Ex9N-DH-8KT-AU (AS4777-2 2020) Eastron SDM630 MCT (40mA) Series | 43.776 |  |  | Pylontech | Pelio-L-5.12 | 6 | Noark Electrics (Shanghai) Co., Ltd. | Ex9N-DH-8KT-AU (AS4777-2 2020) | Pylontech | 2027-01-16
2024-06-26 | HBS13066 | Pylontech Pelio-L-5.12 (x10) w/ Noark Electrics (Shanghai) Co., Ltd. Ex9N-DH-8KT-AU (AS4777-2 2020) Eastron SDM630 MCT (40mA) Series | 48.64 |  |  | Pylontech | Pelio-L-5.12 | 6 | Noark Electrics (Shanghai) Co., Ltd. | Ex9N-DH-8KT-AU (AS4777-2 2020) | Pylontech | 2027-01-16
2024-06-26 | HBS13067 | Pylontech Pelio-L-5.12 (x11) w/ Noark Electrics (Shanghai) Co., Ltd. Ex9N-DH-8KT-AU (AS4777-2 2020) Eastron SDM630 MCT (40mA) Series | 53.504 |  |  | Pylontech | Pelio-L-5.12 | 6 | Noark Electrics (Shanghai) Co., Ltd. | Ex9N-DH-8KT-AU (AS4777-2 2020) | Pylontech | 2027-01-16
2024-06-26 | HBS13068 | Pylontech Pelio-L-5.12 (x12) w/ Noark Electrics (Shanghai) Co., Ltd. Ex9N-DH-8KT-AU (AS4777-2 2020) Eastron SDM630 MCT (40mA) Series | 58.368 |  |  | Pylontech | Pelio-L-5.12 | 6 | Noark Electrics (Shanghai) Co., Ltd. | Ex9N-DH-8KT-AU (AS4777-2 2020) | Pylontech | 2027-01-16
2024-06-26 | HBS13069 | Pylontech Pelio-L-5.12 (x13) w/ Noark Electrics (Shanghai) Co., Ltd. Ex9N-DH-8KT-AU (AS4777-2 2020) Eastron SDM630 MCT (40mA) Series | 63.232 |  |  | Pylontech | Pelio-L-5.12 | 6 | Noark Electrics (Shanghai) Co., Ltd. | Ex9N-DH-8KT-AU (AS4777-2 2020) | Pylontech | 2027-01-16
2024-06-26 | HBS13070 | Pylontech Pelio-L-5.12 (x14) w/ Noark Electrics (Shanghai) Co., Ltd. Ex9N-DH-8KT-AU (AS4777-2 2020) Eastron SDM630 MCT (40mA) Series | 68.096 |  |  | Pylontech | Pelio-L-5.12 | 6 | Noark Electrics (Shanghai) Co., Ltd. | Ex9N-DH-8KT-AU (AS4777-2 2020) | Pylontech | 2027-01-16
2024-06-26 | HBS13071 | Pylontech Pelio-L-5.12 (x15) w/ Noark Electrics (Shanghai) Co., Ltd. Ex9N-DH-8KT-AU (AS4777-2 2020) Eastron SDM630 MCT (40mA) Series | 72.96 |  |  | Pylontech | Pelio-L-5.12 | 6 | Noark Electrics (Shanghai) Co., Ltd. | Ex9N-DH-8KT-AU (AS4777-2 2020) | Pylontech | 2027-01-16
2024-06-26 | HBS13072 | Pylontech Pelio-L-5.12 (x16) w/ Noark Electrics (Shanghai) Co., Ltd. Ex9N-DH-8KT-AU (AS4777-2 2020) Eastron SDM630 MCT (40mA) Series | 77.824 |  |  | Pylontech | Pelio-L-5.12 | 6 | Noark Electrics (Shanghai) Co., Ltd. | Ex9N-DH-8KT-AU (AS4777-2 2020) | Pylontech | 2027-01-16
2024-06-26 | HBS13073 | Pylontech Pelio-L-5.12 (x17) w/ Noark Electrics (Shanghai) Co., Ltd. Ex9N-DH-8KT-AU (AS4777-2 2020) Eastron SDM630 MCT (40mA) Series | 82.688 |  |  | Pylontech | Pelio-L-5.12 | 6 | Noark Electrics (Shanghai) Co., Ltd. | Ex9N-DH-8KT-AU (AS4777-2 2020) | Pylontech | 2027-01-16
2024-06-26 | HBS13074 | Pylontech Pelio-L-5.12 (x18) w/ Noark Electrics (Shanghai) Co., Ltd. Ex9N-DH-8KT-AU (AS4777-2 2020) Eastron SDM630 MCT (40mA) Series | 87.552 |  |  | Pylontech | Pelio-L-5.12 | 6 | Noark Electrics (Shanghai) Co., Ltd. | Ex9N-DH-8KT-AU (AS4777-2 2020) | Pylontech | 2027-01-16
2024-06-26 | HBS13075 | Pylontech Pelio-L-5.12 (x19) w/ Noark Electrics (Shanghai) Co., Ltd. Ex9N-DH-8KT-AU (AS4777-2 2020) Eastron SDM630 MCT (40mA) Series | 92.416 |  |  | Pylontech | Pelio-L-5.12 | 6 | Noark Electrics (Shanghai) Co., Ltd. | Ex9N-DH-8KT-AU (AS4777-2 2020) | Pylontech | 2027-01-16
2024-06-26 | HBS13076 | Pylontech Pelio-L-5.12 (x20) w/ Noark Electrics (Shanghai) Co., Ltd. Ex9N-DH-8KT-AU (AS4777-2 2020) Eastron SDM630 MCT (40mA) Series | 97.28 |  |  | Pylontech | Pelio-L-5.12 | 6 | Noark Electrics (Shanghai) Co., Ltd. | Ex9N-DH-8KT-AU (AS4777-2 2020) | Pylontech | 2027-01-16
2024-06-26 | HBS13077 | Pylontech Pelio-L-5.12 (x2) w/ Noark Electrics (Shanghai) Co., Ltd. Ex9N-DH-10KT-AU (AS4777-2 2020) Eastron SDM630 MCT (40mA) Series | 9.728 |  |  | Pylontech | Pelio-L-5.12 | 6 | Noark Electrics (Shanghai) Co., Ltd. | Ex9N-DH-10KT-AU (AS4777-2 2020) | Pylontech | 2027-01-16
2024-06-26 | HBS13078 | Pylontech Pelio-L-5.12 (x3) w/ Noark Electrics (Shanghai) Co., Ltd. Ex9N-DH-10KT-AU (AS4777-2 2020) Eastron SDM630 MCT (40mA) Series | 14.592 |  |  | Pylontech | Pelio-L-5.12 | 6 | Noark Electrics (Shanghai) Co., Ltd. | Ex9N-DH-10KT-AU (AS4777-2 2020) | Pylontech | 2027-01-16
2024-06-26 | HBS13079 | Pylontech Pelio-L-5.12 (x4) w/ Noark Electrics (Shanghai) Co., Ltd. Ex9N-DH-10KT-AU (AS4777-2 2020) Eastron SDM630 MCT (40mA) Series | 19.456 |  |  | Pylontech | Pelio-L-5.12 | 6 | Noark Electrics (Shanghai) Co., Ltd. | Ex9N-DH-10KT-AU (AS4777-2 2020) | Pylontech | 2027-01-16
2024-06-26 | HBS13080 | Pylontech Pelio-L-5.12 (x5) w/ Noark Electrics (Shanghai) Co., Ltd. Ex9N-DH-10KT-AU (AS4777-2 2020) Eastron SDM630 MCT (40mA) Series | 24.32 |  |  | Pylontech | Pelio-L-5.12 | 6 | Noark Electrics (Shanghai) Co., Ltd. | Ex9N-DH-10KT-AU (AS4777-2 2020) | Pylontech | 2027-01-16
2024-06-26 | HBS13081 | Pylontech Pelio-L-5.12 (x6) w/ Noark Electrics (Shanghai) Co., Ltd. Ex9N-DH-10KT-AU (AS4777-2 2020) Eastron SDM630 MCT (40mA) Series | 29.184 |  |  | Pylontech | Pelio-L-5.12 | 6 | Noark Electrics (Shanghai) Co., Ltd. | Ex9N-DH-10KT-AU (AS4777-2 2020) | Pylontech | 2027-01-16
2024-06-26 | HBS13082 | Pylontech Pelio-L-5.12 (x7) w/ Noark Electrics (Shanghai) Co., Ltd. Ex9N-DH-10KT-AU (AS4777-2 2020) Eastron SDM630 MCT (40mA) Series | 34.048 |  |  | Pylontech | Pelio-L-5.12 | 6 | Noark Electrics (Shanghai) Co., Ltd. | Ex9N-DH-10KT-AU (AS4777-2 2020) | Pylontech | 2027-01-16
2024-06-26 | HBS13083 | Pylontech Pelio-L-5.12 (x8) w/ Noark Electrics (Shanghai) Co., Ltd. Ex9N-DH-10KT-AU (AS4777-2 2020) Eastron SDM630 MCT (40mA) Series | 38.912 |  |  | Pylontech | Pelio-L-5.12 | 6 | Noark Electrics (Shanghai) Co., Ltd. | Ex9N-DH-10KT-AU (AS4777-2 2020) | Pylontech | 2027-01-16
2024-06-26 | HBS13084 | Pylontech Pelio-L-5.12 (x9) w/ Noark Electrics (Shanghai) Co., Ltd. Ex9N-DH-10KT-AU (AS4777-2 2020) Eastron SDM630 MCT (40mA) Series | 43.776 |  |  | Pylontech | Pelio-L-5.12 | 6 | Noark Electrics (Shanghai) Co., Ltd. | Ex9N-DH-10KT-AU (AS4777-2 2020) | Pylontech | 2027-01-16
2024-06-26 | HBS13085 | Pylontech Pelio-L-5.12 (x10) w/ Noark Electrics (Shanghai) Co., Ltd. Ex9N-DH-10KT-AU (AS4777-2 2020) Eastron SDM630 MCT (40mA) Series | 48.64 |  |  | Pylontech | Pelio-L-5.12 | 6 | Noark Electrics (Shanghai) Co., Ltd. | Ex9N-DH-10KT-AU (AS4777-2 2020) | Pylontech | 2027-01-16
2024-06-26 | HBS13086 | Pylontech Pelio-L-5.12 (x11) w/ Noark Electrics (Shanghai) Co., Ltd. Ex9N-DH-10KT-AU (AS4777-2 2020) Eastron SDM630 MCT (40mA) Series | 53.504 |  |  | Pylontech | Pelio-L-5.12 | 6 | Noark Electrics (Shanghai) Co., Ltd. | Ex9N-DH-10KT-AU (AS4777-2 2020) | Pylontech | 2027-01-16
2024-06-26 | HBS13087 | Pylontech Pelio-L-5.12 (x12) w/ Noark Electrics (Shanghai) Co., Ltd. Ex9N-DH-10KT-AU (AS4777-2 2020) Eastron SDM630 MCT (40mA) Series | 58.368 |  |  | Pylontech | Pelio-L-5.12 | 6 | Noark Electrics (Shanghai) Co., Ltd. | Ex9N-DH-10KT-AU (AS4777-2 2020) | Pylontech | 2027-01-16
2024-06-26 | HBS13088 | Pylontech Pelio-L-5.12 (x13) w/ Noark Electrics (Shanghai) Co., Ltd. Ex9N-DH-10KT-AU (AS4777-2 2020) Eastron SDM630 MCT (40mA) Series | 63.232 |  |  | Pylontech | Pelio-L-5.12 | 6 | Noark Electrics (Shanghai) Co., Ltd. | Ex9N-DH-10KT-AU (AS4777-2 2020) | Pylontech | 2027-01-16
2024-06-26 | HBS13089 | Pylontech Pelio-L-5.12 (x14) w/ Noark Electrics (Shanghai) Co., Ltd. Ex9N-DH-10KT-AU (AS4777-2 2020) Eastron SDM630 MCT (40mA) Series | 68.096 |  |  | Pylontech | Pelio-L-5.12 | 6 | Noark Electrics (Shanghai) Co., Ltd. | Ex9N-DH-10KT-AU (AS4777-2 2020) | Pylontech | 2027-01-16
2024-06-26 | HBS13090 | Pylontech Pelio-L-5.12 (x15) w/ Noark Electrics (Shanghai) Co., Ltd. Ex9N-DH-10KT-AU (AS4777-2 2020) Eastron SDM630 MCT (40mA) Series | 72.96 |  |  | Pylontech | Pelio-L-5.12 | 6 | Noark Electrics (Shanghai) Co., Ltd. | Ex9N-DH-10KT-AU (AS4777-2 2020) | Pylontech | 2027-01-16
2024-06-26 | HBS13091 | Pylontech Pelio-L-5.12 (x16) w/ Noark Electrics (Shanghai) Co., Ltd. Ex9N-DH-10KT-AU (AS4777-2 2020) Eastron SDM630 MCT (40mA) Series | 77.824 |  |  | Pylontech | Pelio-L-5.12 | 6 | Noark Electrics (Shanghai) Co., Ltd. | Ex9N-DH-10KT-AU (AS4777-2 2020) | Pylontech | 2027-01-16
2024-06-26 | HBS13092 | Pylontech Pelio-L-5.12 (x17) w/ Noark Electrics (Shanghai) Co., Ltd. Ex9N-DH-10KT-AU (AS4777-2 2020) Eastron SDM630 MCT (40mA) Series | 82.688 |  |  | Pylontech | Pelio-L-5.12 | 6 | Noark Electrics (Shanghai) Co., Ltd. | Ex9N-DH-10KT-AU (AS4777-2 2020) | Pylontech | 2027-01-16
2024-06-26 | HBS13093 | Pylontech Pelio-L-5.12 (x18) w/ Noark Electrics (Shanghai) Co., Ltd. Ex9N-DH-10KT-AU (AS4777-2 2020) Eastron SDM630 MCT (40mA) Series | 87.552 |  |  | Pylontech | Pelio-L-5.12 | 6 | Noark Electrics (Shanghai) Co., Ltd. | Ex9N-DH-10KT-AU (AS4777-2 2020) | Pylontech | 2027-01-16
2024-06-26 | HBS13094 | Pylontech Pelio-L-5.12 (x19) w/ Noark Electrics (Shanghai) Co., Ltd. Ex9N-DH-10KT-AU (AS4777-2 2020) Eastron SDM630 MCT (40mA) Series | 92.416 |  |  | Pylontech | Pelio-L-5.12 | 6 | Noark Electrics (Shanghai) Co., Ltd. | Ex9N-DH-10KT-AU (AS4777-2 2020) | Pylontech | 2027-01-16
2024-06-26 | HBS13095 | Pylontech Pelio-L-5.12 (x20) w/ Noark Electrics (Shanghai) Co., Ltd. Ex9N-DH-10KT-AU (AS4777-2 2020) Eastron SDM630 MCT (40mA) Series | 97.28 |  |  | Pylontech | Pelio-L-5.12 | 6 | Noark Electrics (Shanghai) Co., Ltd. | Ex9N-DH-10KT-AU (AS4777-2 2020) | Pylontech | 2027-01-16
2024-06-26 | HBS13096 | Pylontech Pelio-L-5.12 (x2) w/ Noark Electrics (Shanghai) Co., Ltd. Ex9N-DH-12KT-AU (AS4777-2 2020) Eastron SDM630 MCT (40mA) Series | 9.728 |  |  | Pylontech | Pelio-L-5.12 | 6 | Noark Electrics (Shanghai) Co., Ltd. | Ex9N-DH-12KT-AU (AS4777-2 2020) | Pylontech | 2027-01-16
2024-06-26 | HBS13097 | Pylontech Pelio-L-5.12 (x3) w/ Noark Electrics (Shanghai) Co., Ltd. Ex9N-DH-12KT-AU (AS4777-2 2020) Eastron SDM630 MCT (40mA) Series | 14.592 |  |  | Pylontech | Pelio-L-5.12 | 6 | Noark Electrics (Shanghai) Co., Ltd. | Ex9N-DH-12KT-AU (AS4777-2 2020) | Pylontech | 2027-01-16
2024-06-26 | HBS13098 | Pylontech Pelio-L-5.12 (x4) w/ Noark Electrics (Shanghai) Co., Ltd. Ex9N-DH-12KT-AU (AS4777-2 2020) Eastron SDM630 MCT (40mA) Series | 19.456 |  |  | Pylontech | Pelio-L-5.12 | 6 | Noark Electrics (Shanghai) Co., Ltd. | Ex9N-DH-12KT-AU (AS4777-2 2020) | Pylontech | 2027-01-16
2024-06-26 | HBS13099 | Pylontech Pelio-L-5.12 (x5) w/ Noark Electrics (Shanghai) Co., Ltd. Ex9N-DH-12KT-AU (AS4777-2 2020) Eastron SDM630 MCT (40mA) Series | 24.32 |  |  | Pylontech | Pelio-L-5.12 | 6 | Noark Electrics (Shanghai) Co., Ltd. | Ex9N-DH-12KT-AU (AS4777-2 2020) | Pylontech | 2027-01-16
2024-06-26 | HBS13100 | Pylontech Pelio-L-5.12 (x6) w/ Noark Electrics (Shanghai) Co., Ltd. Ex9N-DH-12KT-AU (AS4777-2 2020) Eastron SDM630 MCT (40mA) Series | 29.184 |  |  | Pylontech | Pelio-L-5.12 | 6 | Noark Electrics (Shanghai) Co., Ltd. | Ex9N-DH-12KT-AU (AS4777-2 2020) | Pylontech | 2027-01-16
2024-06-26 | HBS13101 | Pylontech Pelio-L-5.12 (x7) w/ Noark Electrics (Shanghai) Co., Ltd. Ex9N-DH-12KT-AU (AS4777-2 2020) Eastron SDM630 MCT (40mA) Series | 34.048 |  |  | Pylontech | Pelio-L-5.12 | 6 | Noark Electrics (Shanghai) Co., Ltd. | Ex9N-DH-12KT-AU (AS4777-2 2020) | Pylontech | 2027-01-16
2024-06-26 | HBS13102 | Pylontech Pelio-L-5.12 (x8) w/ Noark Electrics (Shanghai) Co., Ltd. Ex9N-DH-12KT-AU (AS4777-2 2020) Eastron SDM630 MCT (40mA) Series | 38.912 |  |  | Pylontech | Pelio-L-5.12 | 6 | Noark Electrics (Shanghai) Co., Ltd. | Ex9N-DH-12KT-AU (AS4777-2 2020) | Pylontech | 2027-01-16
2024-06-26 | HBS13103 | Pylontech Pelio-L-5.12 (x9) w/ Noark Electrics (Shanghai) Co., Ltd. Ex9N-DH-12KT-AU (AS4777-2 2020) Eastron SDM630 MCT (40mA) Series | 43.776 |  |  | Pylontech | Pelio-L-5.12 | 6 | Noark Electrics (Shanghai) Co., Ltd. | Ex9N-DH-12KT-AU (AS4777-2 2020) | Pylontech | 2027-01-16
2024-06-26 | HBS13104 | Pylontech Pelio-L-5.12 (x10) w/ Noark Electrics (Shanghai) Co., Ltd. Ex9N-DH-12KT-AU (AS4777-2 2020) Eastron SDM630 MCT (40mA) Series | 48.64 |  |  | Pylontech | Pelio-L-5.12 | 6 | Noark Electrics (Shanghai) Co., Ltd. | Ex9N-DH-12KT-AU (AS4777-2 2020) | Pylontech | 2027-01-16
2024-06-26 | HBS13105 | Pylontech Pelio-L-5.12 (x11) w/ Noark Electrics (Shanghai) Co., Ltd. Ex9N-DH-12KT-AU (AS4777-2 2020) Eastron SDM630 MCT (40mA) Series | 53.504 |  |  | Pylontech | Pelio-L-5.12 | 6 | Noark Electrics (Shanghai) Co., Ltd. | Ex9N-DH-12KT-AU (AS4777-2 2020) | Pylontech | 2027-01-16
2024-06-26 | HBS13106 | Pylontech Pelio-L-5.12 (x12) w/ Noark Electrics (Shanghai) Co., Ltd. Ex9N-DH-12KT-AU (AS4777-2 2020) Eastron SDM630 MCT (40mA) Series | 58.368 |  |  | Pylontech | Pelio-L-5.12 | 6 | Noark Electrics (Shanghai) Co., Ltd. | Ex9N-DH-12KT-AU (AS4777-2 2020) | Pylontech | 2027-01-16
2024-06-26 | HBS13107 | Pylontech Pelio-L-5.12 (x13) w/ Noark Electrics (Shanghai) Co., Ltd. Ex9N-DH-12KT-AU (AS4777-2 2020) Eastron SDM630 MCT (40mA) Series | 63.232 |  |  | Pylontech | Pelio-L-5.12 | 6 | Noark Electrics (Shanghai) Co., Ltd. | Ex9N-DH-12KT-AU (AS4777-2 2020) | Pylontech | 2027-01-16
2024-06-26 | HBS13108 | Pylontech Pelio-L-5.12 (x14) w/ Noark Electrics (Shanghai) Co., Ltd. Ex9N-DH-12KT-AU (AS4777-2 2020) Eastron SDM630 MCT (40mA) Series | 68.096 |  |  | Pylontech | Pelio-L-5.12 | 6 | Noark Electrics (Shanghai) Co., Ltd. | Ex9N-DH-12KT-AU (AS4777-2 2020) | Pylontech | 2027-01-16
2024-06-26 | HBS13109 | Pylontech Pelio-L-5.12 (x15) w/ Noark Electrics (Shanghai) Co., Ltd. Ex9N-DH-12KT-AU (AS4777-2 2020) Eastron SDM630 MCT (40mA) Series | 72.96 |  |  | Pylontech | Pelio-L-5.12 | 6 | Noark Electrics (Shanghai) Co., Ltd. | Ex9N-DH-12KT-AU (AS4777-2 2020) | Pylontech | 2027-01-16
2024-06-26 | HBS13110 | Pylontech Pelio-L-5.12 (x16) w/ Noark Electrics (Shanghai) Co., Ltd. Ex9N-DH-12KT-AU (AS4777-2 2020) Eastron SDM630 MCT (40mA) Series | 77.824 |  |  | Pylontech | Pelio-L-5.12 | 6 | Noark Electrics (Shanghai) Co., Ltd. | Ex9N-DH-12KT-AU (AS4777-2 2020) | Pylontech | 2027-01-16
2024-06-26 | HBS13111 | Pylontech Pelio-L-5.12 (x17) w/ Noark Electrics (Shanghai) Co., Ltd. Ex9N-DH-12KT-AU (AS4777-2 2020) Eastron SDM630 MCT (40mA) Series | 82.688 |  |  | Pylontech | Pelio-L-5.12 | 6 | Noark Electrics (Shanghai) Co., Ltd. | Ex9N-DH-12KT-AU (AS4777-2 2020) | Pylontech | 2027-01-16
2024-06-26 | HBS13112 | Pylontech Pelio-L-5.12 (x18) w/ Noark Electrics (Shanghai) Co., Ltd. Ex9N-DH-12KT-AU (AS4777-2 2020) Eastron SDM630 MCT (40mA) Series | 87.552 |  |  | Pylontech | Pelio-L-5.12 | 6 | Noark Electrics (Shanghai) Co., Ltd. | Ex9N-DH-12KT-AU (AS4777-2 2020) | Pylontech | 2027-01-16
2024-06-26 | HBS13113 | Pylontech Pelio-L-5.12 (x19) w/ Noark Electrics (Shanghai) Co., Ltd. Ex9N-DH-12KT-AU (AS4777-2 2020) Eastron SDM630 MCT (40mA) Series | 92.416 |  |  | Pylontech | Pelio-L-5.12 | 6 | Noark Electrics (Shanghai) Co., Ltd. | Ex9N-DH-12KT-AU (AS4777-2 2020) | Pylontech | 2027-01-16
2024-06-26 | HBS13114 | Pylontech Pelio-L-5.12 (x20) w/ Noark Electrics (Shanghai) Co., Ltd. Ex9N-DH-12KT-AU (AS4777-2 2020) Eastron SDM630 MCT (40mA) Series | 97.28 |  |  | Pylontech | Pelio-L-5.12 | 6 | Noark Electrics (Shanghai) Co., Ltd. | Ex9N-DH-12KT-AU (AS4777-2 2020) | Pylontech | 2027-01-16
2024-07-02 | HBS13115 | Sigenergy SigenStor-5S-10 BAT 5kWh x 2 (x2) | 10.4 | Sigenergy | SigenStor-5S-10 BAT 5kWh x 2 |  |  | 6 | Shanghai SIGEN New Energy Technology Co Ltd | SigenStor-5S-10 | Sigenergy | 2027-06-05
2024-07-02 | HBS13116 | Sigenergy SigenStor-6S-8 BAT 8kWh (x1) | 7.8 | Sigenergy | SigenStor-6S-8 BAT 8kWh |  |  | 6 | Shanghai SIGEN New Energy Technology Co Ltd | SigenStor-6S-8 | Sigenergy | 2027-06-05
2024-07-02 | HBS13117 | Sigenergy SigenStor-5S-8 BAT 8kWh (x1) | 7.8 | Sigenergy | SigenStor-5S-8 BAT 8kWh |  |  | 6 | Shanghai SIGEN New Energy Technology Co Ltd | SigenStor-5S-8 | Sigenergy | 2027-06-05
2024-07-02 | HBS13118 | Sigenergy SigenStor-5S-13 BAT 5kWh + 8kWh (x2) | 13 | Sigenergy | SigenStor-5S-13 BAT 5kWh + 8kWh |  |  | 6 | Shanghai SIGEN New Energy Technology Co Ltd | SigenStor-5S-13 | Sigenergy | 2027-06-05
2024-07-02 | HBS13119 | Sigenergy SigenStor-5S-16BAT 8kWh x 2 (x2) | 15.6 | Sigenergy | SigenStor-5S-16BAT 8kWh x 2 |  |  | 6 | Shanghai SIGEN New Energy Technology Co Ltd | SigenStor-5S-16 | Sigenergy | 2027-06-05
2024-07-02 | HBS13120 | Sigenergy SigenStor-6S-16 BAT 8kWh x 2 (x2) | 15.6 | Sigenergy | SigenStor-6S-16 BAT 8kWh x 2 |  |  | 6 | Shanghai SIGEN New Energy Technology Co Ltd | SigenStor-6S-16 | Sigenergy | 2027-06-05
2024-07-02 | HBS13121 | Sigenergy SigenStor-6S-13 BAT 5kWh + 8kWh (x2) | 13 | Sigenergy | SigenStor-6S-13 BAT 5kWh + 8kWh |  |  | 6 | Shanghai SIGEN New Energy Technology Co Ltd | SigenStor-6S-13 | Sigenergy | 2027-06-05
2024-07-02 | HBS13122 | Sigenergy SigenStor-6S-10 BAT 5kWh x 2 (x2) | 10.4 | Sigenergy | SigenStor-6S-10 BAT 5kWh x 2 |  |  | 6 | Shanghai SIGEN New Energy Technology Co Ltd | SigenStor-6S-10 | Sigenergy | 2027-06-05
2024-07-02 | HBS13123 | Sigenergy SigenStor-6S-24 BAT 8kWh x 3 (x3) | 23.4 | Sigenergy | SigenStor-6S-24 BAT 8kWh x 3 |  |  | 6 | Shanghai SIGEN New Energy Technology Co Ltd | SigenStor-6S-24 | Sigenergy | 2027-06-05
2024-07-04 | HBS13154 | NINGBO DEYE ESS TECHNOLOGY CO., LTD AI-W5.1-B (x2) w/ Ningbo Deye Inverter Technology Co SUN-12K-SG01LP1-AU-AM3 Deye/Eastron/CHNT SDM230/DDSU666 | 9.2 |  |  | NINGBO DEYE ESS TECHNOLOGY CO., LTD | AI-W5.1-B | 6 | Ningbo Deye Inverter Technology Co | SUN-12K-SG01LP1-AU-AM3 | Deye | 2027-03-26
2024-07-04 | HBS13155 | NINGBO DEYE ESS TECHNOLOGY CO., LTD AI-W5.1-B (x3) w/ Ningbo Deye Inverter Technology Co SUN-12K-SG01LP1-AU-AM3 Deye/Eastron/CHNT SDM230/DDSU666 | 13.8 |  |  | NINGBO DEYE ESS TECHNOLOGY CO., LTD | AI-W5.1-B | 6 | Ningbo Deye Inverter Technology Co | SUN-12K-SG01LP1-AU-AM3 | Deye | 2027-03-26
2024-07-04 | HBS13156 | NINGBO DEYE ESS TECHNOLOGY CO., LTD AI-W5.1-B (x4) w/ Ningbo Deye Inverter Technology Co SUN-12K-SG01LP1-AU-AM3 Deye/Eastron/CHNT SDM230/DDSU666 | 18.4 |  |  | NINGBO DEYE ESS TECHNOLOGY CO., LTD | AI-W5.1-B | 6 | Ningbo Deye Inverter Technology Co | SUN-12K-SG01LP1-AU-AM3 | Deye | 2027-03-26
2024-07-04 | HBS13157 | NINGBO DEYE ESS TECHNOLOGY CO., LTD AI-W5.1-B (x5) w/ Ningbo Deye Inverter Technology Co SUN-12K-SG01LP1-AU-AM3 Deye/Eastron/CHNT SDM230/DDSU666 | 23 |  |  | NINGBO DEYE ESS TECHNOLOGY CO., LTD | AI-W5.1-B | 6 | Ningbo Deye Inverter Technology Co | SUN-12K-SG01LP1-AU-AM3 | Deye | 2027-03-26
2024-07-04 | HBS13158 | NINGBO DEYE ESS TECHNOLOGY CO., LTD AI-W5.1-B (x6) w/ Ningbo Deye Inverter Technology Co SUN-12K-SG01LP1-AU-AM3 Deye/Eastron/CHNT SDM230/DDSU666 | 27.6 |  |  | NINGBO DEYE ESS TECHNOLOGY CO., LTD | AI-W5.1-B | 6 | Ningbo Deye Inverter Technology Co | SUN-12K-SG01LP1-AU-AM3 | Deye | 2027-03-26
2024-07-04 | HBS13159 | NINGBO DEYE ESS TECHNOLOGY CO., LTD AI-W5.1-B (x2) w/ Ningbo Deye Inverter Technology Co SUN-14K-SG01LP1-AU-AM3 Deye/Eastron/CHNT SDM230/DDSU666 | 9.2 |  |  | NINGBO DEYE ESS TECHNOLOGY CO., LTD | AI-W5.1-B | 6 | Ningbo Deye Inverter Technology Co | SUN-14K-SG01LP1-AU-AM3 | Deye | 2028-03-26
2024-07-04 | HBS13160 | NINGBO DEYE ESS TECHNOLOGY CO., LTD AI-W5.1-B (x3) w/ Ningbo Deye Inverter Technology Co SUN-14K-SG01LP1-AU-AM3 Deye/Eastron/CHNT SDM230/DDSU666 | 13.8 |  |  | NINGBO DEYE ESS TECHNOLOGY CO., LTD | AI-W5.1-B | 6 | Ningbo Deye Inverter Technology Co | SUN-14K-SG01LP1-AU-AM3 | Deye | 2028-03-26
2024-07-04 | HBS13161 | NINGBO DEYE ESS TECHNOLOGY CO., LTD AI-W5.1-B (x4) w/ Ningbo Deye Inverter Technology Co SUN-14K-SG01LP1-AU-AM3 Deye/Eastron/CHNT SDM230/DDSU666 | 18.4 |  |  | NINGBO DEYE ESS TECHNOLOGY CO., LTD | AI-W5.1-B | 6 | Ningbo Deye Inverter Technology Co | SUN-14K-SG01LP1-AU-AM3 | Deye | 2028-03-26
2024-07-04 | HBS13162 | NINGBO DEYE ESS TECHNOLOGY CO., LTD AI-W5.1-B (x5) w/ Ningbo Deye Inverter Technology Co SUN-14K-SG01LP1-AU-AM3 Deye/Eastron/CHNT SDM230/DDSU666 | 23 |  |  | NINGBO DEYE ESS TECHNOLOGY CO., LTD | AI-W5.1-B | 6 | Ningbo Deye Inverter Technology Co | SUN-14K-SG01LP1-AU-AM3 | Deye | 2028-03-26
2024-07-04 | HBS13163 | NINGBO DEYE ESS TECHNOLOGY CO., LTD AI-W5.1-B (x6) w/ Ningbo Deye Inverter Technology Co SUN-14K-SG01LP1-AU-AM3 Deye/Eastron/CHNT SDM230/DDSU666 | 27.6 |  |  | NINGBO DEYE ESS TECHNOLOGY CO., LTD | AI-W5.1-B | 6 | Ningbo Deye Inverter Technology Co | SUN-14K-SG01LP1-AU-AM3 | Deye | 2028-03-26
2024-07-04 | HBS13164 | NINGBO DEYE ESS TECHNOLOGY CO., LTD AI-W5.1-B (x2) w/ Ningbo Deye Inverter Technology Co SUN-16K-SG01LP1- AU-AM3 Deye/Eastron/CHNT SDM230/DDSU666 | 9.2 |  |  | NINGBO DEYE ESS TECHNOLOGY CO., LTD | AI-W5.1-B | 6 | Ningbo Deye Inverter Technology Co | SUN-16K-SG01LP1- AU-AM3 | Deye | 2029-03-26
2024-07-04 | HBS13165 | NINGBO DEYE ESS TECHNOLOGY CO., LTD AI-W5.1-B (x3) w/ Ningbo Deye Inverter Technology Co SUN-16K-SG01LP1- AU-AM3 Deye/Eastron/CHNT SDM230/DDSU666 | 13.8 |  |  | NINGBO DEYE ESS TECHNOLOGY CO., LTD | AI-W5.1-B | 6 | Ningbo Deye Inverter Technology Co | SUN-16K-SG01LP1- AU-AM3 | Deye | 2029-03-26
2024-07-04 | HBS13166 | NINGBO DEYE ESS TECHNOLOGY CO., LTD AI-W5.1-B (x4) w/ Ningbo Deye Inverter Technology Co SUN-16K-SG01LP1- AU-AM3 Deye/Eastron/CHNT SDM230/DDSU666 | 18.4 |  |  | NINGBO DEYE ESS TECHNOLOGY CO., LTD | AI-W5.1-B | 6 | Ningbo Deye Inverter Technology Co | SUN-16K-SG01LP1- AU-AM3 | Deye | 2029-03-26
2024-07-04 | HBS13167 | NINGBO DEYE ESS TECHNOLOGY CO., LTD AI-W5.1-B (x5) w/ Ningbo Deye Inverter Technology Co SUN-16K-SG01LP1- AU-AM3 Deye/Eastron/CHNT SDM230/DDSU666 | 23 |  |  | NINGBO DEYE ESS TECHNOLOGY CO., LTD | AI-W5.1-B | 6 | Ningbo Deye Inverter Technology Co | SUN-16K-SG01LP1- AU-AM3 | Deye | 2029-03-26
2024-07-04 | HBS13168 | NINGBO DEYE ESS TECHNOLOGY CO., LTD AI-W5.1-B (x6) w/ Ningbo Deye Inverter Technology Co SUN-16K-SG01LP1- AU-AM3 Deye/Eastron/CHNT SDM230/DDSU666 | 27.6 |  |  | NINGBO DEYE ESS TECHNOLOGY CO., LTD | AI-W5.1-B | 6 | Ningbo Deye Inverter Technology Co | SUN-16K-SG01LP1- AU-AM3 | Deye | 2029-03-26
2024-07-04 | HBS13169 | NINGBO DEYE ESS TECHNOLOGY CO., LTD AI-W5.1-B (x2) w/ Ningbo Deye Inverter Technology Co SUN-5K-SG04LP3-AU Deye/Eastron/CHNT SDM630/DTSU666 | 9.2 |  |  | NINGBO DEYE ESS TECHNOLOGY CO., LTD | AI-W5.1-B | 2 | Ningbo Deye Inverter Technology Co | SUN-5K-SG04LP3-AU | Deye | 2027-04-28
2024-07-04 | HBS13170 | NINGBO DEYE ESS TECHNOLOGY CO., LTD AI-W5.1-B (x3) w/ Ningbo Deye Inverter Technology Co SUN-5K-SG04LP3-AU Deye/Eastron/CHNT SDM630/DTSU666 | 13.8 |  |  | NINGBO DEYE ESS TECHNOLOGY CO., LTD | AI-W5.1-B | 3 | Ningbo Deye Inverter Technology Co | SUN-5K-SG04LP3-AU | Deye | 2027-04-28
2024-07-04 | HBS13171 | NINGBO DEYE ESS TECHNOLOGY CO., LTD AI-W5.1-B (x4) w/ Ningbo Deye Inverter Technology Co SUN-5K-SG04LP3-AU Deye/Eastron/CHNT SDM630/DTSU666 | 18.4 |  |  | NINGBO DEYE ESS TECHNOLOGY CO., LTD | AI-W5.1-B | 4 | Ningbo Deye Inverter Technology Co | SUN-5K-SG04LP3-AU | Deye | 2027-04-28
2024-07-04 | HBS13172 | NINGBO DEYE ESS TECHNOLOGY CO., LTD AI-W5.1-B (x5) w/ Ningbo Deye Inverter Technology Co SUN-5K-SG04LP3-AU Deye/Eastron/CHNT SDM630/DTSU666 | 23 |  |  | NINGBO DEYE ESS TECHNOLOGY CO., LTD | AI-W5.1-B | 5 | Ningbo Deye Inverter Technology Co | SUN-5K-SG04LP3-AU | Deye | 2027-04-28
2024-07-04 | HBS13173 | NINGBO DEYE ESS TECHNOLOGY CO., LTD AI-W5.1-B (x6) w/ Ningbo Deye Inverter Technology Co SUN-5K-SG04LP3-AU Deye/Eastron/CHNT SDM630/DTSU666 | 27.6 |  |  | NINGBO DEYE ESS TECHNOLOGY CO., LTD | AI-W5.1-B | 6 | Ningbo Deye Inverter Technology Co | SUN-5K-SG04LP3-AU | Deye | 2027-04-28
2024-07-04 | HBS13174 | NINGBO DEYE ESS TECHNOLOGY CO., LTD AI-W5.1-B (x2) w/ Ningbo Deye Inverter Technology Co SUN-6K-SG04LP3-AU Deye/Eastron/CHNT SDM630/DTSU666 | 9.2 |  |  | NINGBO DEYE ESS TECHNOLOGY CO., LTD | AI-W5.1-B | 2 | Ningbo Deye Inverter Technology Co | SUN-6K-SG04LP3-AU | Deye | 2027-04-28
2024-07-04 | HBS13175 | NINGBO DEYE ESS TECHNOLOGY CO., LTD AI-W5.1-B (x3) w/ Ningbo Deye Inverter Technology Co SUN-6K-SG04LP3-AU Deye/Eastron/CHNT SDM630/DTSU666 | 13.8 |  |  | NINGBO DEYE ESS TECHNOLOGY CO., LTD | AI-W5.1-B | 3 | Ningbo Deye Inverter Technology Co | SUN-6K-SG04LP3-AU | Deye | 2027-04-28
2024-07-04 | HBS13176 | NINGBO DEYE ESS TECHNOLOGY CO., LTD AI-W5.1-B (x4) w/ Ningbo Deye Inverter Technology Co SUN-6K-SG04LP3-AU Deye/Eastron/CHNT SDM630/DTSU666 | 18.4 |  |  | NINGBO DEYE ESS TECHNOLOGY CO., LTD | AI-W5.1-B | 4 | Ningbo Deye Inverter Technology Co | SUN-6K-SG04LP3-AU | Deye | 2027-04-28
2024-07-04 | HBS13177 | NINGBO DEYE ESS TECHNOLOGY CO., LTD AI-W5.1-B (x5) w/ Ningbo Deye Inverter Technology Co SUN-6K-SG04LP3-AU Deye/Eastron/CHNT SDM630/DTSU666 | 23 |  |  | NINGBO DEYE ESS TECHNOLOGY CO., LTD | AI-W5.1-B | 5 | Ningbo Deye Inverter Technology Co | SUN-6K-SG04LP3-AU | Deye | 2027-04-28
2024-07-04 | HBS13178 | NINGBO DEYE ESS TECHNOLOGY CO., LTD AI-W5.1-B (x6) w/ Ningbo Deye Inverter Technology Co SUN-6K-SG04LP3-AU Deye/Eastron/CHNT SDM630/DTSU666 | 27.6 |  |  | NINGBO DEYE ESS TECHNOLOGY CO., LTD | AI-W5.1-B | 6 | Ningbo Deye Inverter Technology Co | SUN-6K-SG04LP3-AU | Deye | 2027-04-28
2024-07-04 | HBS13179 | NINGBO DEYE ESS TECHNOLOGY CO., LTD AI-W5.1-B (x2) w/ Ningbo Deye Inverter Technology Co SUN-8K-SG04LP3-AU Deye/Eastron/CHNT SDM630/DTSU666 | 9.2 |  |  | NINGBO DEYE ESS TECHNOLOGY CO., LTD | AI-W5.1-B | 2 | Ningbo Deye Inverter Technology Co | SUN-8K-SG04LP3-AU | Deye | 2027-04-28
2024-07-04 | HBS13180 | NINGBO DEYE ESS TECHNOLOGY CO., LTD AI-W5.1-B (x3) w/ Ningbo Deye Inverter Technology Co SUN-8K-SG04LP3-AU Deye/Eastron/CHNT SDM630/DTSU666 | 13.8 |  |  | NINGBO DEYE ESS TECHNOLOGY CO., LTD | AI-W5.1-B | 3 | Ningbo Deye Inverter Technology Co | SUN-8K-SG04LP3-AU | Deye | 2027-04-28
2024-07-04 | HBS13181 | NINGBO DEYE ESS TECHNOLOGY CO., LTD AI-W5.1-B (x4) w/ Ningbo Deye Inverter Technology Co SUN-8K-SG04LP3-AU Deye/Eastron/CHNT SDM630/DTSU666 | 18.4 |  |  | NINGBO DEYE ESS TECHNOLOGY CO., LTD | AI-W5.1-B | 4 | Ningbo Deye Inverter Technology Co | SUN-8K-SG04LP3-AU | Deye | 2027-04-28
2024-07-04 | HBS13182 | NINGBO DEYE ESS TECHNOLOGY CO., LTD AI-W5.1-B (x5) w/ Ningbo Deye Inverter Technology Co SUN-8K-SG04LP3-AU Deye/Eastron/CHNT SDM630/DTSU666 | 23 |  |  | NINGBO DEYE ESS TECHNOLOGY CO., LTD | AI-W5.1-B | 5 | Ningbo Deye Inverter Technology Co | SUN-8K-SG04LP3-AU | Deye | 2027-04-28
2024-07-04 | HBS13183 | NINGBO DEYE ESS TECHNOLOGY CO., LTD AI-W5.1-B (x6) w/ Ningbo Deye Inverter Technology Co SUN-8K-SG04LP3-AU Deye/Eastron/CHNT SDM630/DTSU666 | 27.6 |  |  | NINGBO DEYE ESS TECHNOLOGY CO., LTD | AI-W5.1-B | 6 | Ningbo Deye Inverter Technology Co | SUN-8K-SG04LP3-AU | Deye | 2027-04-28
2024-07-04 | HBS13184 | NINGBO DEYE ESS TECHNOLOGY CO., LTD AI-W5.1-B (x2) w/ Ningbo Deye Inverter Technology Co SUN-10K-SG04LP3-AU Deye/Eastron/CHNT SDM630/DTSU666 | 9.2 |  |  | NINGBO DEYE ESS TECHNOLOGY CO., LTD | AI-W5.1-B | 2 | Ningbo Deye Inverter Technology Co | SUN-10K-SG04LP3-AU | Deye | 2027-04-28
2024-07-04 | HBS13185 | NINGBO DEYE ESS TECHNOLOGY CO., LTD AI-W5.1-B (x3) w/ Ningbo Deye Inverter Technology Co SUN-10K-SG04LP3-AU Deye/Eastron/CHNT SDM630/DTSU666 | 13.8 |  |  | NINGBO DEYE ESS TECHNOLOGY CO., LTD | AI-W5.1-B | 3 | Ningbo Deye Inverter Technology Co | SUN-10K-SG04LP3-AU | Deye | 2027-04-28
2024-07-04 | HBS13186 | NINGBO DEYE ESS TECHNOLOGY CO., LTD AI-W5.1-B (x4) w/ Ningbo Deye Inverter Technology Co SUN-10K-SG04LP3-AU Deye/Eastron/CHNT SDM630/DTSU666 | 18.4 |  |  | NINGBO DEYE ESS TECHNOLOGY CO., LTD | AI-W5.1-B | 4 | Ningbo Deye Inverter Technology Co | SUN-10K-SG04LP3-AU | Deye | 2027-04-28
2024-07-04 | HBS13187 | NINGBO DEYE ESS TECHNOLOGY CO., LTD AI-W5.1-B (x5) w/ Ningbo Deye Inverter Technology Co SUN-10K-SG04LP3-AU Deye/Eastron/CHNT SDM630/DTSU666 | 23 |  |  | NINGBO DEYE ESS TECHNOLOGY CO., LTD | AI-W5.1-B | 5 | Ningbo Deye Inverter Technology Co | SUN-10K-SG04LP3-AU | Deye | 2027-04-28
2024-07-04 | HBS13188 | NINGBO DEYE ESS TECHNOLOGY CO., LTD AI-W5.1-B (x6) w/ Ningbo Deye Inverter Technology Co SUN-10K-SG04LP3-AU Deye/Eastron/CHNT SDM630/DTSU666 | 27.6 |  |  | NINGBO DEYE ESS TECHNOLOGY CO., LTD | AI-W5.1-B | 6 | Ningbo Deye Inverter Technology Co | SUN-10K-SG04LP3-AU | Deye | 2027-04-28
2024-07-04 | HBS13189 | NINGBO DEYE ESS TECHNOLOGY CO., LTD AI-W5.1-B (x2) w/ Ningbo Deye Inverter Technology Co SUN-12K-SG04LP3-AU Deye/Eastron/CHNT SDM630/DTSU666 | 9.2 |  |  | NINGBO DEYE ESS TECHNOLOGY CO., LTD | AI-W5.1-B | 2 | Ningbo Deye Inverter Technology Co | SUN-12K-SG04LP3-AU | Deye | 2027-04-28
2024-07-04 | HBS13190 | NINGBO DEYE ESS TECHNOLOGY CO., LTD AI-W5.1-B (x3) w/ Ningbo Deye Inverter Technology Co SUN-12K-SG04LP3-AU Deye/Eastron/CHNT SDM630/DTSU666 | 13.8 |  |  | NINGBO DEYE ESS TECHNOLOGY CO., LTD | AI-W5.1-B | 3 | Ningbo Deye Inverter Technology Co | SUN-12K-SG04LP3-AU | Deye | 2027-04-28
2024-07-04 | HBS13191 | NINGBO DEYE ESS TECHNOLOGY CO., LTD AI-W5.1-B (x4) w/ Ningbo Deye Inverter Technology Co SUN-12K-SG04LP3-AU Deye/Eastron/CHNT SDM630/DTSU666 | 18.4 |  |  | NINGBO DEYE ESS TECHNOLOGY CO., LTD | AI-W5.1-B | 4 | Ningbo Deye Inverter Technology Co | SUN-12K-SG04LP3-AU | Deye | 2027-04-28
2024-07-04 | HBS13192 | NINGBO DEYE ESS TECHNOLOGY CO., LTD AI-W5.1-B (x5) w/ Ningbo Deye Inverter Technology Co SUN-12K-SG04LP3-AU Deye/Eastron/CHNT SDM630/DTSU666 | 23 |  |  | NINGBO DEYE ESS TECHNOLOGY CO., LTD | AI-W5.1-B | 5 | Ningbo Deye Inverter Technology Co | SUN-12K-SG04LP3-AU | Deye | 2027-04-28
2024-07-04 | HBS13193 | NINGBO DEYE ESS TECHNOLOGY CO., LTD AI-W5.1-B (x6) w/ Ningbo Deye Inverter Technology Co SUN-12K-SG04LP3-AU Deye/Eastron/CHNT SDM630/DTSU666 | 27.6 |  |  | NINGBO DEYE ESS TECHNOLOGY CO., LTD | AI-W5.1-B | 6 | Ningbo Deye Inverter Technology Co | SUN-12K-SG04LP3-AU | Deye | 2027-04-28
2024-07-04 | HBS13224 | NINGBO DEYE ESS TECHNOLOGY CO., LTD RW-M6.1-B (x2) w/ Ningbo Deye Inverter Technology Co SUN-12K-SG01LP1-AU-AM3 Deye/Eastron/CHNT SDM230/DDSU666 | 11.06 |  |  | NINGBO DEYE ESS TECHNOLOGY CO., LTD | RW-M6.1-B | 6 | Ningbo Deye Inverter Technology Co | SUN-12K-SG01LP1-AU-AM3 | Deye | 2027-03-26
2024-07-04 | HBS13225 | NINGBO DEYE ESS TECHNOLOGY CO., LTD RW-M6.1-B (x3) w/ Ningbo Deye Inverter Technology Co SUN-12K-SG01LP1-AU-AM3 Deye/Eastron/CHNT SDM230/DDSU666 | 16.59 |  |  | NINGBO DEYE ESS TECHNOLOGY CO., LTD | RW-M6.1-B | 6 | Ningbo Deye Inverter Technology Co | SUN-12K-SG01LP1-AU-AM3 | Deye | 2027-03-26
2024-07-04 | HBS13226 | NINGBO DEYE ESS TECHNOLOGY CO., LTD RW-M6.1-B (x4) w/ Ningbo Deye Inverter Technology Co SUN-12K-SG01LP1-AU-AM3 Deye/Eastron/CHNT SDM230/DDSU666 | 22.12 |  |  | NINGBO DEYE ESS TECHNOLOGY CO., LTD | RW-M6.1-B | 6 | Ningbo Deye Inverter Technology Co | SUN-12K-SG01LP1-AU-AM3 | Deye | 2027-03-26
2024-07-04 | HBS13227 | NINGBO DEYE ESS TECHNOLOGY CO., LTD RW-M6.1-B (x5) w/ Ningbo Deye Inverter Technology Co SUN-12K-SG01LP1-AU-AM3 Deye/Eastron/CHNT SDM230/DDSU666 | 27.65 |  |  | NINGBO DEYE ESS TECHNOLOGY CO., LTD | RW-M6.1-B | 6 | Ningbo Deye Inverter Technology Co | SUN-12K-SG01LP1-AU-AM3 | Deye | 2027-03-26
2024-07-04 | HBS13228 | NINGBO DEYE ESS TECHNOLOGY CO., LTD RW-M6.1-B (x6) w/ Ningbo Deye Inverter Technology Co SUN-12K-SG01LP1-AU-AM3 Deye/Eastron/CHNT SDM230/DDSU666 | 33.18 |  |  | NINGBO DEYE ESS TECHNOLOGY CO., LTD | RW-M6.1-B | 6 | Ningbo Deye Inverter Technology Co | SUN-12K-SG01LP1-AU-AM3 | Deye | 2027-03-26
2024-07-04 | HBS13229 | NINGBO DEYE ESS TECHNOLOGY CO., LTD RW-M6.1-B (x2) w/ Ningbo Deye Inverter Technology Co SUN-14K-SG01LP1-AU-AM3 Deye/Eastron/CHNT SDM230/DDSU666 | 11.06 |  |  | NINGBO DEYE ESS TECHNOLOGY CO., LTD | RW-M6.1-B | 6 | Ningbo Deye Inverter Technology Co | SUN-14K-SG01LP1-AU-AM3 | Deye | 2028-03-26
2024-07-04 | HBS13230 | NINGBO DEYE ESS TECHNOLOGY CO., LTD RW-M6.1-B (x3) w/ Ningbo Deye Inverter Technology Co SUN-14K-SG01LP1-AU-AM3 Deye/Eastron/CHNT SDM230/DDSU666 | 16.59 |  |  | NINGBO DEYE ESS TECHNOLOGY CO., LTD | RW-M6.1-B | 6 | Ningbo Deye Inverter Technology Co | SUN-14K-SG01LP1-AU-AM3 | Deye | 2028-03-26
2024-07-04 | HBS13231 | NINGBO DEYE ESS TECHNOLOGY CO., LTD RW-M6.1-B (x4) w/ Ningbo Deye Inverter Technology Co SUN-14K-SG01LP1-AU-AM3 Deye/Eastron/CHNT SDM230/DDSU666 | 22.12 |  |  | NINGBO DEYE ESS TECHNOLOGY CO., LTD | RW-M6.1-B | 6 | Ningbo Deye Inverter Technology Co | SUN-14K-SG01LP1-AU-AM3 | Deye | 2028-03-26
2024-07-04 | HBS13232 | NINGBO DEYE ESS TECHNOLOGY CO., LTD RW-M6.1-B (x5) w/ Ningbo Deye Inverter Technology Co SUN-14K-SG01LP1-AU-AM3 Deye/Eastron/CHNT SDM230/DDSU666 | 27.65 |  |  | NINGBO DEYE ESS TECHNOLOGY CO., LTD | RW-M6.1-B | 6 | Ningbo Deye Inverter Technology Co | SUN-14K-SG01LP1-AU-AM3 | Deye | 2028-03-26
2024-07-04 | HBS13233 | NINGBO DEYE ESS TECHNOLOGY CO., LTD RW-M6.1-B (x6) w/ Ningbo Deye Inverter Technology Co SUN-14K-SG01LP1-AU-AM3 Deye/Eastron/CHNT SDM230/DDSU666 | 33.18 |  |  | NINGBO DEYE ESS TECHNOLOGY CO., LTD | RW-M6.1-B | 6 | Ningbo Deye Inverter Technology Co | SUN-14K-SG01LP1-AU-AM3 | Deye | 2028-03-26
2024-07-04 | HBS13234 | NINGBO DEYE ESS TECHNOLOGY CO., LTD RW-M6.1-B (x2) w/ Ningbo Deye Inverter Technology Co SUN-16K-SG01LP1- AU-AM3 Deye/Eastron/CHNT SDM230/DDSU666 | 11.06 |  |  | NINGBO DEYE ESS TECHNOLOGY CO., LTD | RW-M6.1-B | 6 | Ningbo Deye Inverter Technology Co | SUN-16K-SG01LP1- AU-AM3 | Deye | 2029-03-26
2024-07-04 | HBS13235 | NINGBO DEYE ESS TECHNOLOGY CO., LTD RW-M6.1-B (x3) w/ Ningbo Deye Inverter Technology Co SUN-16K-SG01LP1- AU-AM3 Deye/Eastron/CHNT SDM230/DDSU666 | 16.59 |  |  | NINGBO DEYE ESS TECHNOLOGY CO., LTD | RW-M6.1-B | 6 | Ningbo Deye Inverter Technology Co | SUN-16K-SG01LP1- AU-AM3 | Deye | 2029-03-26
2024-07-04 | HBS13236 | NINGBO DEYE ESS TECHNOLOGY CO., LTD RW-M6.1-B (x4) w/ Ningbo Deye Inverter Technology Co SUN-16K-SG01LP1- AU-AM3 Deye/Eastron/CHNT SDM230/DDSU666 | 22.12 |  |  | NINGBO DEYE ESS TECHNOLOGY CO., LTD | RW-M6.1-B | 6 | Ningbo Deye Inverter Technology Co | SUN-16K-SG01LP1- AU-AM3 | Deye | 2029-03-26
2024-07-04 | HBS13237 | NINGBO DEYE ESS TECHNOLOGY CO., LTD RW-M6.1-B (x5) w/ Ningbo Deye Inverter Technology Co SUN-16K-SG01LP1- AU-AM3 Deye/Eastron/CHNT SDM230/DDSU666 | 27.65 |  |  | NINGBO DEYE ESS TECHNOLOGY CO., LTD | RW-M6.1-B | 6 | Ningbo Deye Inverter Technology Co | SUN-16K-SG01LP1- AU-AM3 | Deye | 2029-03-26
2024-07-04 | HBS13238 | NINGBO DEYE ESS TECHNOLOGY CO., LTD RW-M6.1-B (x6) w/ Ningbo Deye Inverter Technology Co SUN-16K-SG01LP1- AU-AM3 Deye/Eastron/CHNT SDM230/DDSU666 | 33.18 |  |  | NINGBO DEYE ESS TECHNOLOGY CO., LTD | RW-M6.1-B | 6 | Ningbo Deye Inverter Technology Co | SUN-16K-SG01LP1- AU-AM3 | Deye | 2029-03-26
2024-07-04 | HBS13239 | NINGBO DEYE ESS TECHNOLOGY CO., LTD RW-M6.1-B (x2) w/ Ningbo Deye Inverter Technology Co SUN-5K-SG04LP3-AU Deye/Eastron/CHNT SDM630/DTSU666 | 11.06 |  |  | NINGBO DEYE ESS TECHNOLOGY CO., LTD | RW-M6.1-B | 2 | Ningbo Deye Inverter Technology Co | SUN-5K-SG04LP3-AU | Deye | 2027-04-28
2024-07-04 | HBS13240 | NINGBO DEYE ESS TECHNOLOGY CO., LTD RW-M6.1-B (x3) w/ Ningbo Deye Inverter Technology Co SUN-5K-SG04LP3-AU Deye/Eastron/CHNT SDM630/DTSU666 | 16.59 |  |  | NINGBO DEYE ESS TECHNOLOGY CO., LTD | RW-M6.1-B | 3 | Ningbo Deye Inverter Technology Co | SUN-5K-SG04LP3-AU | Deye | 2027-04-28
2024-07-04 | HBS13241 | NINGBO DEYE ESS TECHNOLOGY CO., LTD RW-M6.1-B (x4) w/ Ningbo Deye Inverter Technology Co SUN-5K-SG04LP3-AU Deye/Eastron/CHNT SDM630/DTSU666 | 22.12 |  |  | NINGBO DEYE ESS TECHNOLOGY CO., LTD | RW-M6.1-B | 4 | Ningbo Deye Inverter Technology Co | SUN-5K-SG04LP3-AU | Deye | 2027-04-28
2024-07-04 | HBS13242 | NINGBO DEYE ESS TECHNOLOGY CO., LTD RW-M6.1-B (x5) w/ Ningbo Deye Inverter Technology Co SUN-5K-SG04LP3-AU Deye/Eastron/CHNT SDM630/DTSU666 | 27.65 |  |  | NINGBO DEYE ESS TECHNOLOGY CO., LTD | RW-M6.1-B | 5 | Ningbo Deye Inverter Technology Co | SUN-5K-SG04LP3-AU | Deye | 2027-04-28
2024-07-04 | HBS13243 | NINGBO DEYE ESS TECHNOLOGY CO., LTD RW-M6.1-B (x6) w/ Ningbo Deye Inverter Technology Co SUN-5K-SG04LP3-AU Deye/Eastron/CHNT SDM630/DTSU666 | 33.18 |  |  | NINGBO DEYE ESS TECHNOLOGY CO., LTD | RW-M6.1-B | 6 | Ningbo Deye Inverter Technology Co | SUN-5K-SG04LP3-AU | Deye | 2027-04-28
2024-07-04 | HBS13244 | NINGBO DEYE ESS TECHNOLOGY CO., LTD RW-M6.1-B (x2) w/ Ningbo Deye Inverter Technology Co SUN-6K-SG04LP3-AU Deye/Eastron/CHNT SDM630/DTSU666 | 11.06 |  |  | NINGBO DEYE ESS TECHNOLOGY CO., LTD | RW-M6.1-B | 2 | Ningbo Deye Inverter Technology Co | SUN-6K-SG04LP3-AU | Deye | 2027-04-28
2024-07-04 | HBS13245 | NINGBO DEYE ESS TECHNOLOGY CO., LTD RW-M6.1-B (x3) w/ Ningbo Deye Inverter Technology Co SUN-6K-SG04LP3-AU Deye/Eastron/CHNT SDM630/DTSU666 | 16.59 |  |  | NINGBO DEYE ESS TECHNOLOGY CO., LTD | RW-M6.1-B | 3 | Ningbo Deye Inverter Technology Co | SUN-6K-SG04LP3-AU | Deye | 2027-04-28
2024-07-04 | HBS13246 | NINGBO DEYE ESS TECHNOLOGY CO., LTD RW-M6.1-B (x4) w/ Ningbo Deye Inverter Technology Co SUN-6K-SG04LP3-AU Deye/Eastron/CHNT SDM630/DTSU666 | 22.12 |  |  | NINGBO DEYE ESS TECHNOLOGY CO., LTD | RW-M6.1-B | 4 | Ningbo Deye Inverter Technology Co | SUN-6K-SG04LP3-AU | Deye | 2027-04-28
2024-07-04 | HBS13247 | NINGBO DEYE ESS TECHNOLOGY CO., LTD RW-M6.1-B (x5) w/ Ningbo Deye Inverter Technology Co SUN-6K-SG04LP3-AU Deye/Eastron/CHNT SDM630/DTSU666 | 27.65 |  |  | NINGBO DEYE ESS TECHNOLOGY CO., LTD | RW-M6.1-B | 5 | Ningbo Deye Inverter Technology Co | SUN-6K-SG04LP3-AU | Deye | 2027-04-28
2024-07-04 | HBS13248 | NINGBO DEYE ESS TECHNOLOGY CO., LTD RW-M6.1-B (x6) w/ Ningbo Deye Inverter Technology Co SUN-6K-SG04LP3-AU Deye/Eastron/CHNT SDM630/DTSU666 | 33.18 |  |  | NINGBO DEYE ESS TECHNOLOGY CO., LTD | RW-M6.1-B | 6 | Ningbo Deye Inverter Technology Co | SUN-6K-SG04LP3-AU | Deye | 2027-04-28
2024-07-04 | HBS13249 | NINGBO DEYE ESS TECHNOLOGY CO., LTD RW-M6.1-B (x2) w/ Ningbo Deye Inverter Technology Co SUN-8K-SG04LP3-AU Deye/Eastron/CHNT SDM630/DTSU666 | 11.06 |  |  | NINGBO DEYE ESS TECHNOLOGY CO., LTD | RW-M6.1-B | 2 | Ningbo Deye Inverter Technology Co | SUN-8K-SG04LP3-AU | Deye | 2027-04-28
2024-07-04 | HBS13250 | NINGBO DEYE ESS TECHNOLOGY CO., LTD RW-M6.1-B (x3) w/ Ningbo Deye Inverter Technology Co SUN-8K-SG04LP3-AU Deye/Eastron/CHNT SDM630/DTSU666 | 16.59 |  |  | NINGBO DEYE ESS TECHNOLOGY CO., LTD | RW-M6.1-B | 3 | Ningbo Deye Inverter Technology Co | SUN-8K-SG04LP3-AU | Deye | 2027-04-28
2024-07-04 | HBS13251 | NINGBO DEYE ESS TECHNOLOGY CO., LTD RW-M6.1-B (x4) w/ Ningbo Deye Inverter Technology Co SUN-8K-SG04LP3-AU Deye/Eastron/CHNT SDM630/DTSU666 | 22.12 |  |  | NINGBO DEYE ESS TECHNOLOGY CO., LTD | RW-M6.1-B | 4 | Ningbo Deye Inverter Technology Co | SUN-8K-SG04LP3-AU | Deye | 2027-04-28
2024-07-04 | HBS13252 | NINGBO DEYE ESS TECHNOLOGY CO., LTD RW-M6.1-B (x5) w/ Ningbo Deye Inverter Technology Co SUN-8K-SG04LP3-AU Deye/Eastron/CHNT SDM630/DTSU666 | 27.65 |  |  | NINGBO DEYE ESS TECHNOLOGY CO., LTD | RW-M6.1-B | 5 | Ningbo Deye Inverter Technology Co | SUN-8K-SG04LP3-AU | Deye | 2027-04-28
2024-07-04 | HBS13253 | NINGBO DEYE ESS TECHNOLOGY CO., LTD RW-M6.1-B (x6) w/ Ningbo Deye Inverter Technology Co SUN-8K-SG04LP3-AU Deye/Eastron/CHNT SDM630/DTSU666 | 33.18 |  |  | NINGBO DEYE ESS TECHNOLOGY CO., LTD | RW-M6.1-B | 6 | Ningbo Deye Inverter Technology Co | SUN-8K-SG04LP3-AU | Deye | 2027-04-28
2024-07-04 | HBS13254 | NINGBO DEYE ESS TECHNOLOGY CO., LTD RW-M6.1-B (x2) w/ Ningbo Deye Inverter Technology Co SUN-10K-SG04LP3-AU Deye/Eastron/CHNT SDM630/DTSU666 | 11.06 |  |  | NINGBO DEYE ESS TECHNOLOGY CO., LTD | RW-M6.1-B | 2 | Ningbo Deye Inverter Technology Co | SUN-10K-SG04LP3-AU | Deye | 2027-04-28
2024-07-04 | HBS13255 | NINGBO DEYE ESS TECHNOLOGY CO., LTD RW-M6.1-B (x3) w/ Ningbo Deye Inverter Technology Co SUN-10K-SG04LP3-AU Deye/Eastron/CHNT SDM630/DTSU666 | 16.59 |  |  | NINGBO DEYE ESS TECHNOLOGY CO., LTD | RW-M6.1-B | 3 | Ningbo Deye Inverter Technology Co | SUN-10K-SG04LP3-AU | Deye | 2027-04-28
2024-07-04 | HBS13256 | NINGBO DEYE ESS TECHNOLOGY CO., LTD RW-M6.1-B (x4) w/ Ningbo Deye Inverter Technology Co SUN-10K-SG04LP3-AU Deye/Eastron/CHNT SDM630/DTSU666 | 22.12 |  |  | NINGBO DEYE ESS TECHNOLOGY CO., LTD | RW-M6.1-B | 4 | Ningbo Deye Inverter Technology Co | SUN-10K-SG04LP3-AU | Deye | 2027-04-28
2024-07-04 | HBS13257 | NINGBO DEYE ESS TECHNOLOGY CO., LTD RW-M6.1-B (x5) w/ Ningbo Deye Inverter Technology Co SUN-10K-SG04LP3-AU Deye/Eastron/CHNT SDM630/DTSU666 | 27.65 |  |  | NINGBO DEYE ESS TECHNOLOGY CO., LTD | RW-M6.1-B | 5 | Ningbo Deye Inverter Technology Co | SUN-10K-SG04LP3-AU | Deye | 2027-04-28
2024-07-04 | HBS13258 | NINGBO DEYE ESS TECHNOLOGY CO., LTD RW-M6.1-B (x6) w/ Ningbo Deye Inverter Technology Co SUN-10K-SG04LP3-AU Deye/Eastron/CHNT SDM630/DTSU666 | 33.18 |  |  | NINGBO DEYE ESS TECHNOLOGY CO., LTD | RW-M6.1-B | 6 | Ningbo Deye Inverter Technology Co | SUN-10K-SG04LP3-AU | Deye | 2027-04-28
2024-07-04 | HBS13259 | NINGBO DEYE ESS TECHNOLOGY CO., LTD RW-M6.1-B (x2) w/ Ningbo Deye Inverter Technology Co SUN-12K-SG04LP3-AU Deye/Eastron/CHNT SDM630/DTSU666 | 11.06 |  |  | NINGBO DEYE ESS TECHNOLOGY CO., LTD | RW-M6.1-B | 2 | Ningbo Deye Inverter Technology Co | SUN-12K-SG04LP3-AU | Deye | 2027-04-28
2024-07-04 | HBS13260 | NINGBO DEYE ESS TECHNOLOGY CO., LTD RW-M6.1-B (x3) w/ Ningbo Deye Inverter Technology Co SUN-12K-SG04LP3-AU Deye/Eastron/CHNT SDM630/DTSU666 | 16.59 |  |  | NINGBO DEYE ESS TECHNOLOGY CO., LTD | RW-M6.1-B | 3 | Ningbo Deye Inverter Technology Co | SUN-12K-SG04LP3-AU | Deye | 2027-04-28
2024-07-04 | HBS13261 | NINGBO DEYE ESS TECHNOLOGY CO., LTD RW-M6.1-B (x4) w/ Ningbo Deye Inverter Technology Co SUN-12K-SG04LP3-AU Deye/Eastron/CHNT SDM630/DTSU666 | 22.12 |  |  | NINGBO DEYE ESS TECHNOLOGY CO., LTD | RW-M6.1-B | 4 | Ningbo Deye Inverter Technology Co | SUN-12K-SG04LP3-AU | Deye | 2027-04-28
2024-07-04 | HBS13262 | NINGBO DEYE ESS TECHNOLOGY CO., LTD RW-M6.1-B (x5) w/ Ningbo Deye Inverter Technology Co SUN-12K-SG04LP3-AU Deye/Eastron/CHNT SDM630/DTSU666 | 27.65 |  |  | NINGBO DEYE ESS TECHNOLOGY CO., LTD | RW-M6.1-B | 5 | Ningbo Deye Inverter Technology Co | SUN-12K-SG04LP3-AU | Deye | 2027-04-28
2024-07-04 | HBS13263 | NINGBO DEYE ESS TECHNOLOGY CO., LTD RW-M6.1-B (x6) w/ Ningbo Deye Inverter Technology Co SUN-12K-SG04LP3-AU Deye/Eastron/CHNT SDM630/DTSU666 | 33.18 |  |  | NINGBO DEYE ESS TECHNOLOGY CO., LTD | RW-M6.1-B | 6 | Ningbo Deye Inverter Technology Co | SUN-12K-SG04LP3-AU | Deye | 2027-04-28
2024-07-04 | HBS13294 | NINGBO DEYE ESS TECHNOLOGY CO., LTD RW-F10.2 (x1) w/ Ningbo Deye Inverter Technology Co SUN-12K-SG01LP1-AU-AM3 Deye/Eastron/CHNT SDM230/DDSU666 | 9.2 |  |  | NINGBO DEYE ESS TECHNOLOGY CO., LTD | RW-F10.2 | 6 | Ningbo Deye Inverter Technology Co | SUN-12K-SG01LP1-AU-AM3 | Deye | 2027-03-26
2024-07-04 | HBS13295 | NINGBO DEYE ESS TECHNOLOGY CO., LTD RW-F10.2 (x2) w/ Ningbo Deye Inverter Technology Co SUN-12K-SG01LP1-AU-AM3 Deye/Eastron/CHNT SDM230/DDSU666 | 18.4 |  |  | NINGBO DEYE ESS TECHNOLOGY CO., LTD | RW-F10.2 | 6 | Ningbo Deye Inverter Technology Co | SUN-12K-SG01LP1-AU-AM3 | Deye | 2027-03-26
2024-07-04 | HBS13296 | NINGBO DEYE ESS TECHNOLOGY CO., LTD RW-F10.2 (x3) w/ Ningbo Deye Inverter Technology Co SUN-12K-SG01LP1-AU-AM3 Deye/Eastron/CHNT SDM230/DDSU666 | 27.6 |  |  | NINGBO DEYE ESS TECHNOLOGY CO., LTD | RW-F10.2 | 6 | Ningbo Deye Inverter Technology Co | SUN-12K-SG01LP1-AU-AM3 | Deye | 2027-03-26
2024-07-04 | HBS13297 | NINGBO DEYE ESS TECHNOLOGY CO., LTD RW-F10.2 (x4) w/ Ningbo Deye Inverter Technology Co SUN-12K-SG01LP1-AU-AM3 Deye/Eastron/CHNT SDM230/DDSU666 | 36.8 |  |  | NINGBO DEYE ESS TECHNOLOGY CO., LTD | RW-F10.2 | 6 | Ningbo Deye Inverter Technology Co | SUN-12K-SG01LP1-AU-AM3 | Deye | 2027-03-26
2024-07-04 | HBS13298 | NINGBO DEYE ESS TECHNOLOGY CO., LTD RW-F10.2 (x5) w/ Ningbo Deye Inverter Technology Co SUN-12K-SG01LP1-AU-AM3 Deye/Eastron/CHNT SDM230/DDSU666 | 46 |  |  | NINGBO DEYE ESS TECHNOLOGY CO., LTD | RW-F10.2 | 6 | Ningbo Deye Inverter Technology Co | SUN-12K-SG01LP1-AU-AM3 | Deye | 2027-03-26
2024-07-04 | HBS13299 | NINGBO DEYE ESS TECHNOLOGY CO., LTD RW-F10.2 (x1) w/ Ningbo Deye Inverter Technology Co SUN-14K-SG01LP1-AU-AM3 Deye/Eastron/CHNT SDM230/DDSU666 | 9.2 |  |  | NINGBO DEYE ESS TECHNOLOGY CO., LTD | RW-F10.2 | 6 | Ningbo Deye Inverter Technology Co | SUN-14K-SG01LP1-AU-AM3 | Deye | 2028-03-26
2024-07-04 | HBS13300 | NINGBO DEYE ESS TECHNOLOGY CO., LTD RW-F10.2 (x2) w/ Ningbo Deye Inverter Technology Co SUN-14K-SG01LP1-AU-AM3 Deye/Eastron/CHNT SDM230/DDSU666 | 18.4 |  |  | NINGBO DEYE ESS TECHNOLOGY CO., LTD | RW-F10.2 | 6 | Ningbo Deye Inverter Technology Co | SUN-14K-SG01LP1-AU-AM3 | Deye | 2028-03-26
2024-07-04 | HBS13301 | NINGBO DEYE ESS TECHNOLOGY CO., LTD RW-F10.2 (x3) w/ Ningbo Deye Inverter Technology Co SUN-14K-SG01LP1-AU-AM3 Deye/Eastron/CHNT SDM230/DDSU666 | 27.6 |  |  | NINGBO DEYE ESS TECHNOLOGY CO., LTD | RW-F10.2 | 6 | Ningbo Deye Inverter Technology Co | SUN-14K-SG01LP1-AU-AM3 | Deye | 2028-03-26
2024-07-04 | HBS13302 | NINGBO DEYE ESS TECHNOLOGY CO., LTD RW-F10.2 (x4) w/ Ningbo Deye Inverter Technology Co SUN-14K-SG01LP1-AU-AM3 Deye/Eastron/CHNT SDM230/DDSU666 | 36.8 |  |  | NINGBO DEYE ESS TECHNOLOGY CO., LTD | RW-F10.2 | 6 | Ningbo Deye Inverter Technology Co | SUN-14K-SG01LP1-AU-AM3 | Deye | 2028-03-26
2024-07-04 | HBS13303 | NINGBO DEYE ESS TECHNOLOGY CO., LTD RW-F10.2 (x5) w/ Ningbo Deye Inverter Technology Co SUN-14K-SG01LP1-AU-AM3 Deye/Eastron/CHNT SDM230/DDSU666 | 46 |  |  | NINGBO DEYE ESS TECHNOLOGY CO., LTD | RW-F10.2 | 6 | Ningbo Deye Inverter Technology Co | SUN-14K-SG01LP1-AU-AM3 | Deye | 2028-03-26
2024-07-04 | HBS13304 | NINGBO DEYE ESS TECHNOLOGY CO., LTD RW-F10.2 (x1) w/ Ningbo Deye Inverter Technology Co SUN-16K-SG01LP1- AU-AM3 Deye/Eastron/CHNT SDM230/DDSU666 | 9.2 |  |  | NINGBO DEYE ESS TECHNOLOGY CO., LTD | RW-F10.2 | 6 | Ningbo Deye Inverter Technology Co | SUN-16K-SG01LP1- AU-AM3 | Deye | 2029-03-26
2024-07-04 | HBS13305 | NINGBO DEYE ESS TECHNOLOGY CO., LTD RW-F10.2 (x2) w/ Ningbo Deye Inverter Technology Co SUN-16K-SG01LP1- AU-AM3 Deye/Eastron/CHNT SDM230/DDSU666 | 18.4 |  |  | NINGBO DEYE ESS TECHNOLOGY CO., LTD | RW-F10.2 | 6 | Ningbo Deye Inverter Technology Co | SUN-16K-SG01LP1- AU-AM3 | Deye | 2029-03-26
2024-07-04 | HBS13306 | NINGBO DEYE ESS TECHNOLOGY CO., LTD RW-F10.2 (x3) w/ Ningbo Deye Inverter Technology Co SUN-16K-SG01LP1- AU-AM3 Deye/Eastron/CHNT SDM230/DDSU666 | 27.6 |  |  | NINGBO DEYE ESS TECHNOLOGY CO., LTD | RW-F10.2 | 6 | Ningbo Deye Inverter Technology Co | SUN-16K-SG01LP1- AU-AM3 | Deye | 2029-03-26
2024-07-04 | HBS13307 | NINGBO DEYE ESS TECHNOLOGY CO., LTD RW-F10.2 (x4) w/ Ningbo Deye Inverter Technology Co SUN-16K-SG01LP1- AU-AM3 Deye/Eastron/CHNT SDM230/DDSU666 | 36.8 |  |  | NINGBO DEYE ESS TECHNOLOGY CO., LTD | RW-F10.2 | 6 | Ningbo Deye Inverter Technology Co | SUN-16K-SG01LP1- AU-AM3 | Deye | 2029-03-26
2024-07-04 | HBS13308 | NINGBO DEYE ESS TECHNOLOGY CO., LTD RW-F10.2 (x5) w/ Ningbo Deye Inverter Technology Co SUN-16K-SG01LP1- AU-AM3 Deye/Eastron/CHNT SDM230/DDSU666 | 46 |  |  | NINGBO DEYE ESS TECHNOLOGY CO., LTD | RW-F10.2 | 6 | Ningbo Deye Inverter Technology Co | SUN-16K-SG01LP1- AU-AM3 | Deye | 2029-03-26
2024-07-04 | HBS13309 | NINGBO DEYE ESS TECHNOLOGY CO., LTD RW-F10.2 (x1) w/ Ningbo Deye Inverter Technology Co SUN-5K-SG04LP3-AU Deye/Eastron/CHNT SDM630/DTSU666 | 9.2 |  |  | NINGBO DEYE ESS TECHNOLOGY CO., LTD | RW-F10.2 | 1 | Ningbo Deye Inverter Technology Co | SUN-5K-SG04LP3-AU | Deye | 2027-04-28
2024-07-04 | HBS13310 | NINGBO DEYE ESS TECHNOLOGY CO., LTD RW-F10.2 (x2) w/ Ningbo Deye Inverter Technology Co SUN-5K-SG04LP3-AU Deye/Eastron/CHNT SDM630/DTSU666 | 18.4 |  |  | NINGBO DEYE ESS TECHNOLOGY CO., LTD | RW-F10.2 | 2 | Ningbo Deye Inverter Technology Co | SUN-5K-SG04LP3-AU | Deye | 2027-04-28
2024-07-04 | HBS13311 | NINGBO DEYE ESS TECHNOLOGY CO., LTD RW-F10.2 (x3) w/ Ningbo Deye Inverter Technology Co SUN-5K-SG04LP3-AU Deye/Eastron/CHNT SDM630/DTSU666 | 27.6 |  |  | NINGBO DEYE ESS TECHNOLOGY CO., LTD | RW-F10.2 | 3 | Ningbo Deye Inverter Technology Co | SUN-5K-SG04LP3-AU | Deye | 2027-04-28
2024-07-04 | HBS13312 | NINGBO DEYE ESS TECHNOLOGY CO., LTD RW-F10.2 (x4) w/ Ningbo Deye Inverter Technology Co SUN-5K-SG04LP3-AU Deye/Eastron/CHNT SDM630/DTSU666 | 36.8 |  |  | NINGBO DEYE ESS TECHNOLOGY CO., LTD | RW-F10.2 | 4 | Ningbo Deye Inverter Technology Co | SUN-5K-SG04LP3-AU | Deye | 2027-04-28
2024-07-04 | HBS13313 | NINGBO DEYE ESS TECHNOLOGY CO., LTD RW-F10.2 (x5) w/ Ningbo Deye Inverter Technology Co SUN-5K-SG04LP3-AU Deye/Eastron/CHNT SDM630/DTSU666 | 46 |  |  | NINGBO DEYE ESS TECHNOLOGY CO., LTD | RW-F10.2 | 5 | Ningbo Deye Inverter Technology Co | SUN-5K-SG04LP3-AU | Deye | 2027-04-28
2024-07-04 | HBS13314 | NINGBO DEYE ESS TECHNOLOGY CO., LTD RW-F10.2 (x1) w/ Ningbo Deye Inverter Technology Co SUN-6K-SG04LP3-AU Deye/Eastron/CHNT SDM630/DTSU666 | 9.2 |  |  | NINGBO DEYE ESS TECHNOLOGY CO., LTD | RW-F10.2 | 1 | Ningbo Deye Inverter Technology Co | SUN-6K-SG04LP3-AU | Deye | 2027-04-28
2024-07-04 | HBS13315 | NINGBO DEYE ESS TECHNOLOGY CO., LTD RW-F10.2 (x2) w/ Ningbo Deye Inverter Technology Co SUN-6K-SG04LP3-AU Deye/Eastron/CHNT SDM630/DTSU666 | 18.4 |  |  | NINGBO DEYE ESS TECHNOLOGY CO., LTD | RW-F10.2 | 2 | Ningbo Deye Inverter Technology Co | SUN-6K-SG04LP3-AU | Deye | 2027-04-28
2024-07-04 | HBS13316 | NINGBO DEYE ESS TECHNOLOGY CO., LTD RW-F10.2 (x3) w/ Ningbo Deye Inverter Technology Co SUN-6K-SG04LP3-AU Deye/Eastron/CHNT SDM630/DTSU666 | 27.6 |  |  | NINGBO DEYE ESS TECHNOLOGY CO., LTD | RW-F10.2 | 3 | Ningbo Deye Inverter Technology Co | SUN-6K-SG04LP3-AU | Deye | 2027-04-28
2024-07-04 | HBS13317 | NINGBO DEYE ESS TECHNOLOGY CO., LTD RW-F10.2 (x4) w/ Ningbo Deye Inverter Technology Co SUN-6K-SG04LP3-AU Deye/Eastron/CHNT SDM630/DTSU666 | 36.8 |  |  | NINGBO DEYE ESS TECHNOLOGY CO., LTD | RW-F10.2 | 4 | Ningbo Deye Inverter Technology Co | SUN-6K-SG04LP3-AU | Deye | 2027-04-28
2024-07-04 | HBS13318 | NINGBO DEYE ESS TECHNOLOGY CO., LTD RW-F10.2 (x5) w/ Ningbo Deye Inverter Technology Co SUN-6K-SG04LP3-AU Deye/Eastron/CHNT SDM630/DTSU666 | 46 |  |  | NINGBO DEYE ESS TECHNOLOGY CO., LTD | RW-F10.2 | 5 | Ningbo Deye Inverter Technology Co | SUN-6K-SG04LP3-AU | Deye | 2027-04-28
2024-07-04 | HBS13319 | NINGBO DEYE ESS TECHNOLOGY CO., LTD RW-F10.2 (x1) w/ Ningbo Deye Inverter Technology Co SUN-8K-SG04LP3-AU Deye/Eastron/CHNT SDM630/DTSU666 | 9.2 |  |  | NINGBO DEYE ESS TECHNOLOGY CO., LTD | RW-F10.2 | 1 | Ningbo Deye Inverter Technology Co | SUN-8K-SG04LP3-AU | Deye | 2027-04-28
2024-07-04 | HBS13320 | NINGBO DEYE ESS TECHNOLOGY CO., LTD RW-F10.2 (x2) w/ Ningbo Deye Inverter Technology Co SUN-8K-SG04LP3-AU Deye/Eastron/CHNT SDM630/DTSU666 | 18.4 |  |  | NINGBO DEYE ESS TECHNOLOGY CO., LTD | RW-F10.2 | 2 | Ningbo Deye Inverter Technology Co | SUN-8K-SG04LP3-AU | Deye | 2027-04-28
2024-07-04 | HBS13321 | NINGBO DEYE ESS TECHNOLOGY CO., LTD RW-F10.2 (x3) w/ Ningbo Deye Inverter Technology Co SUN-8K-SG04LP3-AU Deye/Eastron/CHNT SDM630/DTSU666 | 27.6 |  |  | NINGBO DEYE ESS TECHNOLOGY CO., LTD | RW-F10.2 | 3 | Ningbo Deye Inverter Technology Co | SUN-8K-SG04LP3-AU | Deye | 2027-04-28
2024-07-04 | HBS13322 | NINGBO DEYE ESS TECHNOLOGY CO., LTD RW-F10.2 (x4) w/ Ningbo Deye Inverter Technology Co SUN-8K-SG04LP3-AU Deye/Eastron/CHNT SDM630/DTSU666 | 36.8 |  |  | NINGBO DEYE ESS TECHNOLOGY CO., LTD | RW-F10.2 | 4 | Ningbo Deye Inverter Technology Co | SUN-8K-SG04LP3-AU | Deye | 2027-04-28
2024-07-04 | HBS13323 | NINGBO DEYE ESS TECHNOLOGY CO., LTD RW-F10.2 (x5) w/ Ningbo Deye Inverter Technology Co SUN-8K-SG04LP3-AU Deye/Eastron/CHNT SDM630/DTSU666 | 46 |  |  | NINGBO DEYE ESS TECHNOLOGY CO., LTD | RW-F10.2 | 5 | Ningbo Deye Inverter Technology Co | SUN-8K-SG04LP3-AU | Deye | 2027-04-28
2024-07-04 | HBS13324 | NINGBO DEYE ESS TECHNOLOGY CO., LTD RW-F10.2 (x1) w/ Ningbo Deye Inverter Technology Co SUN-10K-SG04LP3-AU Deye/Eastron/CHNT SDM630/DTSU666 | 9.2 |  |  | NINGBO DEYE ESS TECHNOLOGY CO., LTD | RW-F10.2 | 1 | Ningbo Deye Inverter Technology Co | SUN-10K-SG04LP3-AU | Deye | 2027-04-28
2024-07-04 | HBS13325 | NINGBO DEYE ESS TECHNOLOGY CO., LTD RW-F10.2 (x2) w/ Ningbo Deye Inverter Technology Co SUN-10K-SG04LP3-AU Deye/Eastron/CHNT SDM630/DTSU666 | 18.4 |  |  | NINGBO DEYE ESS TECHNOLOGY CO., LTD | RW-F10.2 | 2 | Ningbo Deye Inverter Technology Co | SUN-10K-SG04LP3-AU | Deye | 2027-04-28
2024-07-04 | HBS13326 | NINGBO DEYE ESS TECHNOLOGY CO., LTD RW-F10.2 (x3) w/ Ningbo Deye Inverter Technology Co SUN-10K-SG04LP3-AU Deye/Eastron/CHNT SDM630/DTSU666 | 27.6 |  |  | NINGBO DEYE ESS TECHNOLOGY CO., LTD | RW-F10.2 | 3 | Ningbo Deye Inverter Technology Co | SUN-10K-SG04LP3-AU | Deye | 2027-04-28
2024-07-04 | HBS13327 | NINGBO DEYE ESS TECHNOLOGY CO., LTD RW-F10.2 (x4) w/ Ningbo Deye Inverter Technology Co SUN-10K-SG04LP3-AU Deye/Eastron/CHNT SDM630/DTSU666 | 36.8 |  |  | NINGBO DEYE ESS TECHNOLOGY CO., LTD | RW-F10.2 | 4 | Ningbo Deye Inverter Technology Co | SUN-10K-SG04LP3-AU | Deye | 2027-04-28
2024-07-04 | HBS13328 | NINGBO DEYE ESS TECHNOLOGY CO., LTD RW-F10.2 (x5) w/ Ningbo Deye Inverter Technology Co SUN-10K-SG04LP3-AU Deye/Eastron/CHNT SDM630/DTSU666 | 46 |  |  | NINGBO DEYE ESS TECHNOLOGY CO., LTD | RW-F10.2 | 5 | Ningbo Deye Inverter Technology Co | SUN-10K-SG04LP3-AU | Deye | 2027-04-28
2024-07-04 | HBS13329 | NINGBO DEYE ESS TECHNOLOGY CO., LTD RW-F10.2 (x1) w/ Ningbo Deye Inverter Technology Co SUN-12K-SG04LP3-AU Deye/Eastron/CHNT SDM630/DTSU666 | 9.2 |  |  | NINGBO DEYE ESS TECHNOLOGY CO., LTD | RW-F10.2 | 1 | Ningbo Deye Inverter Technology Co | SUN-12K-SG04LP3-AU | Deye | 2027-04-28
2024-07-04 | HBS13330 | NINGBO DEYE ESS TECHNOLOGY CO., LTD RW-F10.2 (x2) w/ Ningbo Deye Inverter Technology Co SUN-12K-SG04LP3-AU Deye/Eastron/CHNT SDM630/DTSU666 | 18.4 |  |  | NINGBO DEYE ESS TECHNOLOGY CO., LTD | RW-F10.2 | 2 | Ningbo Deye Inverter Technology Co | SUN-12K-SG04LP3-AU | Deye | 2027-04-28
2024-07-04 | HBS13331 | NINGBO DEYE ESS TECHNOLOGY CO., LTD RW-F10.2 (x3) w/ Ningbo Deye Inverter Technology Co SUN-12K-SG04LP3-AU Deye/Eastron/CHNT SDM630/DTSU666 | 27.6 |  |  | NINGBO DEYE ESS TECHNOLOGY CO., LTD | RW-F10.2 | 3 | Ningbo Deye Inverter Technology Co | SUN-12K-SG04LP3-AU | Deye | 2027-04-28
2024-07-04 | HBS13332 | NINGBO DEYE ESS TECHNOLOGY CO., LTD RW-F10.2 (x4) w/ Ningbo Deye Inverter Technology Co SUN-12K-SG04LP3-AU Deye/Eastron/CHNT SDM630/DTSU666 | 36.8 |  |  | NINGBO DEYE ESS TECHNOLOGY CO., LTD | RW-F10.2 | 4 | Ningbo Deye Inverter Technology Co | SUN-12K-SG04LP3-AU | Deye | 2027-04-28
2024-07-04 | HBS13333 | NINGBO DEYE ESS TECHNOLOGY CO., LTD RW-F10.2 (x5) w/ Ningbo Deye Inverter Technology Co SUN-12K-SG04LP3-AU Deye/Eastron/CHNT SDM630/DTSU666 | 46 |  |  | NINGBO DEYE ESS TECHNOLOGY CO., LTD | RW-F10.2 | 5 | Ningbo Deye Inverter Technology Co | SUN-12K-SG04LP3-AU | Deye | 2027-04-28
2024-07-04 | HBS13334 | NINGBO DEYE ESS TECHNOLOGY CO., LTD GE-F60 (x1) w/ Ningbo Deye Inverter Technology Co SUN-29.9K-SG01HP3-AU-BM3 Deye Solarman / Deye Cloud | 55.29 |  |  | NINGBO DEYE ESS TECHNOLOGY CO., LTD | GE-F60 | 6 | Ningbo Deye Inverter Technology Co | SUN-29.9K-SG01HP3-AU-BM3 | Deye | 2026-08-16
2024-07-04 | HBS13335 | NINGBO DEYE ESS TECHNOLOGY CO., LTD GE-F60 (x2) w/ Ningbo Deye Inverter Technology Co SUN-29.9K-SG01HP3-AU-BM3 Deye Solarman / Deye Cloud | 110.58 |  |  | NINGBO DEYE ESS TECHNOLOGY CO., LTD | GE-F60 | 6 | Ningbo Deye Inverter Technology Co | SUN-29.9K-SG01HP3-AU-BM3 | Deye | 2026-08-16
2024-07-04 | HBS13336 | NINGBO DEYE ESS TECHNOLOGY CO., LTD GE-F60 (x3) w/ Ningbo Deye Inverter Technology Co SUN-29.9K-SG01HP3-AU-BM3 Deye Solarman / Deye Cloud | 165.87 |  |  | NINGBO DEYE ESS TECHNOLOGY CO., LTD | GE-F60 | 6 | Ningbo Deye Inverter Technology Co | SUN-29.9K-SG01HP3-AU-BM3 | Deye | 2026-08-16
2024-07-04 | HBS13337 | NINGBO DEYE ESS TECHNOLOGY CO., LTD GE-F60 (x4) w/ Ningbo Deye Inverter Technology Co SUN-29.9K-SG01HP3-AU-BM3 Deye Solarman / Deye Cloud | 221.16 |  |  | NINGBO DEYE ESS TECHNOLOGY CO., LTD | GE-F60 | 6 | Ningbo Deye Inverter Technology Co | SUN-29.9K-SG01HP3-AU-BM3 | Deye | 2026-08-16
2024-07-04 | HBS13338 | NINGBO DEYE ESS TECHNOLOGY CO., LTD GE-F60 (x5) w/ Ningbo Deye Inverter Technology Co SUN-29.9K-SG01HP3-AU-BM3 Deye Solarman / Deye Cloud | 276.45 |  |  | NINGBO DEYE ESS TECHNOLOGY CO., LTD | GE-F60 | 6 | Ningbo Deye Inverter Technology Co | SUN-29.9K-SG01HP3-AU-BM3 | Deye | 2026-08-16
2024-07-04 | HBS13339 | NINGBO DEYE ESS TECHNOLOGY CO., LTD GE-F60 (x6) w/ Ningbo Deye Inverter Technology Co SUN-29.9K-SG01HP3-AU-BM3 Deye Solarman / Deye Cloud | 331.74 |  |  | NINGBO DEYE ESS TECHNOLOGY CO., LTD | GE-F60 | 6 | Ningbo Deye Inverter Technology Co | SUN-29.9K-SG01HP3-AU-BM3 | Deye | 2026-08-16
2024-07-04 | HBS13340 | NINGBO DEYE ESS TECHNOLOGY CO., LTD GE-F60 (x1) w/ Ningbo Deye Inverter Technology Co SUN-30K-SG01HP3-AU-BM3 Deye Solarman / Deye Cloud | 55.29 |  |  | NINGBO DEYE ESS TECHNOLOGY CO., LTD | GE-F60 | 6 | Ningbo Deye Inverter Technology Co | SUN-30K-SG01HP3-AU-BM3 | Deye | 2026-08-16
2024-07-04 | HBS13341 | NINGBO DEYE ESS TECHNOLOGY CO., LTD GE-F60 (x2) w/ Ningbo Deye Inverter Technology Co SUN-30K-SG01HP3-AU-BM3 Deye Solarman / Deye Cloud | 110.58 |  |  | NINGBO DEYE ESS TECHNOLOGY CO., LTD | GE-F60 | 6 | Ningbo Deye Inverter Technology Co | SUN-30K-SG01HP3-AU-BM3 | Deye | 2026-08-16
2024-07-04 | HBS13342 | NINGBO DEYE ESS TECHNOLOGY CO., LTD GE-F60 (x3) w/ Ningbo Deye Inverter Technology Co SUN-30K-SG01HP3-AU-BM3 Deye Solarman / Deye Cloud | 165.87 |  |  | NINGBO DEYE ESS TECHNOLOGY CO., LTD | GE-F60 | 6 | Ningbo Deye Inverter Technology Co | SUN-30K-SG01HP3-AU-BM3 | Deye | 2026-08-16
2024-07-04 | HBS13343 | NINGBO DEYE ESS TECHNOLOGY CO., LTD GE-F60 (x4) w/ Ningbo Deye Inverter Technology Co SUN-30K-SG01HP3-AU-BM3 Deye Solarman / Deye Cloud | 221.16 |  |  | NINGBO DEYE ESS TECHNOLOGY CO., LTD | GE-F60 | 6 | Ningbo Deye Inverter Technology Co | SUN-30K-SG01HP3-AU-BM3 | Deye | 2026-08-16
2024-07-04 | HBS13344 | NINGBO DEYE ESS TECHNOLOGY CO., LTD GE-F60 (x5) w/ Ningbo Deye Inverter Technology Co SUN-30K-SG01HP3-AU-BM3 Deye Solarman / Deye Cloud | 276.45 |  |  | NINGBO DEYE ESS TECHNOLOGY CO., LTD | GE-F60 | 6 | Ningbo Deye Inverter Technology Co | SUN-30K-SG01HP3-AU-BM3 | Deye | 2026-08-16
2024-07-04 | HBS13345 | NINGBO DEYE ESS TECHNOLOGY CO., LTD GE-F60 (x6) w/ Ningbo Deye Inverter Technology Co SUN-30K-SG01HP3-AU-BM3 Deye Solarman / Deye Cloud | 331.74 |  |  | NINGBO DEYE ESS TECHNOLOGY CO., LTD | GE-F60 | 6 | Ningbo Deye Inverter Technology Co | SUN-30K-SG01HP3-AU-BM3 | Deye | 2026-08-16
2024-07-04 | HBS13346 | NINGBO DEYE ESS TECHNOLOGY CO., LTD GE-F60 (x1) w/ Ningbo Deye Inverter Technology Co SUN-35K-SG01HP3-AU-BM3 Deye Solarman / Deye Cloud | 55.29 |  |  | NINGBO DEYE ESS TECHNOLOGY CO., LTD | GE-F60 | 6 | Ningbo Deye Inverter Technology Co | SUN-35K-SG01HP3-AU-BM3 | Deye | 2026-08-16
2024-07-04 | HBS13347 | NINGBO DEYE ESS TECHNOLOGY CO., LTD GE-F60 (x2) w/ Ningbo Deye Inverter Technology Co SUN-35K-SG01HP3-AU-BM3 Deye Solarman / Deye Cloud | 110.58 |  |  | NINGBO DEYE ESS TECHNOLOGY CO., LTD | GE-F60 | 6 | Ningbo Deye Inverter Technology Co | SUN-35K-SG01HP3-AU-BM3 | Deye | 2026-08-16
2024-07-04 | HBS13348 | NINGBO DEYE ESS TECHNOLOGY CO., LTD GE-F60 (x3) w/ Ningbo Deye Inverter Technology Co SUN-35K-SG01HP3-AU-BM3 Deye Solarman / Deye Cloud | 165.87 |  |  | NINGBO DEYE ESS TECHNOLOGY CO., LTD | GE-F60 | 6 | Ningbo Deye Inverter Technology Co | SUN-35K-SG01HP3-AU-BM3 | Deye | 2026-08-16
2024-07-04 | HBS13349 | NINGBO DEYE ESS TECHNOLOGY CO., LTD GE-F60 (x4) w/ Ningbo Deye Inverter Technology Co SUN-35K-SG01HP3-AU-BM3 Deye Solarman / Deye Cloud | 221.16 |  |  | NINGBO DEYE ESS TECHNOLOGY CO., LTD | GE-F60 | 6 | Ningbo Deye Inverter Technology Co | SUN-35K-SG01HP3-AU-BM3 | Deye | 2026-08-16
2024-07-04 | HBS13350 | NINGBO DEYE ESS TECHNOLOGY CO., LTD GE-F60 (x5) w/ Ningbo Deye Inverter Technology Co SUN-35K-SG01HP3-AU-BM3 Deye Solarman / Deye Cloud | 276.45 |  |  | NINGBO DEYE ESS TECHNOLOGY CO., LTD | GE-F60 | 6 | Ningbo Deye Inverter Technology Co | SUN-35K-SG01HP3-AU-BM3 | Deye | 2026-08-16
2024-07-04 | HBS13351 | NINGBO DEYE ESS TECHNOLOGY CO., LTD GE-F60 (x6) w/ Ningbo Deye Inverter Technology Co SUN-35K-SG01HP3-AU-BM3 Deye Solarman / Deye Cloud | 331.74 |  |  | NINGBO DEYE ESS TECHNOLOGY CO., LTD | GE-F60 | 6 | Ningbo Deye Inverter Technology Co | SUN-35K-SG01HP3-AU-BM3 | Deye | 2026-08-16
2024-07-04 | HBS13352 | NINGBO DEYE ESS TECHNOLOGY CO., LTD GE-F60 (x1) w/ Ningbo Deye Inverter Technology Co SUN-40K-SG01HP3-AU-BM4 Deye Solarman / Deye Cloud | 55.29 |  |  | NINGBO DEYE ESS TECHNOLOGY CO., LTD | GE-F60 | 6 | Ningbo Deye Inverter Technology Co | SUN-40K-SG01HP3-AU-BM4 | Deye | 2026-08-16
2024-07-04 | HBS13353 | NINGBO DEYE ESS TECHNOLOGY CO., LTD GE-F60 (x2) w/ Ningbo Deye Inverter Technology Co SUN-40K-SG01HP3-AU-BM4 Deye Solarman / Deye Cloud | 110.58 |  |  | NINGBO DEYE ESS TECHNOLOGY CO., LTD | GE-F60 | 6 | Ningbo Deye Inverter Technology Co | SUN-40K-SG01HP3-AU-BM4 | Deye | 2026-08-16
2024-07-04 | HBS13354 | NINGBO DEYE ESS TECHNOLOGY CO., LTD GE-F60 (x3) w/ Ningbo Deye Inverter Technology Co SUN-40K-SG01HP3-AU-BM4 Deye Solarman / Deye Cloud | 165.87 |  |  | NINGBO DEYE ESS TECHNOLOGY CO., LTD | GE-F60 | 6 | Ningbo Deye Inverter Technology Co | SUN-40K-SG01HP3-AU-BM4 | Deye | 2026-08-16
2024-07-04 | HBS13355 | NINGBO DEYE ESS TECHNOLOGY CO., LTD GE-F60 (x4) w/ Ningbo Deye Inverter Technology Co SUN-40K-SG01HP3-AU-BM4 Deye Solarman / Deye Cloud | 221.16 |  |  | NINGBO DEYE ESS TECHNOLOGY CO., LTD | GE-F60 | 6 | Ningbo Deye Inverter Technology Co | SUN-40K-SG01HP3-AU-BM4 | Deye | 2026-08-16
2024-07-04 | HBS13356 | NINGBO DEYE ESS TECHNOLOGY CO., LTD GE-F60 (x5) w/ Ningbo Deye Inverter Technology Co SUN-40K-SG01HP3-AU-BM4 Deye Solarman / Deye Cloud | 276.45 |  |  | NINGBO DEYE ESS TECHNOLOGY CO., LTD | GE-F60 | 6 | Ningbo Deye Inverter Technology Co | SUN-40K-SG01HP3-AU-BM4 | Deye | 2026-08-16
2024-07-04 | HBS13357 | NINGBO DEYE ESS TECHNOLOGY CO., LTD GE-F60 (x6) w/ Ningbo Deye Inverter Technology Co SUN-40K-SG01HP3-AU-BM4 Deye Solarman / Deye Cloud | 331.74 |  |  | NINGBO DEYE ESS TECHNOLOGY CO., LTD | GE-F60 | 6 | Ningbo Deye Inverter Technology Co | SUN-40K-SG01HP3-AU-BM4 | Deye | 2026-08-16
2024-07-04 | HBS13358 | NINGBO DEYE ESS TECHNOLOGY CO., LTD GE-F60 (x1) w/ Ningbo Deye Inverter Technology Co SUN-50K-SG01HP3-AU-BM4 Deye Solarman / Deye Cloud | 55.29 |  |  | NINGBO DEYE ESS TECHNOLOGY CO., LTD | GE-F60 | 6 | Ningbo Deye Inverter Technology Co | SUN-50K-SG01HP3-AU-BM4 | Deye | 2026-08-16
2024-07-04 | HBS13359 | NINGBO DEYE ESS TECHNOLOGY CO., LTD GE-F60 (x2) w/ Ningbo Deye Inverter Technology Co SUN-50K-SG01HP3-AU-BM4 Deye Solarman / Deye Cloud | 110.58 |  |  | NINGBO DEYE ESS TECHNOLOGY CO., LTD | GE-F60 | 6 | Ningbo Deye Inverter Technology Co | SUN-50K-SG01HP3-AU-BM4 | Deye | 2026-08-16
2024-07-04 | HBS13360 | NINGBO DEYE ESS TECHNOLOGY CO., LTD GE-F60 (x3) w/ Ningbo Deye Inverter Technology Co SUN-50K-SG01HP3-AU-BM4 Deye Solarman / Deye Cloud | 165.87 |  |  | NINGBO DEYE ESS TECHNOLOGY CO., LTD | GE-F60 | 6 | Ningbo Deye Inverter Technology Co | SUN-50K-SG01HP3-AU-BM4 | Deye | 2026-08-16
2024-07-04 | HBS13361 | NINGBO DEYE ESS TECHNOLOGY CO., LTD GE-F60 (x4) w/ Ningbo Deye Inverter Technology Co SUN-50K-SG01HP3-AU-BM4 Deye Solarman / Deye Cloud | 221.16 |  |  | NINGBO DEYE ESS TECHNOLOGY CO., LTD | GE-F60 | 6 | Ningbo Deye Inverter Technology Co | SUN-50K-SG01HP3-AU-BM4 | Deye | 2026-08-16
2024-07-04 | HBS13362 | NINGBO DEYE ESS TECHNOLOGY CO., LTD GE-F60 (x5) w/ Ningbo Deye Inverter Technology Co SUN-50K-SG01HP3-AU-BM4 Deye Solarman / Deye Cloud | 276.45 |  |  | NINGBO DEYE ESS TECHNOLOGY CO., LTD | GE-F60 | 6 | Ningbo Deye Inverter Technology Co | SUN-50K-SG01HP3-AU-BM4 | Deye | 2026-08-16
2024-07-04 | HBS13363 | NINGBO DEYE ESS TECHNOLOGY CO., LTD GE-F60 (x6) w/ Ningbo Deye Inverter Technology Co SUN-50K-SG01HP3-AU-BM4 Deye Solarman / Deye Cloud | 331.74 |  |  | NINGBO DEYE ESS TECHNOLOGY CO., LTD | GE-F60 | 6 | Ningbo Deye Inverter Technology Co | SUN-50K-SG01HP3-AU-BM4 | Deye | 2026-08-16
2024-07-04 | HBS13364 | Pylontech US5000-B (x2) w/ SMA Australia Pty. Ltd. SI6.0H-13 (AS4777-2 2020) | 9.12 |  |  | Pylontech | US5000-B | 6 | SMA Australia Pty. Ltd. | SI6.0H-13 (AS4777-2 2020) | Pylontech | 2026-09-14
2024-07-04 | HBS13365 | Pylontech US5000-B (x3) w/ SMA Australia Pty. Ltd. SI6.0H-13 (AS4777-2 2020) | 13.68 |  |  | Pylontech | US5000-B | 6 | SMA Australia Pty. Ltd. | SI6.0H-13 (AS4777-2 2020) | Pylontech | 2026-09-14
2024-07-04 | HBS13366 | Pylontech US5000-B (x4) w/ SMA Australia Pty. Ltd. SI6.0H-13 (AS4777-2 2020) | 18.24 |  |  | Pylontech | US5000-B | 6 | SMA Australia Pty. Ltd. | SI6.0H-13 (AS4777-2 2020) | Pylontech | 2026-09-14
2024-07-04 | HBS13367 | Pylontech US5000-B (x5) w/ SMA Australia Pty. Ltd. SI6.0H-13 (AS4777-2 2020) | 22.8 |  |  | Pylontech | US5000-B | 6 | SMA Australia Pty. Ltd. | SI6.0H-13 (AS4777-2 2020) | Pylontech | 2026-09-14
2024-07-04 | HBS13368 | Pylontech US5000-B (x6) w/ SMA Australia Pty. Ltd. SI6.0H-13 (AS4777-2 2020) | 27.36 |  |  | Pylontech | US5000-B | 6 | SMA Australia Pty. Ltd. | SI6.0H-13 (AS4777-2 2020) | Pylontech | 2026-09-14
2024-07-04 | HBS13369 | Pylontech US5000-B (x7) w/ SMA Australia Pty. Ltd. SI6.0H-13 (AS4777-2 2020) | 31.92 |  |  | Pylontech | US5000-B | 6 | SMA Australia Pty. Ltd. | SI6.0H-13 (AS4777-2 2020) | Pylontech | 2026-09-14
2024-07-04 | HBS13370 | Pylontech US5000-B (x8) w/ SMA Australia Pty. Ltd. SI6.0H-13 (AS4777-2 2020) | 36.48 |  |  | Pylontech | US5000-B | 6 | SMA Australia Pty. Ltd. | SI6.0H-13 (AS4777-2 2020) | Pylontech | 2026-09-14
2024-07-04 | HBS13371 | Pylontech US5000-B (x9) w/ SMA Australia Pty. Ltd. SI6.0H-13 (AS4777-2 2020) | 41.04 |  |  | Pylontech | US5000-B | 6 | SMA Australia Pty. Ltd. | SI6.0H-13 (AS4777-2 2020) | Pylontech | 2026-09-14
2024-07-04 | HBS13372 | Pylontech US5000-B (x10) w/ SMA Australia Pty. Ltd. SI6.0H-13 (AS4777-2 2020) | 45.6 |  |  | Pylontech | US5000-B | 6 | SMA Australia Pty. Ltd. | SI6.0H-13 (AS4777-2 2020) | Pylontech | 2026-09-14
2024-07-04 | HBS13373 | Pylontech US5000-B (x11) w/ SMA Australia Pty. Ltd. SI6.0H-13 (AS4777-2 2020) | 50.16 |  |  | Pylontech | US5000-B | 6 | SMA Australia Pty. Ltd. | SI6.0H-13 (AS4777-2 2020) | Pylontech | 2026-09-14
2024-07-04 | HBS13374 | Pylontech US5000-B (x12) w/ SMA Australia Pty. Ltd. SI6.0H-13 (AS4777-2 2020) | 54.72 |  |  | Pylontech | US5000-B | 6 | SMA Australia Pty. Ltd. | SI6.0H-13 (AS4777-2 2020) | Pylontech | 2026-09-14
2024-07-04 | HBS13375 | Pylontech US5000-B (x13) w/ SMA Australia Pty. Ltd. SI6.0H-13 (AS4777-2 2020) | 59.28 |  |  | Pylontech | US5000-B | 6 | SMA Australia Pty. Ltd. | SI6.0H-13 (AS4777-2 2020) | Pylontech | 2026-09-14
2024-07-04 | HBS13376 | Pylontech US5000-B (x14) w/ SMA Australia Pty. Ltd. SI6.0H-13 (AS4777-2 2020) | 63.84 |  |  | Pylontech | US5000-B | 6 | SMA Australia Pty. Ltd. | SI6.0H-13 (AS4777-2 2020) | Pylontech | 2026-09-14
2024-07-04 | HBS13377 | Pylontech US5000-B (x15) w/ SMA Australia Pty. Ltd. SI6.0H-13 (AS4777-2 2020) | 68.4 |  |  | Pylontech | US5000-B | 6 | SMA Australia Pty. Ltd. | SI6.0H-13 (AS4777-2 2020) | Pylontech | 2026-09-14
2024-07-04 | HBS13378 | Pylontech US5000-B (x16) w/ SMA Australia Pty. Ltd. SI6.0H-13 (AS4777-2 2020) | 72.96 |  |  | Pylontech | US5000-B | 6 | SMA Australia Pty. Ltd. | SI6.0H-13 (AS4777-2 2020) | Pylontech | 2026-09-14
2024-07-04 | HBS13379 | Pylontech US5000-B (x2) w/ SMA Australia Pty. Ltd. SI8.0H-13 (AS4777-2 2020) | 9.12 |  |  | Pylontech | US5000-B | 6 | SMA Australia Pty. Ltd. | SI8.0H-13 (AS4777-2 2020) | Pylontech | 2026-09-14
2024-07-04 | HBS13380 | Pylontech US5000-B (x3) w/ SMA Australia Pty. Ltd. SI8.0H-13 (AS4777-2 2020) | 13.68 |  |  | Pylontech | US5000-B | 6 | SMA Australia Pty. Ltd. | SI8.0H-13 (AS4777-2 2020) | Pylontech | 2026-09-14
2024-07-04 | HBS13381 | Pylontech US5000-B (x4) w/ SMA Australia Pty. Ltd. SI8.0H-13 (AS4777-2 2020) | 18.24 |  |  | Pylontech | US5000-B | 6 | SMA Australia Pty. Ltd. | SI8.0H-13 (AS4777-2 2020) | Pylontech | 2026-09-14
2024-07-04 | HBS13382 | Pylontech US5000-B (x5) w/ SMA Australia Pty. Ltd. SI8.0H-13 (AS4777-2 2020) | 22.8 |  |  | Pylontech | US5000-B | 6 | SMA Australia Pty. Ltd. | SI8.0H-13 (AS4777-2 2020) | Pylontech | 2026-09-14
2024-07-04 | HBS13383 | Pylontech US5000-B (x6) w/ SMA Australia Pty. Ltd. SI8.0H-13 (AS4777-2 2020) | 27.36 |  |  | Pylontech | US5000-B | 6 | SMA Australia Pty. Ltd. | SI8.0H-13 (AS4777-2 2020) | Pylontech | 2026-09-14
2024-07-04 | HBS13384 | Pylontech US5000-B (x7) w/ SMA Australia Pty. Ltd. SI8.0H-13 (AS4777-2 2020) | 31.92 |  |  | Pylontech | US5000-B | 6 | SMA Australia Pty. Ltd. | SI8.0H-13 (AS4777-2 2020) | Pylontech | 2026-09-14
2024-07-04 | HBS13385 | Pylontech US5000-B (x8) w/ SMA Australia Pty. Ltd. SI8.0H-13 (AS4777-2 2020) | 36.48 |  |  | Pylontech | US5000-B | 6 | SMA Australia Pty. Ltd. | SI8.0H-13 (AS4777-2 2020) | Pylontech | 2026-09-14
2024-07-04 | HBS13386 | Pylontech US5000-B (x9) w/ SMA Australia Pty. Ltd. SI8.0H-13 (AS4777-2 2020) | 41.04 |  |  | Pylontech | US5000-B | 6 | SMA Australia Pty. Ltd. | SI8.0H-13 (AS4777-2 2020) | Pylontech | 2026-09-14
2024-07-04 | HBS13387 | Pylontech US5000-B (x10) w/ SMA Australia Pty. Ltd. SI8.0H-13 (AS4777-2 2020) | 45.6 |  |  | Pylontech | US5000-B | 6 | SMA Australia Pty. Ltd. | SI8.0H-13 (AS4777-2 2020) | Pylontech | 2026-09-14
2024-07-04 | HBS13388 | Pylontech US5000-B (x11) w/ SMA Australia Pty. Ltd. SI8.0H-13 (AS4777-2 2020) | 50.16 |  |  | Pylontech | US5000-B | 6 | SMA Australia Pty. Ltd. | SI8.0H-13 (AS4777-2 2020) | Pylontech | 2026-09-14
2024-07-04 | HBS13389 | Pylontech US5000-B (x12) w/ SMA Australia Pty. Ltd. SI8.0H-13 (AS4777-2 2020) | 54.72 |  |  | Pylontech | US5000-B | 6 | SMA Australia Pty. Ltd. | SI8.0H-13 (AS4777-2 2020) | Pylontech | 2026-09-14
2024-07-04 | HBS13390 | Pylontech US5000-B (x13) w/ SMA Australia Pty. Ltd. SI8.0H-13 (AS4777-2 2020) | 59.28 |  |  | Pylontech | US5000-B | 6 | SMA Australia Pty. Ltd. | SI8.0H-13 (AS4777-2 2020) | Pylontech | 2026-09-14
2024-07-04 | HBS13391 | Pylontech US5000-B (x14) w/ SMA Australia Pty. Ltd. SI8.0H-13 (AS4777-2 2020) | 63.84 |  |  | Pylontech | US5000-B | 6 | SMA Australia Pty. Ltd. | SI8.0H-13 (AS4777-2 2020) | Pylontech | 2026-09-14
2024-07-04 | HBS13392 | Pylontech US5000-B (x15) w/ SMA Australia Pty. Ltd. SI8.0H-13 (AS4777-2 2020) | 68.4 |  |  | Pylontech | US5000-B | 6 | SMA Australia Pty. Ltd. | SI8.0H-13 (AS4777-2 2020) | Pylontech | 2026-09-14
2024-07-04 | HBS13393 | Pylontech US5000-B (x16) w/ SMA Australia Pty. Ltd. SI8.0H-13 (AS4777-2 2020) | 72.96 |  |  | Pylontech | US5000-B | 6 | SMA Australia Pty. Ltd. | SI8.0H-13 (AS4777-2 2020) | Pylontech | 2026-09-14
2024-07-04 | HBS13394 | Pylontech US3000C (x2) w/ SMA Australia Pty. Ltd. SI6.0H-13 (AS4777-2 2020) | 6.74 |  |  | Pylontech | US3000C | 6 | SMA Australia Pty. Ltd. | SI6.0H-13 (AS4777-2 2020) | Pylontech | 2026-09-14
2024-07-04 | HBS13395 | Pylontech US3000C (x3) w/ SMA Australia Pty. Ltd. SI6.0H-13 (AS4777-2 2020) | 10.11 |  |  | Pylontech | US3000C | 6 | SMA Australia Pty. Ltd. | SI6.0H-13 (AS4777-2 2020) | Pylontech | 2026-09-14
2024-07-04 | HBS13396 | Pylontech US3000C (x4) w/ SMA Australia Pty. Ltd. SI6.0H-13 (AS4777-2 2020) | 13.48 |  |  | Pylontech | US3000C | 6 | SMA Australia Pty. Ltd. | SI6.0H-13 (AS4777-2 2020) | Pylontech | 2026-09-14
2024-07-04 | HBS13397 | Pylontech US3000C (x5) w/ SMA Australia Pty. Ltd. SI6.0H-13 (AS4777-2 2020) | 16.85 |  |  | Pylontech | US3000C | 6 | SMA Australia Pty. Ltd. | SI6.0H-13 (AS4777-2 2020) | Pylontech | 2026-09-14
2024-07-04 | HBS13398 | Pylontech US3000C (x6) w/ SMA Australia Pty. Ltd. SI6.0H-13 (AS4777-2 2020) | 20.22 |  |  | Pylontech | US3000C | 6 | SMA Australia Pty. Ltd. | SI6.0H-13 (AS4777-2 2020) | Pylontech | 2026-09-14
2024-07-04 | HBS13399 | Pylontech US3000C (x7) w/ SMA Australia Pty. Ltd. SI6.0H-13 (AS4777-2 2020) | 23.59 |  |  | Pylontech | US3000C | 6 | SMA Australia Pty. Ltd. | SI6.0H-13 (AS4777-2 2020) | Pylontech | 2026-09-14
2024-07-04 | HBS13400 | Pylontech US3000C (x8) w/ SMA Australia Pty. Ltd. SI6.0H-13 (AS4777-2 2020) | 26.96 |  |  | Pylontech | US3000C | 6 | SMA Australia Pty. Ltd. | SI6.0H-13 (AS4777-2 2020) | Pylontech | 2026-09-14
2024-07-04 | HBS13401 | Pylontech US3000C (x9) w/ SMA Australia Pty. Ltd. SI6.0H-13 (AS4777-2 2020) | 30.33 |  |  | Pylontech | US3000C | 6 | SMA Australia Pty. Ltd. | SI6.0H-13 (AS4777-2 2020) | Pylontech | 2026-09-14
2024-07-04 | HBS13402 | Pylontech US3000C (x10) w/ SMA Australia Pty. Ltd. SI6.0H-13 (AS4777-2 2020) | 33.7 |  |  | Pylontech | US3000C | 6 | SMA Australia Pty. Ltd. | SI6.0H-13 (AS4777-2 2020) | Pylontech | 2026-09-14
2024-07-04 | HBS13403 | Pylontech US3000C (x11) w/ SMA Australia Pty. Ltd. SI6.0H-13 (AS4777-2 2020) | 37.07 |  |  | Pylontech | US3000C | 6 | SMA Australia Pty. Ltd. | SI6.0H-13 (AS4777-2 2020) | Pylontech | 2026-09-14
2024-07-04 | HBS13404 | Pylontech US3000C (x12) w/ SMA Australia Pty. Ltd. SI6.0H-13 (AS4777-2 2020) | 40.44 |  |  | Pylontech | US3000C | 6 | SMA Australia Pty. Ltd. | SI6.0H-13 (AS4777-2 2020) | Pylontech | 2026-09-14
2024-07-04 | HBS13405 | Pylontech US3000C (x13) w/ SMA Australia Pty. Ltd. SI6.0H-13 (AS4777-2 2020) | 43.81 |  |  | Pylontech | US3000C | 6 | SMA Australia Pty. Ltd. | SI6.0H-13 (AS4777-2 2020) | Pylontech | 2026-09-14
2024-07-04 | HBS13406 | Pylontech US3000C (x14) w/ SMA Australia Pty. Ltd. SI6.0H-13 (AS4777-2 2020) | 47.18 |  |  | Pylontech | US3000C | 6 | SMA Australia Pty. Ltd. | SI6.0H-13 (AS4777-2 2020) | Pylontech | 2026-09-14
2024-07-04 | HBS13407 | Pylontech US3000C (x15) w/ SMA Australia Pty. Ltd. SI6.0H-13 (AS4777-2 2020) | 50.55 |  |  | Pylontech | US3000C | 6 | SMA Australia Pty. Ltd. | SI6.0H-13 (AS4777-2 2020) | Pylontech | 2026-09-14
2024-07-04 | HBS13408 | Pylontech US3000C (x16) w/ SMA Australia Pty. Ltd. SI6.0H-13 (AS4777-2 2020) | 53.92 |  |  | Pylontech | US3000C | 6 | SMA Australia Pty. Ltd. | SI6.0H-13 (AS4777-2 2020) | Pylontech | 2026-09-14
2024-07-04 | HBS13409 | Pylontech US3000C (x2) w/ SMA Australia Pty. Ltd. SI8.0H-13 (AS4777-2 2020) | 6.74 |  |  | Pylontech | US3000C | 6 | SMA Australia Pty. Ltd. | SI8.0H-13 (AS4777-2 2020) | Pylontech | 2026-09-14
2024-07-04 | HBS13410 | Pylontech US3000C (x3) w/ SMA Australia Pty. Ltd. SI8.0H-13 (AS4777-2 2020) | 10.11 |  |  | Pylontech | US3000C | 6 | SMA Australia Pty. Ltd. | SI8.0H-13 (AS4777-2 2020) | Pylontech | 2026-09-14
2024-07-04 | HBS13411 | Pylontech US3000C (x4) w/ SMA Australia Pty. Ltd. SI8.0H-13 (AS4777-2 2020) | 13.48 |  |  | Pylontech | US3000C | 6 | SMA Australia Pty. Ltd. | SI8.0H-13 (AS4777-2 2020) | Pylontech | 2026-09-14
2024-07-04 | HBS13412 | Pylontech US3000C (x5) w/ SMA Australia Pty. Ltd. SI8.0H-13 (AS4777-2 2020) | 16.85 |  |  | Pylontech | US3000C | 6 | SMA Australia Pty. Ltd. | SI8.0H-13 (AS4777-2 2020) | Pylontech | 2026-09-14
2024-07-04 | HBS13413 | Pylontech US3000C (x6) w/ SMA Australia Pty. Ltd. SI8.0H-13 (AS4777-2 2020) | 20.22 |  |  | Pylontech | US3000C | 6 | SMA Australia Pty. Ltd. | SI8.0H-13 (AS4777-2 2020) | Pylontech | 2026-09-14
2024-07-04 | HBS13414 | Pylontech US3000C (x7) w/ SMA Australia Pty. Ltd. SI8.0H-13 (AS4777-2 2020) | 23.59 |  |  | Pylontech | US3000C | 6 | SMA Australia Pty. Ltd. | SI8.0H-13 (AS4777-2 2020) | Pylontech | 2026-09-14
2024-07-04 | HBS13415 | Pylontech US3000C (x8) w/ SMA Australia Pty. Ltd. SI8.0H-13 (AS4777-2 2020) | 26.96 |  |  | Pylontech | US3000C | 6 | SMA Australia Pty. Ltd. | SI8.0H-13 (AS4777-2 2020) | Pylontech | 2026-09-14
2024-07-04 | HBS13416 | Pylontech US3000C (x9) w/ SMA Australia Pty. Ltd. SI8.0H-13 (AS4777-2 2020) | 30.33 |  |  | Pylontech | US3000C | 6 | SMA Australia Pty. Ltd. | SI8.0H-13 (AS4777-2 2020) | Pylontech | 2026-09-14
2024-07-04 | HBS13417 | Pylontech US3000C (x10) w/ SMA Australia Pty. Ltd. SI8.0H-13 (AS4777-2 2020) | 33.7 |  |  | Pylontech | US3000C | 6 | SMA Australia Pty. Ltd. | SI8.0H-13 (AS4777-2 2020) | Pylontech | 2026-09-14
2024-07-04 | HBS13418 | Pylontech US3000C (x11) w/ SMA Australia Pty. Ltd. SI8.0H-13 (AS4777-2 2020) | 37.07 |  |  | Pylontech | US3000C | 6 | SMA Australia Pty. Ltd. | SI8.0H-13 (AS4777-2 2020) | Pylontech | 2026-09-14
2024-07-04 | HBS13419 | Pylontech US3000C (x12) w/ SMA Australia Pty. Ltd. SI8.0H-13 (AS4777-2 2020) | 40.44 |  |  | Pylontech | US3000C | 6 | SMA Australia Pty. Ltd. | SI8.0H-13 (AS4777-2 2020) | Pylontech | 2026-09-14
2024-07-04 | HBS13420 | Pylontech US3000C (x13) w/ SMA Australia Pty. Ltd. SI8.0H-13 (AS4777-2 2020) | 43.81 |  |  | Pylontech | US3000C | 6 | SMA Australia Pty. Ltd. | SI8.0H-13 (AS4777-2 2020) | Pylontech | 2026-09-14
2024-07-04 | HBS13421 | Pylontech US3000C (x14) w/ SMA Australia Pty. Ltd. SI8.0H-13 (AS4777-2 2020) | 47.18 |  |  | Pylontech | US3000C | 6 | SMA Australia Pty. Ltd. | SI8.0H-13 (AS4777-2 2020) | Pylontech | 2026-09-14
2024-07-04 | HBS13422 | Pylontech US3000C (x15) w/ SMA Australia Pty. Ltd. SI8.0H-13 (AS4777-2 2020) | 50.55 |  |  | Pylontech | US3000C | 6 | SMA Australia Pty. Ltd. | SI8.0H-13 (AS4777-2 2020) | Pylontech | 2026-09-14
2024-07-04 | HBS13423 | Pylontech US3000C (x16) w/ SMA Australia Pty. Ltd. SI8.0H-13 (AS4777-2 2020) | 53.92 |  |  | Pylontech | US3000C | 6 | SMA Australia Pty. Ltd. | SI8.0H-13 (AS4777-2 2020) | Pylontech | 2026-09-14
2024-07-04 | HBS13424 | Pylontech Pelio-L-5.12 (x2) w/ SMA Australia Pty. Ltd. SI6.0H-13 (AS4777-2 2020) | 9.728 |  |  | Pylontech | Pelio-L-5.12 | 6 | SMA Australia Pty. Ltd. | SI6.0H-13 (AS4777-2 2020) | Pylontech | 2026-09-14
2024-07-04 | HBS13425 | Pylontech Pelio-L-5.12 (x3) w/ SMA Australia Pty. Ltd. SI6.0H-13 (AS4777-2 2020) | 14.592 |  |  | Pylontech | Pelio-L-5.12 | 6 | SMA Australia Pty. Ltd. | SI6.0H-13 (AS4777-2 2020) | Pylontech | 2026-09-14
2024-07-04 | HBS13426 | Pylontech Pelio-L-5.12 (x4) w/ SMA Australia Pty. Ltd. SI6.0H-13 (AS4777-2 2020) | 19.456 |  |  | Pylontech | Pelio-L-5.12 | 6 | SMA Australia Pty. Ltd. | SI6.0H-13 (AS4777-2 2020) | Pylontech | 2026-09-14
2024-07-04 | HBS13427 | Pylontech Pelio-L-5.12 (x5) w/ SMA Australia Pty. Ltd. SI6.0H-13 (AS4777-2 2020) | 24.32 |  |  | Pylontech | Pelio-L-5.12 | 6 | SMA Australia Pty. Ltd. | SI6.0H-13 (AS4777-2 2020) | Pylontech | 2026-09-14
2024-07-04 | HBS13428 | Pylontech Pelio-L-5.12 (x6) w/ SMA Australia Pty. Ltd. SI6.0H-13 (AS4777-2 2020) | 29.184 |  |  | Pylontech | Pelio-L-5.12 | 6 | SMA Australia Pty. Ltd. | SI6.0H-13 (AS4777-2 2020) | Pylontech | 2026-09-14
2024-07-04 | HBS13429 | Pylontech Pelio-L-5.12 (x7) w/ SMA Australia Pty. Ltd. SI6.0H-13 (AS4777-2 2020) | 34.048 |  |  | Pylontech | Pelio-L-5.12 | 6 | SMA Australia Pty. Ltd. | SI6.0H-13 (AS4777-2 2020) | Pylontech | 2026-09-14
2024-07-04 | HBS13430 | Pylontech Pelio-L-5.12 (x8) w/ SMA Australia Pty. Ltd. SI6.0H-13 (AS4777-2 2020) | 38.912 |  |  | Pylontech | Pelio-L-5.12 | 6 | SMA Australia Pty. Ltd. | SI6.0H-13 (AS4777-2 2020) | Pylontech | 2026-09-14
2024-07-04 | HBS13431 | Pylontech Pelio-L-5.12 (x9) w/ SMA Australia Pty. Ltd. SI6.0H-13 (AS4777-2 2020) | 43.776 |  |  | Pylontech | Pelio-L-5.12 | 6 | SMA Australia Pty. Ltd. | SI6.0H-13 (AS4777-2 2020) | Pylontech | 2026-09-14
2024-07-04 | HBS13432 | Pylontech Pelio-L-5.12 (x10) w/ SMA Australia Pty. Ltd. SI6.0H-13 (AS4777-2 2020) | 48.64 |  |  | Pylontech | Pelio-L-5.12 | 6 | SMA Australia Pty. Ltd. | SI6.0H-13 (AS4777-2 2020) | Pylontech | 2026-09-14
2024-07-04 | HBS13433 | Pylontech Pelio-L-5.12 (x11) w/ SMA Australia Pty. Ltd. SI6.0H-13 (AS4777-2 2020) | 53.504 |  |  | Pylontech | Pelio-L-5.12 | 6 | SMA Australia Pty. Ltd. | SI6.0H-13 (AS4777-2 2020) | Pylontech | 2026-09-14
2024-07-04 | HBS13434 | Pylontech Pelio-L-5.12 (x12) w/ SMA Australia Pty. Ltd. SI6.0H-13 (AS4777-2 2020) | 58.368 |  |  | Pylontech | Pelio-L-5.12 | 6 | SMA Australia Pty. Ltd. | SI6.0H-13 (AS4777-2 2020) | Pylontech | 2026-09-14
2024-07-04 | HBS13435 | Pylontech Pelio-L-5.12 (x13) w/ SMA Australia Pty. Ltd. SI6.0H-13 (AS4777-2 2020) | 63.232 |  |  | Pylontech | Pelio-L-5.12 | 6 | SMA Australia Pty. Ltd. | SI6.0H-13 (AS4777-2 2020) | Pylontech | 2026-09-14
2024-07-04 | HBS13436 | Pylontech Pelio-L-5.12 (x14) w/ SMA Australia Pty. Ltd. SI6.0H-13 (AS4777-2 2020) | 68.096 |  |  | Pylontech | Pelio-L-5.12 | 6 | SMA Australia Pty. Ltd. | SI6.0H-13 (AS4777-2 2020) | Pylontech | 2026-09-14
2024-07-04 | HBS13437 | Pylontech Pelio-L-5.12 (x15) w/ SMA Australia Pty. Ltd. SI6.0H-13 (AS4777-2 2020) | 72.96 |  |  | Pylontech | Pelio-L-5.12 | 6 | SMA Australia Pty. Ltd. | SI6.0H-13 (AS4777-2 2020) | Pylontech | 2026-09-14
2024-07-04 | HBS13438 | Pylontech Pelio-L-5.12 (x16) w/ SMA Australia Pty. Ltd. SI6.0H-13 (AS4777-2 2020) | 77.824 |  |  | Pylontech | Pelio-L-5.12 | 6 | SMA Australia Pty. Ltd. | SI6.0H-13 (AS4777-2 2020) | Pylontech | 2026-09-14
2024-07-04 | HBS13439 | Pylontech Pelio-L-5.12 (x17) w/ SMA Australia Pty. Ltd. SI6.0H-13 (AS4777-2 2020) | 82.688 |  |  | Pylontech | Pelio-L-5.12 | 6 | SMA Australia Pty. Ltd. | SI6.0H-13 (AS4777-2 2020) | Pylontech | 2026-09-14
2024-07-04 | HBS13440 | Pylontech Pelio-L-5.12 (x18) w/ SMA Australia Pty. Ltd. SI6.0H-13 (AS4777-2 2020) | 87.552 |  |  | Pylontech | Pelio-L-5.12 | 6 | SMA Australia Pty. Ltd. | SI6.0H-13 (AS4777-2 2020) | Pylontech | 2026-09-14
2024-07-04 | HBS13441 | Pylontech Pelio-L-5.12 (x19) w/ SMA Australia Pty. Ltd. SI6.0H-13 (AS4777-2 2020) | 92.416 |  |  | Pylontech | Pelio-L-5.12 | 6 | SMA Australia Pty. Ltd. | SI6.0H-13 (AS4777-2 2020) | Pylontech | 2026-09-14
2024-07-04 | HBS13442 | Pylontech Pelio-L-5.12 (x20) w/ SMA Australia Pty. Ltd. SI6.0H-13 (AS4777-2 2020) | 97.28 |  |  | Pylontech | Pelio-L-5.12 | 6 | SMA Australia Pty. Ltd. | SI6.0H-13 (AS4777-2 2020) | Pylontech | 2026-09-14
2024-07-04 | HBS13443 | Pylontech Pelio-L-5.12 (x2) w/ SMA Australia Pty. Ltd. SI8.0H-13 (AS4777-2 2020) | 9.728 |  |  | Pylontech | Pelio-L-5.12 | 6 | SMA Australia Pty. Ltd. | SI8.0H-13 (AS4777-2 2020) | Pylontech | 2026-09-14
2024-07-04 | HBS13444 | Pylontech Pelio-L-5.12 (x3) w/ SMA Australia Pty. Ltd. SI8.0H-13 (AS4777-2 2020) | 14.592 |  |  | Pylontech | Pelio-L-5.12 | 6 | SMA Australia Pty. Ltd. | SI8.0H-13 (AS4777-2 2020) | Pylontech | 2026-09-14
2024-07-04 | HBS13445 | Pylontech Pelio-L-5.12 (x4) w/ SMA Australia Pty. Ltd. SI8.0H-13 (AS4777-2 2020) | 19.456 |  |  | Pylontech | Pelio-L-5.12 | 6 | SMA Australia Pty. Ltd. | SI8.0H-13 (AS4777-2 2020) | Pylontech | 2026-09-14
2024-07-04 | HBS13446 | Pylontech Pelio-L-5.12 (x5) w/ SMA Australia Pty. Ltd. SI8.0H-13 (AS4777-2 2020) | 24.32 |  |  | Pylontech | Pelio-L-5.12 | 6 | SMA Australia Pty. Ltd. | SI8.0H-13 (AS4777-2 2020) | Pylontech | 2026-09-14
2024-07-04 | HBS13447 | Pylontech Pelio-L-5.12 (x6) w/ SMA Australia Pty. Ltd. SI8.0H-13 (AS4777-2 2020) | 29.184 |  |  | Pylontech | Pelio-L-5.12 | 6 | SMA Australia Pty. Ltd. | SI8.0H-13 (AS4777-2 2020) | Pylontech | 2026-09-14
2024-07-04 | HBS13448 | Pylontech Pelio-L-5.12 (x7) w/ SMA Australia Pty. Ltd. SI8.0H-13 (AS4777-2 2020) | 34.048 |  |  | Pylontech | Pelio-L-5.12 | 6 | SMA Australia Pty. Ltd. | SI8.0H-13 (AS4777-2 2020) | Pylontech | 2026-09-14
2024-07-04 | HBS13449 | Pylontech Pelio-L-5.12 (x8) w/ SMA Australia Pty. Ltd. SI8.0H-13 (AS4777-2 2020) | 38.912 |  |  | Pylontech | Pelio-L-5.12 | 6 | SMA Australia Pty. Ltd. | SI8.0H-13 (AS4777-2 2020) | Pylontech | 2026-09-14
2024-07-04 | HBS13450 | Pylontech Pelio-L-5.12 (x9) w/ SMA Australia Pty. Ltd. SI8.0H-13 (AS4777-2 2020) | 43.776 |  |  | Pylontech | Pelio-L-5.12 | 6 | SMA Australia Pty. Ltd. | SI8.0H-13 (AS4777-2 2020) | Pylontech | 2026-09-14
2024-07-04 | HBS13451 | Pylontech Pelio-L-5.12 (x10) w/ SMA Australia Pty. Ltd. SI8.0H-13 (AS4777-2 2020) | 48.64 |  |  | Pylontech | Pelio-L-5.12 | 6 | SMA Australia Pty. Ltd. | SI8.0H-13 (AS4777-2 2020) | Pylontech | 2026-09-14
2024-07-04 | HBS13452 | Pylontech Pelio-L-5.12 (x11) w/ SMA Australia Pty. Ltd. SI8.0H-13 (AS4777-2 2020) | 53.504 |  |  | Pylontech | Pelio-L-5.12 | 6 | SMA Australia Pty. Ltd. | SI8.0H-13 (AS4777-2 2020) | Pylontech | 2026-09-14
2024-07-04 | HBS13453 | Pylontech Pelio-L-5.12 (x12) w/ SMA Australia Pty. Ltd. SI8.0H-13 (AS4777-2 2020) | 58.368 |  |  | Pylontech | Pelio-L-5.12 | 6 | SMA Australia Pty. Ltd. | SI8.0H-13 (AS4777-2 2020) | Pylontech | 2026-09-14
2024-07-04 | HBS13454 | Pylontech Pelio-L-5.12 (x13) w/ SMA Australia Pty. Ltd. SI8.0H-13 (AS4777-2 2020) | 63.232 |  |  | Pylontech | Pelio-L-5.12 | 6 | SMA Australia Pty. Ltd. | SI8.0H-13 (AS4777-2 2020) | Pylontech | 2026-09-14
2024-07-04 | HBS13455 | Pylontech Pelio-L-5.12 (x14) w/ SMA Australia Pty. Ltd. SI8.0H-13 (AS4777-2 2020) | 68.096 |  |  | Pylontech | Pelio-L-5.12 | 6 | SMA Australia Pty. Ltd. | SI8.0H-13 (AS4777-2 2020) | Pylontech | 2026-09-14
2024-07-04 | HBS13456 | Pylontech Pelio-L-5.12 (x15) w/ SMA Australia Pty. Ltd. SI8.0H-13 (AS4777-2 2020) | 72.96 |  |  | Pylontech | Pelio-L-5.12 | 6 | SMA Australia Pty. Ltd. | SI8.0H-13 (AS4777-2 2020) | Pylontech | 2026-09-14
2024-07-04 | HBS13457 | Pylontech Pelio-L-5.12 (x16) w/ SMA Australia Pty. Ltd. SI8.0H-13 (AS4777-2 2020) | 77.824 |  |  | Pylontech | Pelio-L-5.12 | 6 | SMA Australia Pty. Ltd. | SI8.0H-13 (AS4777-2 2020) | Pylontech | 2026-09-14
2024-07-04 | HBS13458 | Pylontech Pelio-L-5.12 (x17) w/ SMA Australia Pty. Ltd. SI8.0H-13 (AS4777-2 2020) | 82.688 |  |  | Pylontech | Pelio-L-5.12 | 6 | SMA Australia Pty. Ltd. | SI8.0H-13 (AS4777-2 2020) | Pylontech | 2026-09-14
2024-07-04 | HBS13459 | Pylontech Pelio-L-5.12 (x18) w/ SMA Australia Pty. Ltd. SI8.0H-13 (AS4777-2 2020) | 87.552 |  |  | Pylontech | Pelio-L-5.12 | 6 | SMA Australia Pty. Ltd. | SI8.0H-13 (AS4777-2 2020) | Pylontech | 2026-09-14
2024-07-04 | HBS13460 | Pylontech Pelio-L-5.12 (x19) w/ SMA Australia Pty. Ltd. SI8.0H-13 (AS4777-2 2020) | 92.416 |  |  | Pylontech | Pelio-L-5.12 | 6 | SMA Australia Pty. Ltd. | SI8.0H-13 (AS4777-2 2020) | Pylontech | 2026-09-14
2024-07-04 | HBS13461 | Pylontech Pelio-L-5.12 (x20) w/ SMA Australia Pty. Ltd. SI8.0H-13 (AS4777-2 2020) | 97.28 |  |  | Pylontech | Pelio-L-5.12 | 6 | SMA Australia Pty. Ltd. | SI8.0H-13 (AS4777-2 2020) | Pylontech | 2026-09-14
2024-08-19 | HBS13534 | AISWEI Technology Co Ltd Ai-HB 075A (x1) w/ AISWEI Technology Co Ltd ASW05kH-T2 | 6.91 |  |  | AISWEI Technology Co Ltd | Ai-HB 075A | 6 | AISWEI Technology Co Ltd | ASW05kH-T2 | Solplanet | 2027-07-22
2024-08-19 | HBS13535 | AISWEI Technology Co Ltd Ai-HB 075A (x1) w/ AISWEI Technology Co Ltd ASW08kH-T3 | 6.91 |  |  | AISWEI Technology Co Ltd | Ai-HB 075A | 6 | AISWEI Technology Co Ltd | ASW08kH-T3 | Solplanet | 2027-07-22
2024-08-19 | HBS13536 | AISWEI Technology Co Ltd Ai-HB 075A (x1) w/ AISWEI Technology Co Ltd ASW10kH-T3 | 6.91 |  |  | AISWEI Technology Co Ltd | Ai-HB 075A | 6 | AISWEI Technology Co Ltd | ASW10kH-T3 | Solplanet | 2027-07-22
2024-08-19 | HBS13537 | AISWEI Technology Co Ltd Ai-HB 075A (x1) w/ AISWEI Technology Co Ltd ASW12kH-T3 | 6.91 |  |  | AISWEI Technology Co Ltd | Ai-HB 075A | 6 | AISWEI Technology Co Ltd | ASW12kH-T3 | Solplanet | 2027-07-22
2024-08-19 | HBS13538 | AISWEI Technology Co Ltd Ai-HB 100A (x1) w/ AISWEI Technology Co Ltd ASW05kH-T2 | 9.21 |  |  | AISWEI Technology Co Ltd | Ai-HB 100A | 6 | AISWEI Technology Co Ltd | ASW05kH-T2 | Solplanet | 2027-07-22
2024-08-19 | HBS13539 | AISWEI Technology Co Ltd Ai-HB 100A (x1) w/ AISWEI Technology Co Ltd ASW08kH-T3 | 9.21 |  |  | AISWEI Technology Co Ltd | Ai-HB 100A | 6 | AISWEI Technology Co Ltd | ASW08kH-T3 | Solplanet | 2027-07-22
2024-08-19 | HBS13540 | AISWEI Technology Co Ltd Ai-HB 100A (x1) w/ AISWEI Technology Co Ltd ASW10kH-T3 | 9.21 |  |  | AISWEI Technology Co Ltd | Ai-HB 100A | 6 | AISWEI Technology Co Ltd | ASW10kH-T3 | Solplanet | 2027-07-22
2024-08-19 | HBS13541 | AISWEI Technology Co Ltd Ai-HB 100A (x1) w/ AISWEI Technology Co Ltd ASW12kH-T3 | 9.21 |  |  | AISWEI Technology Co Ltd | Ai-HB 100A | 6 | AISWEI Technology Co Ltd | ASW12kH-T3 | Solplanet | 2027-07-22
2024-08-19 | HBS13542 | AISWEI Technology Co Ltd Ai-HB 125A (x1) w/ AISWEI Technology Co Ltd ASW05kH-T2 | 11.52 |  |  | AISWEI Technology Co Ltd | Ai-HB 125A | 6 | AISWEI Technology Co Ltd | ASW05kH-T2 | Solplanet | 2027-07-22
2024-08-19 | HBS13543 | AISWEI Technology Co Ltd Ai-HB 125A (x1) w/ AISWEI Technology Co Ltd ASW08kH-T3 | 11.52 |  |  | AISWEI Technology Co Ltd | Ai-HB 125A | 6 | AISWEI Technology Co Ltd | ASW08kH-T3 | Solplanet | 2027-07-22
2024-08-19 | HBS13544 | AISWEI Technology Co Ltd Ai-HB 125A (x1) w/ AISWEI Technology Co Ltd ASW10kH-T3 | 11.52 |  |  | AISWEI Technology Co Ltd | Ai-HB 125A | 6 | AISWEI Technology Co Ltd | ASW10kH-T3 | Solplanet | 2027-07-22
2024-08-19 | HBS13545 | AISWEI Technology Co Ltd Ai-HB 125A (x1) w/ AISWEI Technology Co Ltd ASW12kH-T3 | 11.52 |  |  | AISWEI Technology Co Ltd | Ai-HB 125A | 6 | AISWEI Technology Co Ltd | ASW12kH-T3 | Solplanet | 2027-07-22
2024-08-19 | HBS13546 | AISWEI Technology Co Ltd Ai-HB 150A (x1) w/ AISWEI Technology Co Ltd ASW05kH-T2 | 13.82 |  |  | AISWEI Technology Co Ltd | Ai-HB 150A | 6 | AISWEI Technology Co Ltd | ASW05kH-T2 | Solplanet | 2027-07-22
2024-08-19 | HBS13547 | AISWEI Technology Co Ltd Ai-HB 150A (x1) w/ AISWEI Technology Co Ltd ASW08kH-T3 | 13.82 |  |  | AISWEI Technology Co Ltd | Ai-HB 150A | 6 | AISWEI Technology Co Ltd | ASW08kH-T3 | Solplanet | 2027-07-22
2024-08-19 | HBS13548 | AISWEI Technology Co Ltd Ai-HB 150A (x1) w/ AISWEI Technology Co Ltd ASW10kH-T3 | 13.82 |  |  | AISWEI Technology Co Ltd | Ai-HB 150A | 6 | AISWEI Technology Co Ltd | ASW10kH-T3 | Solplanet | 2027-07-22
2024-08-19 | HBS13549 | AISWEI Technology Co Ltd Ai-HB 150A (x1) w/ AISWEI Technology Co Ltd ASW12kH-T3 | 13.82 |  |  | AISWEI Technology Co Ltd | Ai-HB 150A | 6 | AISWEI Technology Co Ltd | ASW12kH-T3 | Solplanet | 2027-07-22
2024-08-19 | HBS13550 | AISWEI Technology Co Ltd Ai-HB 175A (x1) w/ AISWEI Technology Co Ltd ASW05kH-T2 | 16.12 |  |  | AISWEI Technology Co Ltd | Ai-HB 175A | 6 | AISWEI Technology Co Ltd | ASW05kH-T2 | Solplanet | 2027-07-22
2024-08-19 | HBS13551 | AISWEI Technology Co Ltd Ai-HB 175A (x1) w/ AISWEI Technology Co Ltd ASW08kH-T3 | 16.12 |  |  | AISWEI Technology Co Ltd | Ai-HB 175A | 6 | AISWEI Technology Co Ltd | ASW08kH-T3 | Solplanet | 2027-07-22
2024-08-19 | HBS13552 | AISWEI Technology Co Ltd Ai-HB 175A (x1) w/ AISWEI Technology Co Ltd ASW10kH-T3 | 16.12 |  |  | AISWEI Technology Co Ltd | Ai-HB 175A | 6 | AISWEI Technology Co Ltd | ASW10kH-T3 | Solplanet | 2027-07-22
2024-08-19 | HBS13553 | AISWEI Technology Co Ltd Ai-HB 175A (x1) w/ AISWEI Technology Co Ltd ASW12kH-T3 | 16.12 |  |  | AISWEI Technology Co Ltd | Ai-HB 175A | 6 | AISWEI Technology Co Ltd | ASW12kH-T3 | Solplanet | 2027-07-22
2024-08-19 | HBS13554 | AISWEI Technology Co Ltd Ai-HB 200A (x1) w/ AISWEI Technology Co Ltd ASW05kH-T2 | 18.43 |  |  | AISWEI Technology Co Ltd | Ai-HB 200A | 6 | AISWEI Technology Co Ltd | ASW05kH-T2 | Solplanet | 2027-07-22
2024-08-19 | HBS13555 | AISWEI Technology Co Ltd Ai-HB 200A (x1) w/ AISWEI Technology Co Ltd ASW08kH-T3 | 18.43 |  |  | AISWEI Technology Co Ltd | Ai-HB 200A | 6 | AISWEI Technology Co Ltd | ASW08kH-T3 | Solplanet | 2027-07-22
2024-08-19 | HBS13556 | AISWEI Technology Co Ltd Ai-HB 200A (x1) w/ AISWEI Technology Co Ltd ASW10kH-T3 | 18.43 |  |  | AISWEI Technology Co Ltd | Ai-HB 200A | 6 | AISWEI Technology Co Ltd | ASW10kH-T3 | Solplanet | 2027-07-22
2024-08-19 | HBS13557 | AISWEI Technology Co Ltd Ai-HB 200A (x1) w/ AISWEI Technology Co Ltd ASW12kH-T3 | 18.43 |  |  | AISWEI Technology Co Ltd | Ai-HB 200A | 6 | AISWEI Technology Co Ltd | ASW12kH-T3 | Solplanet | 2027-07-22
2024-08-19 | HBS13558 | Xiamen Well Energy Technology Co. Ltd. TNK-10000-LV-A1 (x1) w/ Clenergy Technology Co., Ltd. TNK-5000-PV-E1 | 9.21 |  |  | Xiamen Well Energy Technology Co. Ltd. | TNK-10000-LV-A1 | 6 | Clenergy Technology Co., Ltd. | TNK-5000-PV-E1 | TNK | 2027-06-05
2024-08-19 | HBS13559 | Xiamen Well Energy Technology Co. Ltd. TNK-10000-LV-A1 (x1) w/ Clenergy Technology Co., Ltd. TNK-6000-PV-E1 | 9.21 |  |  | Xiamen Well Energy Technology Co. Ltd. | TNK-10000-LV-A1 | 6 | Clenergy Technology Co., Ltd. | TNK-6000-PV-E1 | TNK | 2027-06-05
2024-09-06 | HBS13560 | Hiconics Eco-energy Drive Technology Co Ltd BHP100r2 (x2) w/ Hiconics Eco-energy Drive Technology Co Ltd HEC2-S3.8Hr2 (AS4777-2 2020) | 9.18 |  |  | Hiconics Eco-energy Drive Technology Co Ltd | BHP100r2 | 6 | Hiconics Eco-energy Drive Technology Co Ltd | HEC2-S3.8Hr2 (AS4777-2 2020) | HICONICS | 2027-06-07
2024-09-06 | HBS13561 | Hiconics Eco-energy Drive Technology Co Ltd BHP150r2 (x3) w/ Hiconics Eco-energy Drive Technology Co Ltd HEC2-S3.8Hr2 (AS4777-2 2020) | 13.77 |  |  | Hiconics Eco-energy Drive Technology Co Ltd | BHP150r2 | 6 | Hiconics Eco-energy Drive Technology Co Ltd | HEC2-S3.8Hr2 (AS4777-2 2020) | HICONICS | 2027-06-07
2024-09-06 | HBS13562 | Hiconics Eco-energy Drive Technology Co Ltd BHP200r2 (x4) w/ Hiconics Eco-energy Drive Technology Co Ltd HEC2-S3.8Hr2 (AS4777-2 2020) | 18.36 |  |  | Hiconics Eco-energy Drive Technology Co Ltd | BHP200r2 | 6 | Hiconics Eco-energy Drive Technology Co Ltd | HEC2-S3.8Hr2 (AS4777-2 2020) | HICONICS | 2027-06-07
2024-09-06 | HBS13563 | Hiconics Eco-energy Drive Technology Co Ltd BHP200r2-A (x4) w/ Hiconics Eco-energy Drive Technology Co Ltd HEC2-S3.8Hr2 (AS4777-2 2020) | 18.36 |  |  | Hiconics Eco-energy Drive Technology Co Ltd | BHP200r2-A | 6 | Hiconics Eco-energy Drive Technology Co Ltd | HEC2-S3.8Hr2 (AS4777-2 2020) | HICONICS | 2027-06-07
2024-09-06 | HBS13564 | Hiconics Eco-energy Drive Technology Co Ltd BHP300r2 (x6) w/ Hiconics Eco-energy Drive Technology Co Ltd HEC2-S3.8Hr2 (AS4777-2 2020) | 27.54 |  |  | Hiconics Eco-energy Drive Technology Co Ltd | BHP300r2 | 6 | Hiconics Eco-energy Drive Technology Co Ltd | HEC2-S3.8Hr2 (AS4777-2 2020) | HICONICS | 2027-06-07
2024-09-06 | HBS13565 | Hiconics Eco-energy Drive Technology Co Ltd BHP400r2 (x8) w/ Hiconics Eco-energy Drive Technology Co Ltd HEC2-S3.8Hr2 (AS4777-2 2020) | 36.72 |  |  | Hiconics Eco-energy Drive Technology Co Ltd | BHP400r2 | 6 | Hiconics Eco-energy Drive Technology Co Ltd | HEC2-S3.8Hr2 (AS4777-2 2020) | HICONICS | 2027-06-07
2024-09-06 | HBS13566 | Hiconics Eco-energy Drive Technology Co Ltd BHP100r2 (x2) w/ Hiconics Eco-energy Drive Technology Co Ltd HEC2-S5.0Hr2 (AS4777-2 2020) | 9.18 |  |  | Hiconics Eco-energy Drive Technology Co Ltd | BHP100r2 | 6 | Hiconics Eco-energy Drive Technology Co Ltd | HEC2-S5.0Hr2 (AS4777-2 2020) | HICONICS | 2027-06-07
2024-09-06 | HBS13567 | Hiconics Eco-energy Drive Technology Co Ltd BHP150r2 (x3) w/ Hiconics Eco-energy Drive Technology Co Ltd HEC2-S5.0Hr2 (AS4777-2 2020) | 13.77 |  |  | Hiconics Eco-energy Drive Technology Co Ltd | BHP150r2 | 6 | Hiconics Eco-energy Drive Technology Co Ltd | HEC2-S5.0Hr2 (AS4777-2 2020) | HICONICS | 2027-06-07
2024-09-06 | HBS13568 | Hiconics Eco-energy Drive Technology Co Ltd BHP200r2 (x4) w/ Hiconics Eco-energy Drive Technology Co Ltd HEC2-S5.0Hr2 (AS4777-2 2020) | 18.36 |  |  | Hiconics Eco-energy Drive Technology Co Ltd | BHP200r2 | 6 | Hiconics Eco-energy Drive Technology Co Ltd | HEC2-S5.0Hr2 (AS4777-2 2020) | HICONICS | 2027-06-07
2024-09-06 | HBS13569 | Hiconics Eco-energy Drive Technology Co Ltd BHP200r2-A (x4) w/ Hiconics Eco-energy Drive Technology Co Ltd HEC2-S5.0Hr2 (AS4777-2 2020) | 18.36 |  |  | Hiconics Eco-energy Drive Technology Co Ltd | BHP200r2-A | 6 | Hiconics Eco-energy Drive Technology Co Ltd | HEC2-S5.0Hr2 (AS4777-2 2020) | HICONICS | 2027-06-07
2024-09-06 | HBS13570 | Hiconics Eco-energy Drive Technology Co Ltd BHP300r2 (x6) w/ Hiconics Eco-energy Drive Technology Co Ltd HEC2-S5.0Hr2 (AS4777-2 2020) | 27.54 |  |  | Hiconics Eco-energy Drive Technology Co Ltd | BHP300r2 | 6 | Hiconics Eco-energy Drive Technology Co Ltd | HEC2-S5.0Hr2 (AS4777-2 2020) | HICONICS | 2027-06-07
2024-09-06 | HBS13571 | Hiconics Eco-energy Drive Technology Co Ltd BHP400r2 (x8) w/ Hiconics Eco-energy Drive Technology Co Ltd HEC2-S5.0Hr2 (AS4777-2 2020) | 36.72 |  |  | Hiconics Eco-energy Drive Technology Co Ltd | BHP400r2 | 6 | Hiconics Eco-energy Drive Technology Co Ltd | HEC2-S5.0Hr2 (AS4777-2 2020) | HICONICS | 2027-06-07
2024-09-06 | HBS13572 | Hiconics Eco-energy Drive Technology Co Ltd BHP100r2 (x2) w/ Hiconics Eco-energy Drive Technology Co Ltd HEC2-S6.0Hr2 (AS4777-2 2020) | 9.18 |  |  | Hiconics Eco-energy Drive Technology Co Ltd | BHP100r2 | 6 | Hiconics Eco-energy Drive Technology Co Ltd | HEC2-S6.0Hr2 (AS4777-2 2020) | HICONICS | 2027-06-07
2024-09-06 | HBS13573 | Hiconics Eco-energy Drive Technology Co Ltd BHP150r2 (x3) w/ Hiconics Eco-energy Drive Technology Co Ltd HEC2-S6.0Hr2 (AS4777-2 2020) | 13.77 |  |  | Hiconics Eco-energy Drive Technology Co Ltd | BHP150r2 | 6 | Hiconics Eco-energy Drive Technology Co Ltd | HEC2-S6.0Hr2 (AS4777-2 2020) | HICONICS | 2027-06-07
2024-09-06 | HBS13574 | Hiconics Eco-energy Drive Technology Co Ltd BHP200r2 (x4) w/ Hiconics Eco-energy Drive Technology Co Ltd HEC2-S6.0Hr2 (AS4777-2 2020) | 18.36 |  |  | Hiconics Eco-energy Drive Technology Co Ltd | BHP200r2 | 6 | Hiconics Eco-energy Drive Technology Co Ltd | HEC2-S6.0Hr2 (AS4777-2 2020) | HICONICS | 2027-06-07
2024-09-06 | HBS13575 | Hiconics Eco-energy Drive Technology Co Ltd BHP200r2-A (x4) w/ Hiconics Eco-energy Drive Technology Co Ltd HEC2-S6.0Hr2 (AS4777-2 2020) | 18.36 |  |  | Hiconics Eco-energy Drive Technology Co Ltd | BHP200r2-A | 6 | Hiconics Eco-energy Drive Technology Co Ltd | HEC2-S6.0Hr2 (AS4777-2 2020) | HICONICS | 2027-06-07
2024-09-06 | HBS13576 | Hiconics Eco-energy Drive Technology Co Ltd BHP300r2 (x6) w/ Hiconics Eco-energy Drive Technology Co Ltd HEC2-S6.0Hr2 (AS4777-2 2020) | 27.54 |  |  | Hiconics Eco-energy Drive Technology Co Ltd | BHP300r2 | 6 | Hiconics Eco-energy Drive Technology Co Ltd | HEC2-S6.0Hr2 (AS4777-2 2020) | HICONICS | 2027-06-07
2024-09-06 | HBS13577 | Hiconics Eco-energy Drive Technology Co Ltd BHP400r2 (x8) w/ Hiconics Eco-energy Drive Technology Co Ltd HEC2-S6.0Hr2 (AS4777-2 2020) | 36.72 |  |  | Hiconics Eco-energy Drive Technology Co Ltd | BHP400r2 | 6 | Hiconics Eco-energy Drive Technology Co Ltd | HEC2-S6.0Hr2 (AS4777-2 2020) | HICONICS | 2027-06-07
2024-09-20 | HBS13578 | Shanghai Sieyuan Watten Technology Co., Ltd. (Swatten) SieB-H9600-F (x3) w/ Shanghai Sieyuan Watten Technology Co., Ltd. (Swatten) SiH-5kW-SH Shanghai Sieyuan Watten Technology Co., Ltd. (Swatten) | 8.64 |  |  | Shanghai Sieyuan Watten Technology Co., Ltd. (Swatten) | SieB-H9600-F | 6 | Shanghai Sieyuan Watten Technology Co., Ltd. (Swatten) | SiH-5kW-SH | Swatten | 2026-05-03
2024-09-20 | HBS13579 | Shanghai Sieyuan Watten Technology Co., Ltd. (Swatten) SieB-H9600-F (x3) w/ Shanghai Sieyuan Watten Technology Co., Ltd. (Swatten) SiH-6kW-SH Shanghai Sieyuan Watten Technology Co., Ltd. (Swatten) | 8.64 |  |  | Shanghai Sieyuan Watten Technology Co., Ltd. (Swatten) | SieB-H9600-F | 6 | Shanghai Sieyuan Watten Technology Co., Ltd. (Swatten) | SiH-6kW-SH | Swatten | 2026-05-03
2024-09-20 | HBS13580 | Shanghai Sieyuan Watten Technology Co., Ltd. (Swatten) SieB-H12K8-F (x4) w/ Shanghai Sieyuan Watten Technology Co., Ltd. (Swatten) SiH-5kW-SH Shanghai Sieyuan Watten Technology Co., Ltd. (Swatten) | 11.52 |  |  | Shanghai Sieyuan Watten Technology Co., Ltd. (Swatten) | SieB-H12K8-F | 6 | Shanghai Sieyuan Watten Technology Co., Ltd. (Swatten) | SiH-5kW-SH | Swatten | 2026-05-03
2024-09-20 | HBS13581 | Shanghai Sieyuan Watten Technology Co., Ltd. (Swatten) SieB-H12K8-F (x4) w/ Shanghai Sieyuan Watten Technology Co., Ltd. (Swatten) SiH-6kW-SH Shanghai Sieyuan Watten Technology Co., Ltd. (Swatten) | 11.52 |  |  | Shanghai Sieyuan Watten Technology Co., Ltd. (Swatten) | SieB-H12K8-F | 6 | Shanghai Sieyuan Watten Technology Co., Ltd. (Swatten) | SiH-6kW-SH | Swatten | 2026-05-03
2024-09-20 | HBS13582 | Shanghai Sieyuan Watten Technology Co., Ltd. (Swatten) SieB-H16K0-F (x5) w/ Shanghai Sieyuan Watten Technology Co., Ltd. (Swatten) SiH-5kW-SH Shanghai Sieyuan Watten Technology Co., Ltd. (Swatten) | 14.4 |  |  | Shanghai Sieyuan Watten Technology Co., Ltd. (Swatten) | SieB-H16K0-F | 6 | Shanghai Sieyuan Watten Technology Co., Ltd. (Swatten) | SiH-5kW-SH | Swatten | 2026-05-03
2024-09-20 | HBS13583 | Shanghai Sieyuan Watten Technology Co., Ltd. (Swatten) SieB-H16K0-F (x5) w/ Shanghai Sieyuan Watten Technology Co., Ltd. (Swatten) SiH-6kW-SH Shanghai Sieyuan Watten Technology Co., Ltd. (Swatten) | 14.4 |  |  | Shanghai Sieyuan Watten Technology Co., Ltd. (Swatten) | SieB-H16K0-F | 6 | Shanghai Sieyuan Watten Technology Co., Ltd. (Swatten) | SiH-6kW-SH | Swatten | 2026-05-03
2024-09-20 | HBS13584 | Shanghai Sieyuan Watten Technology Co., Ltd. (Swatten) SieB-H19K2-F (x6) w/ Shanghai Sieyuan Watten Technology Co., Ltd. (Swatten) SiH-5kW-SH Shanghai Sieyuan Watten Technology Co., Ltd. (Swatten) | 17.28 |  |  | Shanghai Sieyuan Watten Technology Co., Ltd. (Swatten) | SieB-H19K2-F | 6 | Shanghai Sieyuan Watten Technology Co., Ltd. (Swatten) | SiH-5kW-SH | Swatten | 2026-05-03
2024-09-20 | HBS13585 | Shanghai Sieyuan Watten Technology Co., Ltd. (Swatten) SieB-H19K2-F (x6) w/ Shanghai Sieyuan Watten Technology Co., Ltd. (Swatten) SiH-6kW-SH Shanghai Sieyuan Watten Technology Co., Ltd. (Swatten) | 17.28 |  |  | Shanghai Sieyuan Watten Technology Co., Ltd. (Swatten) | SieB-H19K2-F | 6 | Shanghai Sieyuan Watten Technology Co., Ltd. (Swatten) | SiH-6kW-SH | Swatten | 2026-05-03
2024-09-20 | HBS13586 | Shanghai Sieyuan Watten Technology Co., Ltd. (Swatten) SieB-H22K4-F (x7) w/ Shanghai Sieyuan Watten Technology Co., Ltd. (Swatten) SiH-5kW-SH Shanghai Sieyuan Watten Technology Co., Ltd. (Swatten) | 20.16 |  |  | Shanghai Sieyuan Watten Technology Co., Ltd. (Swatten) | SieB-H22K4-F | 6 | Shanghai Sieyuan Watten Technology Co., Ltd. (Swatten) | SiH-5kW-SH | Swatten | 2026-05-03
2024-09-20 | HBS13587 | Shanghai Sieyuan Watten Technology Co., Ltd. (Swatten) SieB-H22K4-F (x7) w/ Shanghai Sieyuan Watten Technology Co., Ltd. (Swatten) SiH-6kW-SH Shanghai Sieyuan Watten Technology Co., Ltd. (Swatten) | 20.16 |  |  | Shanghai Sieyuan Watten Technology Co., Ltd. (Swatten) | SieB-H22K4-F | 6 | Shanghai Sieyuan Watten Technology Co., Ltd. (Swatten) | SiH-6kW-SH | Swatten | 2026-05-03
2024-09-20 | HBS13588 | Shanghai Sieyuan Watten Technology Co., Ltd. (Swatten) SieB-H25K6-F (x8) w/ Shanghai Sieyuan Watten Technology Co., Ltd. (Swatten) SiH-5kW-SH Shanghai Sieyuan Watten Technology Co., Ltd. (Swatten) | 23.04 |  |  | Shanghai Sieyuan Watten Technology Co., Ltd. (Swatten) | SieB-H25K6-F | 6 | Shanghai Sieyuan Watten Technology Co., Ltd. (Swatten) | SiH-5kW-SH | Swatten | 2026-05-03
2024-09-20 | HBS13589 | Shanghai Sieyuan Watten Technology Co., Ltd. (Swatten) SieB-H25K6-F (x8) w/ Shanghai Sieyuan Watten Technology Co., Ltd. (Swatten) SiH-6kW-SH Shanghai Sieyuan Watten Technology Co., Ltd. (Swatten) | 23.04 |  |  | Shanghai Sieyuan Watten Technology Co., Ltd. (Swatten) | SieB-H25K6-F | 6 | Shanghai Sieyuan Watten Technology Co., Ltd. (Swatten) | SiH-6kW-SH | Swatten | 2026-05-03
2024-09-20 | HBS13590 | ZYC Energy Company Ltd SIMPO 5000 (x2) w/ Noark Electrics (Shanghai) Co., Ltd. Ex9N-DH-5KS-AU (AS4777-2 2020) Eastron SDM120CT-M(40mA) | 10.24 |  |  | ZYC Energy Company Ltd | SIMPO 5000 | 6 | Noark Electrics (Shanghai) Co., Ltd. | Ex9N-DH-5KS-AU (AS4777-2 2020) | ZYC Energy | 2026-11-08
2024-09-20 | HBS13591 | ZYC Energy Company Ltd SIMPO 5000 (x3) w/ Noark Electrics (Shanghai) Co., Ltd. Ex9N-DH-5KS-AU (AS4777-2 2020) Eastron SDM120CT-M(40mA) | 15.36 |  |  | ZYC Energy Company Ltd | SIMPO 5000 | 6 | Noark Electrics (Shanghai) Co., Ltd. | Ex9N-DH-5KS-AU (AS4777-2 2020) | ZYC Energy | 2026-11-08
2024-09-20 | HBS13592 | ZYC Energy Company Ltd SIMPO 5000 (x4) w/ Noark Electrics (Shanghai) Co., Ltd. Ex9N-DH-5KS-AU (AS4777-2 2020) Eastron SDM120CT-M(40mA) | 20.48 |  |  | ZYC Energy Company Ltd | SIMPO 5000 | 6 | Noark Electrics (Shanghai) Co., Ltd. | Ex9N-DH-5KS-AU (AS4777-2 2020) | ZYC Energy | 2026-11-08
2024-09-20 | HBS13593 | ZYC Energy Company Ltd SIMPO 5000 (x5) w/ Noark Electrics (Shanghai) Co., Ltd. Ex9N-DH-5KS-AU (AS4777-2 2020) Eastron SDM120CT-M(40mA) | 25.6 |  |  | ZYC Energy Company Ltd | SIMPO 5000 | 6 | Noark Electrics (Shanghai) Co., Ltd. | Ex9N-DH-5KS-AU (AS4777-2 2020) | ZYC Energy | 2026-11-08
2024-09-20 | HBS13594 | ZYC Energy Company Ltd SIMPO 5000 (x6) w/ Noark Electrics (Shanghai) Co., Ltd. Ex9N-DH-5KS-AU (AS4777-2 2020) Eastron SDM120CT-M(40mA) | 30.72 |  |  | ZYC Energy Company Ltd | SIMPO 5000 | 6 | Noark Electrics (Shanghai) Co., Ltd. | Ex9N-DH-5KS-AU (AS4777-2 2020) | ZYC Energy | 2026-11-08
2024-09-20 | HBS13595 | ZYC Energy Company Ltd SIMPO 5000 (x7) w/ Noark Electrics (Shanghai) Co., Ltd. Ex9N-DH-5KS-AU (AS4777-2 2020) Eastron SDM120CT-M(40mA) | 35.84 |  |  | ZYC Energy Company Ltd | SIMPO 5000 | 6 | Noark Electrics (Shanghai) Co., Ltd. | Ex9N-DH-5KS-AU (AS4777-2 2020) | ZYC Energy | 2026-11-08
2024-09-20 | HBS13596 | ZYC Energy Company Ltd SIMPO 5000 (x8) w/ Noark Electrics (Shanghai) Co., Ltd. Ex9N-DH-5KS-AU (AS4777-2 2020) Eastron SDM120CT-M(40mA) | 40.96 |  |  | ZYC Energy Company Ltd | SIMPO 5000 | 6 | Noark Electrics (Shanghai) Co., Ltd. | Ex9N-DH-5KS-AU (AS4777-2 2020) | ZYC Energy | 2026-11-08
2024-09-20 | HBS13597 | ZYC Energy Company Ltd SIMPO 5000 (x9) w/ Noark Electrics (Shanghai) Co., Ltd. Ex9N-DH-5KS-AU (AS4777-2 2020) Eastron SDM120CT-M(40mA) | 46.08 |  |  | ZYC Energy Company Ltd | SIMPO 5000 | 6 | Noark Electrics (Shanghai) Co., Ltd. | Ex9N-DH-5KS-AU (AS4777-2 2020) | ZYC Energy | 2026-11-08
2024-09-20 | HBS13598 | ZYC Energy Company Ltd SIMPO 5000 (x10) w/ Noark Electrics (Shanghai) Co., Ltd. Ex9N-DH-5KS-AU (AS4777-2 2020) Eastron SDM120CT-M(40mA) | 51.2 |  |  | ZYC Energy Company Ltd | SIMPO 5000 | 6 | Noark Electrics (Shanghai) Co., Ltd. | Ex9N-DH-5KS-AU (AS4777-2 2020) | ZYC Energy | 2026-11-08
2024-09-20 | HBS13599 | ZYC Energy Company Ltd SIMPO 5000 (x11) w/ Noark Electrics (Shanghai) Co., Ltd. Ex9N-DH-5KS-AU (AS4777-2 2020) Eastron SDM120CT-M(40mA) | 56.32 |  |  | ZYC Energy Company Ltd | SIMPO 5000 | 6 | Noark Electrics (Shanghai) Co., Ltd. | Ex9N-DH-5KS-AU (AS4777-2 2020) | ZYC Energy | 2026-11-08
2024-09-20 | HBS13600 | ZYC Energy Company Ltd SIMPO 5000 (x12) w/ Noark Electrics (Shanghai) Co., Ltd. Ex9N-DH-5KS-AU (AS4777-2 2020) Eastron SDM120CT-M(40mA) | 61.44 |  |  | ZYC Energy Company Ltd | SIMPO 5000 | 6 | Noark Electrics (Shanghai) Co., Ltd. | Ex9N-DH-5KS-AU (AS4777-2 2020) | ZYC Energy | 2026-11-08
2024-09-20 | HBS13601 | ZYC Energy Company Ltd SIMPO 5000 (x13) w/ Noark Electrics (Shanghai) Co., Ltd. Ex9N-DH-5KS-AU (AS4777-2 2020) Eastron SDM120CT-M(40mA) | 66.56 |  |  | ZYC Energy Company Ltd | SIMPO 5000 | 6 | Noark Electrics (Shanghai) Co., Ltd. | Ex9N-DH-5KS-AU (AS4777-2 2020) | ZYC Energy | 2026-11-08
2024-09-20 | HBS13602 | ZYC Energy Company Ltd SIMPO 5000 (x14) w/ Noark Electrics (Shanghai) Co., Ltd. Ex9N-DH-5KS-AU (AS4777-2 2020) Eastron SDM120CT-M(40mA) | 71.68 |  |  | ZYC Energy Company Ltd | SIMPO 5000 | 6 | Noark Electrics (Shanghai) Co., Ltd. | Ex9N-DH-5KS-AU (AS4777-2 2020) | ZYC Energy | 2026-11-08
2024-09-20 | HBS13603 | ZYC Energy Company Ltd SIMPO 5000 (x15) w/ Noark Electrics (Shanghai) Co., Ltd. Ex9N-DH-5KS-AU (AS4777-2 2020) Eastron SDM120CT-M(40mA) | 76.8 |  |  | ZYC Energy Company Ltd | SIMPO 5000 | 6 | Noark Electrics (Shanghai) Co., Ltd. | Ex9N-DH-5KS-AU (AS4777-2 2020) | ZYC Energy | 2026-11-08
2024-09-20 | HBS13604 | ZYC Energy Company Ltd SIMPO 5000 (x16) w/ Noark Electrics (Shanghai) Co., Ltd. Ex9N-DH-5KS-AU (AS4777-2 2020) Eastron SDM120CT-M(40mA) | 81.92 |  |  | ZYC Energy Company Ltd | SIMPO 5000 | 6 | Noark Electrics (Shanghai) Co., Ltd. | Ex9N-DH-5KS-AU (AS4777-2 2020) | ZYC Energy | 2026-11-08
2024-09-20 | HBS13605 | ZYC Energy Company Ltd SIMPO 5000 (x17) w/ Noark Electrics (Shanghai) Co., Ltd. Ex9N-DH-5KS-AU (AS4777-2 2020) Eastron SDM120CT-M(40mA) | 87.04 |  |  | ZYC Energy Company Ltd | SIMPO 5000 | 6 | Noark Electrics (Shanghai) Co., Ltd. | Ex9N-DH-5KS-AU (AS4777-2 2020) | ZYC Energy | 2026-11-08
2024-09-20 | HBS13606 | ZYC Energy Company Ltd SIMPO 5000 (x18) w/ Noark Electrics (Shanghai) Co., Ltd. Ex9N-DH-5KS-AU (AS4777-2 2020) Eastron SDM120CT-M(40mA) | 92.16 |  |  | ZYC Energy Company Ltd | SIMPO 5000 | 6 | Noark Electrics (Shanghai) Co., Ltd. | Ex9N-DH-5KS-AU (AS4777-2 2020) | ZYC Energy | 2026-11-08
2024-09-20 | HBS13607 | ZYC Energy Company Ltd SIMPO 5000 (x19) w/ Noark Electrics (Shanghai) Co., Ltd. Ex9N-DH-5KS-AU (AS4777-2 2020) Eastron SDM120CT-M(40mA) | 97.28 |  |  | ZYC Energy Company Ltd | SIMPO 5000 | 6 | Noark Electrics (Shanghai) Co., Ltd. | Ex9N-DH-5KS-AU (AS4777-2 2020) | ZYC Energy | 2026-11-08
2024-09-20 | HBS13608 | ZYC Energy Company Ltd SIMPO 5000 (x20) w/ Noark Electrics (Shanghai) Co., Ltd. Ex9N-DH-5KS-AU (AS4777-2 2020) Eastron SDM120CT-M(40mA) | 102.4 |  |  | ZYC Energy Company Ltd | SIMPO 5000 | 6 | Noark Electrics (Shanghai) Co., Ltd. | Ex9N-DH-5KS-AU (AS4777-2 2020) | ZYC Energy | 2026-11-08
2024-09-20 | HBS13609 | ZYC Energy Company Ltd SIMPO 5000 (x21) w/ Noark Electrics (Shanghai) Co., Ltd. Ex9N-DH-5KS-AU (AS4777-2 2020) Eastron SDM120CT-M(40mA) | 107.52 |  |  | ZYC Energy Company Ltd | SIMPO 5000 | 6 | Noark Electrics (Shanghai) Co., Ltd. | Ex9N-DH-5KS-AU (AS4777-2 2020) | ZYC Energy | 2026-11-08
2024-09-20 | HBS13610 | ZYC Energy Company Ltd SIMPO 5000 (x22) w/ Noark Electrics (Shanghai) Co., Ltd. Ex9N-DH-5KS-AU (AS4777-2 2020) Eastron SDM120CT-M(40mA) | 112.64 |  |  | ZYC Energy Company Ltd | SIMPO 5000 | 6 | Noark Electrics (Shanghai) Co., Ltd. | Ex9N-DH-5KS-AU (AS4777-2 2020) | ZYC Energy | 2026-11-08
2024-09-20 | HBS13611 | ZYC Energy Company Ltd SIMPO 5000 (x23) w/ Noark Electrics (Shanghai) Co., Ltd. Ex9N-DH-5KS-AU (AS4777-2 2020) Eastron SDM120CT-M(40mA) | 117.76 |  |  | ZYC Energy Company Ltd | SIMPO 5000 | 6 | Noark Electrics (Shanghai) Co., Ltd. | Ex9N-DH-5KS-AU (AS4777-2 2020) | ZYC Energy | 2026-11-08
2024-09-20 | HBS13612 | ZYC Energy Company Ltd SIMPO 5000 (x24) w/ Noark Electrics (Shanghai) Co., Ltd. Ex9N-DH-5KS-AU (AS4777-2 2020) Eastron SDM120CT-M(40mA) | 122.88 |  |  | ZYC Energy Company Ltd | SIMPO 5000 | 6 | Noark Electrics (Shanghai) Co., Ltd. | Ex9N-DH-5KS-AU (AS4777-2 2020) | ZYC Energy | 2026-11-08
2024-09-20 | HBS13613 | ZYC Energy Company Ltd SIMPO 5000 (x25) w/ Noark Electrics (Shanghai) Co., Ltd. Ex9N-DH-5KS-AU (AS4777-2 2020) Eastron SDM120CT-M(40mA) | 128 |  |  | ZYC Energy Company Ltd | SIMPO 5000 | 6 | Noark Electrics (Shanghai) Co., Ltd. | Ex9N-DH-5KS-AU (AS4777-2 2020) | ZYC Energy | 2026-11-08
2024-09-20 | HBS13614 | ZYC Energy Company Ltd SIMPO 5000 (x26) w/ Noark Electrics (Shanghai) Co., Ltd. Ex9N-DH-5KS-AU (AS4777-2 2020) Eastron SDM120CT-M(40mA) | 133.12 |  |  | ZYC Energy Company Ltd | SIMPO 5000 | 6 | Noark Electrics (Shanghai) Co., Ltd. | Ex9N-DH-5KS-AU (AS4777-2 2020) | ZYC Energy | 2026-11-08
2024-09-20 | HBS13615 | ZYC Energy Company Ltd SIMPO 5000 (x27) w/ Noark Electrics (Shanghai) Co., Ltd. Ex9N-DH-5KS-AU (AS4777-2 2020) Eastron SDM120CT-M(40mA) | 138.24 |  |  | ZYC Energy Company Ltd | SIMPO 5000 | 6 | Noark Electrics (Shanghai) Co., Ltd. | Ex9N-DH-5KS-AU (AS4777-2 2020) | ZYC Energy | 2026-11-08
2024-09-20 | HBS13616 | ZYC Energy Company Ltd SIMPO 5000 (x28) w/ Noark Electrics (Shanghai) Co., Ltd. Ex9N-DH-5KS-AU (AS4777-2 2020) Eastron SDM120CT-M(40mA) | 143.36 |  |  | ZYC Energy Company Ltd | SIMPO 5000 | 6 | Noark Electrics (Shanghai) Co., Ltd. | Ex9N-DH-5KS-AU (AS4777-2 2020) | ZYC Energy | 2026-11-08
2024-09-20 | HBS13617 | ZYC Energy Company Ltd SIMPO 5000 (x29) w/ Noark Electrics (Shanghai) Co., Ltd. Ex9N-DH-5KS-AU (AS4777-2 2020) Eastron SDM120CT-M(40mA) | 148.48 |  |  | ZYC Energy Company Ltd | SIMPO 5000 | 6 | Noark Electrics (Shanghai) Co., Ltd. | Ex9N-DH-5KS-AU (AS4777-2 2020) | ZYC Energy | 2026-11-08
2024-09-20 | HBS13618 | ZYC Energy Company Ltd SIMPO 5000 (x30) w/ Noark Electrics (Shanghai) Co., Ltd. Ex9N-DH-5KS-AU (AS4777-2 2020) Eastron SDM120CT-M(40mA) | 153.6 |  |  | ZYC Energy Company Ltd | SIMPO 5000 | 6 | Noark Electrics (Shanghai) Co., Ltd. | Ex9N-DH-5KS-AU (AS4777-2 2020) | ZYC Energy | 2026-11-08
2024-09-20 | HBS13619 | ZYC Energy Company Ltd SIMPO 5000 (x31) w/ Noark Electrics (Shanghai) Co., Ltd. Ex9N-DH-5KS-AU (AS4777-2 2020) Eastron SDM120CT-M(40mA) | 158.72 |  |  | ZYC Energy Company Ltd | SIMPO 5000 | 6 | Noark Electrics (Shanghai) Co., Ltd. | Ex9N-DH-5KS-AU (AS4777-2 2020) | ZYC Energy | 2026-11-08
2024-09-20 | HBS13620 | ZYC Energy Company Ltd SIMPO 5000 (x32) w/ Noark Electrics (Shanghai) Co., Ltd. Ex9N-DH-5KS-AU (AS4777-2 2020) Eastron SDM120CT-M(40mA) | 163.84 |  |  | ZYC Energy Company Ltd | SIMPO 5000 | 6 | Noark Electrics (Shanghai) Co., Ltd. | Ex9N-DH-5KS-AU (AS4777-2 2020) | ZYC Energy | 2026-11-08
2024-09-20 | HBS13621 | ZYC Energy Company Ltd SIMPO 5000 (x33) w/ Noark Electrics (Shanghai) Co., Ltd. Ex9N-DH-5KS-AU (AS4777-2 2020) Eastron SDM120CT-M(40mA) | 168.96 |  |  | ZYC Energy Company Ltd | SIMPO 5000 | 6 | Noark Electrics (Shanghai) Co., Ltd. | Ex9N-DH-5KS-AU (AS4777-2 2020) | ZYC Energy | 2026-11-08
2024-09-20 | HBS13622 | ZYC Energy Company Ltd SIMPO 5000 (x34) w/ Noark Electrics (Shanghai) Co., Ltd. Ex9N-DH-5KS-AU (AS4777-2 2020) Eastron SDM120CT-M(40mA) | 174.08 |  |  | ZYC Energy Company Ltd | SIMPO 5000 | 6 | Noark Electrics (Shanghai) Co., Ltd. | Ex9N-DH-5KS-AU (AS4777-2 2020) | ZYC Energy | 2026-11-08
2024-09-20 | HBS13623 | ZYC Energy Company Ltd SIMPO 5000 (x35) w/ Noark Electrics (Shanghai) Co., Ltd. Ex9N-DH-5KS-AU (AS4777-2 2020) Eastron SDM120CT-M(40mA) | 179.2 |  |  | ZYC Energy Company Ltd | SIMPO 5000 | 6 | Noark Electrics (Shanghai) Co., Ltd. | Ex9N-DH-5KS-AU (AS4777-2 2020) | ZYC Energy | 2026-11-08
2024-09-20 | HBS13624 | ZYC Energy Company Ltd SIMPO 5000 (x36) w/ Noark Electrics (Shanghai) Co., Ltd. Ex9N-DH-5KS-AU (AS4777-2 2020) Eastron SDM120CT-M(40mA) | 184.32 |  |  | ZYC Energy Company Ltd | SIMPO 5000 | 6 | Noark Electrics (Shanghai) Co., Ltd. | Ex9N-DH-5KS-AU (AS4777-2 2020) | ZYC Energy | 2026-11-08
2024-09-20 | HBS13625 | ZYC Energy Company Ltd SIMPO 5000 (x37) w/ Noark Electrics (Shanghai) Co., Ltd. Ex9N-DH-5KS-AU (AS4777-2 2020) Eastron SDM120CT-M(40mA) | 189.44 |  |  | ZYC Energy Company Ltd | SIMPO 5000 | 6 | Noark Electrics (Shanghai) Co., Ltd. | Ex9N-DH-5KS-AU (AS4777-2 2020) | ZYC Energy | 2026-11-08
2024-09-20 | HBS13626 | ZYC Energy Company Ltd SIMPO 5000 (x38) w/ Noark Electrics (Shanghai) Co., Ltd. Ex9N-DH-5KS-AU (AS4777-2 2020) Eastron SDM120CT-M(40mA) | 194.56 |  |  | ZYC Energy Company Ltd | SIMPO 5000 | 6 | Noark Electrics (Shanghai) Co., Ltd. | Ex9N-DH-5KS-AU (AS4777-2 2020) | ZYC Energy | 2026-11-08
2024-09-20 | HBS13627 | ZYC Energy Company Ltd SIMPO 5000 (x39) w/ Noark Electrics (Shanghai) Co., Ltd. Ex9N-DH-5KS-AU (AS4777-2 2020) Eastron SDM120CT-M(40mA) | 199.68 |  |  | ZYC Energy Company Ltd | SIMPO 5000 | 6 | Noark Electrics (Shanghai) Co., Ltd. | Ex9N-DH-5KS-AU (AS4777-2 2020) | ZYC Energy | 2026-11-08
2024-09-20 | HBS13628 | ZYC Energy Company Ltd SIMPO 5000 (x40) w/ Noark Electrics (Shanghai) Co., Ltd. Ex9N-DH-5KS-AU (AS4777-2 2020) Eastron SDM120CT-M(40mA) | 204.8 |  |  | ZYC Energy Company Ltd | SIMPO 5000 | 6 | Noark Electrics (Shanghai) Co., Ltd. | Ex9N-DH-5KS-AU (AS4777-2 2020) | ZYC Energy | 2026-11-08
2024-09-20 | HBS13629 | ZYC Energy Company Ltd SIMPO 5000 (x41) w/ Noark Electrics (Shanghai) Co., Ltd. Ex9N-DH-5KS-AU (AS4777-2 2020) Eastron SDM120CT-M(40mA) | 209.92 |  |  | ZYC Energy Company Ltd | SIMPO 5000 | 6 | Noark Electrics (Shanghai) Co., Ltd. | Ex9N-DH-5KS-AU (AS4777-2 2020) | ZYC Energy | 2026-11-08
2024-09-20 | HBS13630 | ZYC Energy Company Ltd SIMPO 5000 (x42) w/ Noark Electrics (Shanghai) Co., Ltd. Ex9N-DH-5KS-AU (AS4777-2 2020) Eastron SDM120CT-M(40mA) | 215.04 |  |  | ZYC Energy Company Ltd | SIMPO 5000 | 6 | Noark Electrics (Shanghai) Co., Ltd. | Ex9N-DH-5KS-AU (AS4777-2 2020) | ZYC Energy | 2026-11-08
2024-09-20 | HBS13631 | ZYC Energy Company Ltd SIMPO 5000 (x43) w/ Noark Electrics (Shanghai) Co., Ltd. Ex9N-DH-5KS-AU (AS4777-2 2020) Eastron SDM120CT-M(40mA) | 220.16 |  |  | ZYC Energy Company Ltd | SIMPO 5000 | 6 | Noark Electrics (Shanghai) Co., Ltd. | Ex9N-DH-5KS-AU (AS4777-2 2020) | ZYC Energy | 2026-11-08
2024-09-20 | HBS13632 | ZYC Energy Company Ltd SIMPO 5000 (x44) w/ Noark Electrics (Shanghai) Co., Ltd. Ex9N-DH-5KS-AU (AS4777-2 2020) Eastron SDM120CT-M(40mA) | 225.28 |  |  | ZYC Energy Company Ltd | SIMPO 5000 | 6 | Noark Electrics (Shanghai) Co., Ltd. | Ex9N-DH-5KS-AU (AS4777-2 2020) | ZYC Energy | 2026-11-08
2024-09-20 | HBS13633 | ZYC Energy Company Ltd SIMPO 5000 (x45) w/ Noark Electrics (Shanghai) Co., Ltd. Ex9N-DH-5KS-AU (AS4777-2 2020) Eastron SDM120CT-M(40mA) | 230.4 |  |  | ZYC Energy Company Ltd | SIMPO 5000 | 6 | Noark Electrics (Shanghai) Co., Ltd. | Ex9N-DH-5KS-AU (AS4777-2 2020) | ZYC Energy | 2026-11-08
2024-09-20 | HBS13634 | ZYC Energy Company Ltd SIMPO 5000 (x46) w/ Noark Electrics (Shanghai) Co., Ltd. Ex9N-DH-5KS-AU (AS4777-2 2020) Eastron SDM120CT-M(40mA) | 235.52 |  |  | ZYC Energy Company Ltd | SIMPO 5000 | 6 | Noark Electrics (Shanghai) Co., Ltd. | Ex9N-DH-5KS-AU (AS4777-2 2020) | ZYC Energy | 2026-11-08
2024-09-20 | HBS13635 | ZYC Energy Company Ltd SIMPO 5000 (x47) w/ Noark Electrics (Shanghai) Co., Ltd. Ex9N-DH-5KS-AU (AS4777-2 2020) Eastron SDM120CT-M(40mA) | 240.64 |  |  | ZYC Energy Company Ltd | SIMPO 5000 | 6 | Noark Electrics (Shanghai) Co., Ltd. | Ex9N-DH-5KS-AU (AS4777-2 2020) | ZYC Energy | 2026-11-08
2024-09-20 | HBS13636 | ZYC Energy Company Ltd SIMPO 5000 (x48) w/ Noark Electrics (Shanghai) Co., Ltd. Ex9N-DH-5KS-AU (AS4777-2 2020) Eastron SDM120CT-M(40mA) | 245.76 |  |  | ZYC Energy Company Ltd | SIMPO 5000 | 6 | Noark Electrics (Shanghai) Co., Ltd. | Ex9N-DH-5KS-AU (AS4777-2 2020) | ZYC Energy | 2026-11-08
2024-09-20 | HBS13637 | ZYC Energy Company Ltd SIMPO 5000 (x49) w/ Noark Electrics (Shanghai) Co., Ltd. Ex9N-DH-5KS-AU (AS4777-2 2020) Eastron SDM120CT-M(40mA) | 250.88 |  |  | ZYC Energy Company Ltd | SIMPO 5000 | 6 | Noark Electrics (Shanghai) Co., Ltd. | Ex9N-DH-5KS-AU (AS4777-2 2020) | ZYC Energy | 2026-11-08
2024-09-20 | HBS13638 | ZYC Energy Company Ltd SIMPO 5000 (x50) w/ Noark Electrics (Shanghai) Co., Ltd. Ex9N-DH-5KS-AU (AS4777-2 2020) Eastron SDM120CT-M(40mA) | 256 |  |  | ZYC Energy Company Ltd | SIMPO 5000 | 6 | Noark Electrics (Shanghai) Co., Ltd. | Ex9N-DH-5KS-AU (AS4777-2 2020) | ZYC Energy | 2026-11-08
2024-09-20 | HBS13639 | ZYC Energy Company Ltd SIMPO 5000 (x51) w/ Noark Electrics (Shanghai) Co., Ltd. Ex9N-DH-5KS-AU (AS4777-2 2020) Eastron SDM120CT-M(40mA) | 261.12 |  |  | ZYC Energy Company Ltd | SIMPO 5000 | 6 | Noark Electrics (Shanghai) Co., Ltd. | Ex9N-DH-5KS-AU (AS4777-2 2020) | ZYC Energy | 2026-11-08
2024-09-20 | HBS13640 | ZYC Energy Company Ltd SIMPO 5000 (x52) w/ Noark Electrics (Shanghai) Co., Ltd. Ex9N-DH-5KS-AU (AS4777-2 2020) Eastron SDM120CT-M(40mA) | 266.24 |  |  | ZYC Energy Company Ltd | SIMPO 5000 | 6 | Noark Electrics (Shanghai) Co., Ltd. | Ex9N-DH-5KS-AU (AS4777-2 2020) | ZYC Energy | 2026-11-08
2024-09-20 | HBS13641 | ZYC Energy Company Ltd SIMPO 5000 (x53) w/ Noark Electrics (Shanghai) Co., Ltd. Ex9N-DH-5KS-AU (AS4777-2 2020) Eastron SDM120CT-M(40mA) | 271.36 |  |  | ZYC Energy Company Ltd | SIMPO 5000 | 6 | Noark Electrics (Shanghai) Co., Ltd. | Ex9N-DH-5KS-AU (AS4777-2 2020) | ZYC Energy | 2026-11-08
2024-09-20 | HBS13642 | ZYC Energy Company Ltd SIMPO 5000 (x54) w/ Noark Electrics (Shanghai) Co., Ltd. Ex9N-DH-5KS-AU (AS4777-2 2020) Eastron SDM120CT-M(40mA) | 276.48 |  |  | ZYC Energy Company Ltd | SIMPO 5000 | 6 | Noark Electrics (Shanghai) Co., Ltd. | Ex9N-DH-5KS-AU (AS4777-2 2020) | ZYC Energy | 2026-11-08
2024-09-20 | HBS13643 | ZYC Energy Company Ltd SIMPO 5000 (x55) w/ Noark Electrics (Shanghai) Co., Ltd. Ex9N-DH-5KS-AU (AS4777-2 2020) Eastron SDM120CT-M(40mA) | 281.6 |  |  | ZYC Energy Company Ltd | SIMPO 5000 | 6 | Noark Electrics (Shanghai) Co., Ltd. | Ex9N-DH-5KS-AU (AS4777-2 2020) | ZYC Energy | 2026-11-08
2024-09-20 | HBS13644 | ZYC Energy Company Ltd SIMPO 5000 (x56) w/ Noark Electrics (Shanghai) Co., Ltd. Ex9N-DH-5KS-AU (AS4777-2 2020) Eastron SDM120CT-M(40mA) | 286.72 |  |  | ZYC Energy Company Ltd | SIMPO 5000 | 6 | Noark Electrics (Shanghai) Co., Ltd. | Ex9N-DH-5KS-AU (AS4777-2 2020) | ZYC Energy | 2026-11-08
2024-09-20 | HBS13645 | ZYC Energy Company Ltd SIMPO 5000 (x57) w/ Noark Electrics (Shanghai) Co., Ltd. Ex9N-DH-5KS-AU (AS4777-2 2020) Eastron SDM120CT-M(40mA) | 291.84 |  |  | ZYC Energy Company Ltd | SIMPO 5000 | 6 | Noark Electrics (Shanghai) Co., Ltd. | Ex9N-DH-5KS-AU (AS4777-2 2020) | ZYC Energy | 2026-11-08
2024-09-20 | HBS13646 | ZYC Energy Company Ltd SIMPO 5000 (x58) w/ Noark Electrics (Shanghai) Co., Ltd. Ex9N-DH-5KS-AU (AS4777-2 2020) Eastron SDM120CT-M(40mA) | 296.96 |  |  | ZYC Energy Company Ltd | SIMPO 5000 | 6 | Noark Electrics (Shanghai) Co., Ltd. | Ex9N-DH-5KS-AU (AS4777-2 2020) | ZYC Energy | 2026-11-08
2024-09-20 | HBS13647 | ZYC Energy Company Ltd SIMPO 5000 (x59) w/ Noark Electrics (Shanghai) Co., Ltd. Ex9N-DH-5KS-AU (AS4777-2 2020) Eastron SDM120CT-M(40mA) | 302.08 |  |  | ZYC Energy Company Ltd | SIMPO 5000 | 6 | Noark Electrics (Shanghai) Co., Ltd. | Ex9N-DH-5KS-AU (AS4777-2 2020) | ZYC Energy | 2026-11-08
2024-09-20 | HBS13648 | ZYC Energy Company Ltd SIMPO 5000 (x60) w/ Noark Electrics (Shanghai) Co., Ltd. Ex9N-DH-5KS-AU (AS4777-2 2020) Eastron SDM120CT-M(40mA) | 307.2 |  |  | ZYC Energy Company Ltd | SIMPO 5000 | 6 | Noark Electrics (Shanghai) Co., Ltd. | Ex9N-DH-5KS-AU (AS4777-2 2020) | ZYC Energy | 2026-11-08
2024-09-20 | HBS13649 | ZYC Energy Company Ltd SIMPO 5000 (x61) w/ Noark Electrics (Shanghai) Co., Ltd. Ex9N-DH-5KS-AU (AS4777-2 2020) Eastron SDM120CT-M(40mA) | 312.32 |  |  | ZYC Energy Company Ltd | SIMPO 5000 | 6 | Noark Electrics (Shanghai) Co., Ltd. | Ex9N-DH-5KS-AU (AS4777-2 2020) | ZYC Energy | 2026-11-08
2024-09-20 | HBS13650 | ZYC Energy Company Ltd SIMPO 5000 (x62) w/ Noark Electrics (Shanghai) Co., Ltd. Ex9N-DH-5KS-AU (AS4777-2 2020) Eastron SDM120CT-M(40mA) | 317.44 |  |  | ZYC Energy Company Ltd | SIMPO 5000 | 6 | Noark Electrics (Shanghai) Co., Ltd. | Ex9N-DH-5KS-AU (AS4777-2 2020) | ZYC Energy | 2026-11-08
2024-09-20 | HBS13651 | ZYC Energy Company Ltd SIMPO 5000 (x63) w/ Noark Electrics (Shanghai) Co., Ltd. Ex9N-DH-5KS-AU (AS4777-2 2020) Eastron SDM120CT-M(40mA) | 322.56 |  |  | ZYC Energy Company Ltd | SIMPO 5000 | 6 | Noark Electrics (Shanghai) Co., Ltd. | Ex9N-DH-5KS-AU (AS4777-2 2020) | ZYC Energy | 2026-11-08
2024-09-20 | HBS13652 | ZYC Energy Company Ltd SIMPO 5000 (x64) w/ Noark Electrics (Shanghai) Co., Ltd. Ex9N-DH-5KS-AU (AS4777-2 2020) Eastron SDM120CT-M(40mA) | 327.68 |  |  | ZYC Energy Company Ltd | SIMPO 5000 | 6 | Noark Electrics (Shanghai) Co., Ltd. | Ex9N-DH-5KS-AU (AS4777-2 2020) | ZYC Energy | 2026-11-08
2024-09-20 | HBS13653 | ZYC Energy Company Ltd SIMPO 5000 (x2) w/ Noark Electrics (Shanghai) Co., Ltd. Ex9N-DH-6KS-AU (AS4777-2 2020) Eastron SDM120CT-M(40mA) | 10.24 |  |  | ZYC Energy Company Ltd | SIMPO 5000 | 6 | Noark Electrics (Shanghai) Co., Ltd. | Ex9N-DH-6KS-AU (AS4777-2 2020) | ZYC Energy | 2026-11-08
2024-09-20 | HBS13654 | ZYC Energy Company Ltd SIMPO 5000 (x3) w/ Noark Electrics (Shanghai) Co., Ltd. Ex9N-DH-6KS-AU (AS4777-2 2020) Eastron SDM120CT-M(40mA) | 15.36 |  |  | ZYC Energy Company Ltd | SIMPO 5000 | 6 | Noark Electrics (Shanghai) Co., Ltd. | Ex9N-DH-6KS-AU (AS4777-2 2020) | ZYC Energy | 2026-11-08
2024-09-20 | HBS13655 | ZYC Energy Company Ltd SIMPO 5000 (x4) w/ Noark Electrics (Shanghai) Co., Ltd. Ex9N-DH-6KS-AU (AS4777-2 2020) Eastron SDM120CT-M(40mA) | 20.48 |  |  | ZYC Energy Company Ltd | SIMPO 5000 | 6 | Noark Electrics (Shanghai) Co., Ltd. | Ex9N-DH-6KS-AU (AS4777-2 2020) | ZYC Energy | 2026-11-08
2024-09-20 | HBS13656 | ZYC Energy Company Ltd SIMPO 5000 (x5) w/ Noark Electrics (Shanghai) Co., Ltd. Ex9N-DH-6KS-AU (AS4777-2 2020) Eastron SDM120CT-M(40mA) | 25.6 |  |  | ZYC Energy Company Ltd | SIMPO 5000 | 6 | Noark Electrics (Shanghai) Co., Ltd. | Ex9N-DH-6KS-AU (AS4777-2 2020) | ZYC Energy | 2026-11-08
2024-09-20 | HBS13657 | ZYC Energy Company Ltd SIMPO 5000 (x6) w/ Noark Electrics (Shanghai) Co., Ltd. Ex9N-DH-6KS-AU (AS4777-2 2020) Eastron SDM120CT-M(40mA) | 30.72 |  |  | ZYC Energy Company Ltd | SIMPO 5000 | 6 | Noark Electrics (Shanghai) Co., Ltd. | Ex9N-DH-6KS-AU (AS4777-2 2020) | ZYC Energy | 2026-11-08
2024-09-20 | HBS13658 | ZYC Energy Company Ltd SIMPO 5000 (x7) w/ Noark Electrics (Shanghai) Co., Ltd. Ex9N-DH-6KS-AU (AS4777-2 2020) Eastron SDM120CT-M(40mA) | 35.84 |  |  | ZYC Energy Company Ltd | SIMPO 5000 | 6 | Noark Electrics (Shanghai) Co., Ltd. | Ex9N-DH-6KS-AU (AS4777-2 2020) | ZYC Energy | 2026-11-08
2024-09-20 | HBS13659 | ZYC Energy Company Ltd SIMPO 5000 (x8) w/ Noark Electrics (Shanghai) Co., Ltd. Ex9N-DH-6KS-AU (AS4777-2 2020) Eastron SDM120CT-M(40mA) | 40.96 |  |  | ZYC Energy Company Ltd | SIMPO 5000 | 6 | Noark Electrics (Shanghai) Co., Ltd. | Ex9N-DH-6KS-AU (AS4777-2 2020) | ZYC Energy | 2026-11-08
2024-09-20 | HBS13660 | ZYC Energy Company Ltd SIMPO 5000 (x9) w/ Noark Electrics (Shanghai) Co., Ltd. Ex9N-DH-6KS-AU (AS4777-2 2020) Eastron SDM120CT-M(40mA) | 46.08 |  |  | ZYC Energy Company Ltd | SIMPO 5000 | 6 | Noark Electrics (Shanghai) Co., Ltd. | Ex9N-DH-6KS-AU (AS4777-2 2020) | ZYC Energy | 2026-11-08
2024-09-20 | HBS13661 | ZYC Energy Company Ltd SIMPO 5000 (x10) w/ Noark Electrics (Shanghai) Co., Ltd. Ex9N-DH-6KS-AU (AS4777-2 2020) Eastron SDM120CT-M(40mA) | 51.2 |  |  | ZYC Energy Company Ltd | SIMPO 5000 | 6 | Noark Electrics (Shanghai) Co., Ltd. | Ex9N-DH-6KS-AU (AS4777-2 2020) | ZYC Energy | 2026-11-08
2024-09-20 | HBS13662 | ZYC Energy Company Ltd SIMPO 5000 (x11) w/ Noark Electrics (Shanghai) Co., Ltd. Ex9N-DH-6KS-AU (AS4777-2 2020) Eastron SDM120CT-M(40mA) | 56.32 |  |  | ZYC Energy Company Ltd | SIMPO 5000 | 6 | Noark Electrics (Shanghai) Co., Ltd. | Ex9N-DH-6KS-AU (AS4777-2 2020) | ZYC Energy | 2026-11-08
2024-09-20 | HBS13663 | ZYC Energy Company Ltd SIMPO 5000 (x12) w/ Noark Electrics (Shanghai) Co., Ltd. Ex9N-DH-6KS-AU (AS4777-2 2020) Eastron SDM120CT-M(40mA) | 61.44 |  |  | ZYC Energy Company Ltd | SIMPO 5000 | 6 | Noark Electrics (Shanghai) Co., Ltd. | Ex9N-DH-6KS-AU (AS4777-2 2020) | ZYC Energy | 2026-11-08
2024-09-20 | HBS13664 | ZYC Energy Company Ltd SIMPO 5000 (x13) w/ Noark Electrics (Shanghai) Co., Ltd. Ex9N-DH-6KS-AU (AS4777-2 2020) Eastron SDM120CT-M(40mA) | 66.56 |  |  | ZYC Energy Company Ltd | SIMPO 5000 | 6 | Noark Electrics (Shanghai) Co., Ltd. | Ex9N-DH-6KS-AU (AS4777-2 2020) | ZYC Energy | 2026-11-08
2024-09-20 | HBS13665 | ZYC Energy Company Ltd SIMPO 5000 (x14) w/ Noark Electrics (Shanghai) Co., Ltd. Ex9N-DH-6KS-AU (AS4777-2 2020) Eastron SDM120CT-M(40mA) | 71.68 |  |  | ZYC Energy Company Ltd | SIMPO 5000 | 6 | Noark Electrics (Shanghai) Co., Ltd. | Ex9N-DH-6KS-AU (AS4777-2 2020) | ZYC Energy | 2026-11-08
2024-09-20 | HBS13666 | ZYC Energy Company Ltd SIMPO 5000 (x15) w/ Noark Electrics (Shanghai) Co., Ltd. Ex9N-DH-6KS-AU (AS4777-2 2020) Eastron SDM120CT-M(40mA) | 76.8 |  |  | ZYC Energy Company Ltd | SIMPO 5000 | 6 | Noark Electrics (Shanghai) Co., Ltd. | Ex9N-DH-6KS-AU (AS4777-2 2020) | ZYC Energy | 2026-11-08
2024-09-20 | HBS13667 | ZYC Energy Company Ltd SIMPO 5000 (x16) w/ Noark Electrics (Shanghai) Co., Ltd. Ex9N-DH-6KS-AU (AS4777-2 2020) Eastron SDM120CT-M(40mA) | 81.92 |  |  | ZYC Energy Company Ltd | SIMPO 5000 | 6 | Noark Electrics (Shanghai) Co., Ltd. | Ex9N-DH-6KS-AU (AS4777-2 2020) | ZYC Energy | 2026-11-08
2024-09-20 | HBS13668 | ZYC Energy Company Ltd SIMPO 5000 (x17) w/ Noark Electrics (Shanghai) Co., Ltd. Ex9N-DH-6KS-AU (AS4777-2 2020) Eastron SDM120CT-M(40mA) | 87.04 |  |  | ZYC Energy Company Ltd | SIMPO 5000 | 6 | Noark Electrics (Shanghai) Co., Ltd. | Ex9N-DH-6KS-AU (AS4777-2 2020) | ZYC Energy | 2026-11-08
2024-09-20 | HBS13669 | ZYC Energy Company Ltd SIMPO 5000 (x18) w/ Noark Electrics (Shanghai) Co., Ltd. Ex9N-DH-6KS-AU (AS4777-2 2020) Eastron SDM120CT-M(40mA) | 92.16 |  |  | ZYC Energy Company Ltd | SIMPO 5000 | 6 | Noark Electrics (Shanghai) Co., Ltd. | Ex9N-DH-6KS-AU (AS4777-2 2020) | ZYC Energy | 2026-11-08
2024-09-20 | HBS13670 | ZYC Energy Company Ltd SIMPO 5000 (x19) w/ Noark Electrics (Shanghai) Co., Ltd. Ex9N-DH-6KS-AU (AS4777-2 2020) Eastron SDM120CT-M(40mA) | 97.28 |  |  | ZYC Energy Company Ltd | SIMPO 5000 | 6 | Noark Electrics (Shanghai) Co., Ltd. | Ex9N-DH-6KS-AU (AS4777-2 2020) | ZYC Energy | 2026-11-08
2024-09-20 | HBS13671 | ZYC Energy Company Ltd SIMPO 5000 (x20) w/ Noark Electrics (Shanghai) Co., Ltd. Ex9N-DH-6KS-AU (AS4777-2 2020) Eastron SDM120CT-M(40mA) | 102.4 |  |  | ZYC Energy Company Ltd | SIMPO 5000 | 6 | Noark Electrics (Shanghai) Co., Ltd. | Ex9N-DH-6KS-AU (AS4777-2 2020) | ZYC Energy | 2026-11-08
2024-09-20 | HBS13672 | ZYC Energy Company Ltd SIMPO 5000 (x21) w/ Noark Electrics (Shanghai) Co., Ltd. Ex9N-DH-6KS-AU (AS4777-2 2020) Eastron SDM120CT-M(40mA) | 107.52 |  |  | ZYC Energy Company Ltd | SIMPO 5000 | 6 | Noark Electrics (Shanghai) Co., Ltd. | Ex9N-DH-6KS-AU (AS4777-2 2020) | ZYC Energy | 2026-11-08
2024-09-20 | HBS13673 | ZYC Energy Company Ltd SIMPO 5000 (x22) w/ Noark Electrics (Shanghai) Co., Ltd. Ex9N-DH-6KS-AU (AS4777-2 2020) Eastron SDM120CT-M(40mA) | 112.64 |  |  | ZYC Energy Company Ltd | SIMPO 5000 | 6 | Noark Electrics (Shanghai) Co., Ltd. | Ex9N-DH-6KS-AU (AS4777-2 2020) | ZYC Energy | 2026-11-08
2024-09-20 | HBS13674 | ZYC Energy Company Ltd SIMPO 5000 (x23) w/ Noark Electrics (Shanghai) Co., Ltd. Ex9N-DH-6KS-AU (AS4777-2 2020) Eastron SDM120CT-M(40mA) | 117.76 |  |  | ZYC Energy Company Ltd | SIMPO 5000 | 6 | Noark Electrics (Shanghai) Co., Ltd. | Ex9N-DH-6KS-AU (AS4777-2 2020) | ZYC Energy | 2026-11-08
2024-09-20 | HBS13675 | ZYC Energy Company Ltd SIMPO 5000 (x24) w/ Noark Electrics (Shanghai) Co., Ltd. Ex9N-DH-6KS-AU (AS4777-2 2020) Eastron SDM120CT-M(40mA) | 122.88 |  |  | ZYC Energy Company Ltd | SIMPO 5000 | 6 | Noark Electrics (Shanghai) Co., Ltd. | Ex9N-DH-6KS-AU (AS4777-2 2020) | ZYC Energy | 2026-11-08
2024-09-20 | HBS13676 | ZYC Energy Company Ltd SIMPO 5000 (x25) w/ Noark Electrics (Shanghai) Co., Ltd. Ex9N-DH-6KS-AU (AS4777-2 2020) Eastron SDM120CT-M(40mA) | 128 |  |  | ZYC Energy Company Ltd | SIMPO 5000 | 6 | Noark Electrics (Shanghai) Co., Ltd. | Ex9N-DH-6KS-AU (AS4777-2 2020) | ZYC Energy | 2026-11-08
2024-09-20 | HBS13677 | ZYC Energy Company Ltd SIMPO 5000 (x26) w/ Noark Electrics (Shanghai) Co., Ltd. Ex9N-DH-6KS-AU (AS4777-2 2020) Eastron SDM120CT-M(40mA) | 133.12 |  |  | ZYC Energy Company Ltd | SIMPO 5000 | 6 | Noark Electrics (Shanghai) Co., Ltd. | Ex9N-DH-6KS-AU (AS4777-2 2020) | ZYC Energy | 2026-11-08
2024-09-20 | HBS13678 | ZYC Energy Company Ltd SIMPO 5000 (x27) w/ Noark Electrics (Shanghai) Co., Ltd. Ex9N-DH-6KS-AU (AS4777-2 2020) Eastron SDM120CT-M(40mA) | 138.24 |  |  | ZYC Energy Company Ltd | SIMPO 5000 | 6 | Noark Electrics (Shanghai) Co., Ltd. | Ex9N-DH-6KS-AU (AS4777-2 2020) | ZYC Energy | 2026-11-08
2024-09-20 | HBS13679 | ZYC Energy Company Ltd SIMPO 5000 (x28) w/ Noark Electrics (Shanghai) Co., Ltd. Ex9N-DH-6KS-AU (AS4777-2 2020) Eastron SDM120CT-M(40mA) | 143.36 |  |  | ZYC Energy Company Ltd | SIMPO 5000 | 6 | Noark Electrics (Shanghai) Co., Ltd. | Ex9N-DH-6KS-AU (AS4777-2 2020) | ZYC Energy | 2026-11-08
2024-09-20 | HBS13680 | ZYC Energy Company Ltd SIMPO 5000 (x29) w/ Noark Electrics (Shanghai) Co., Ltd. Ex9N-DH-6KS-AU (AS4777-2 2020) Eastron SDM120CT-M(40mA) | 148.48 |  |  | ZYC Energy Company Ltd | SIMPO 5000 | 6 | Noark Electrics (Shanghai) Co., Ltd. | Ex9N-DH-6KS-AU (AS4777-2 2020) | ZYC Energy | 2026-11-08
2024-09-20 | HBS13681 | ZYC Energy Company Ltd SIMPO 5000 (x30) w/ Noark Electrics (Shanghai) Co., Ltd. Ex9N-DH-6KS-AU (AS4777-2 2020) Eastron SDM120CT-M(40mA) | 153.6 |  |  | ZYC Energy Company Ltd | SIMPO 5000 | 6 | Noark Electrics (Shanghai) Co., Ltd. | Ex9N-DH-6KS-AU (AS4777-2 2020) | ZYC Energy | 2026-11-08
2024-09-20 | HBS13682 | ZYC Energy Company Ltd SIMPO 5000 (x31) w/ Noark Electrics (Shanghai) Co., Ltd. Ex9N-DH-6KS-AU (AS4777-2 2020) Eastron SDM120CT-M(40mA) | 158.72 |  |  | ZYC Energy Company Ltd | SIMPO 5000 | 6 | Noark Electrics (Shanghai) Co., Ltd. | Ex9N-DH-6KS-AU (AS4777-2 2020) | ZYC Energy | 2026-11-08
2024-09-20 | HBS13683 | ZYC Energy Company Ltd SIMPO 5000 (x32) w/ Noark Electrics (Shanghai) Co., Ltd. Ex9N-DH-6KS-AU (AS4777-2 2020) Eastron SDM120CT-M(40mA) | 163.84 |  |  | ZYC Energy Company Ltd | SIMPO 5000 | 6 | Noark Electrics (Shanghai) Co., Ltd. | Ex9N-DH-6KS-AU (AS4777-2 2020) | ZYC Energy | 2026-11-08
2024-09-20 | HBS13684 | ZYC Energy Company Ltd SIMPO 5000 (x33) w/ Noark Electrics (Shanghai) Co., Ltd. Ex9N-DH-6KS-AU (AS4777-2 2020) Eastron SDM120CT-M(40mA) | 168.96 |  |  | ZYC Energy Company Ltd | SIMPO 5000 | 6 | Noark Electrics (Shanghai) Co., Ltd. | Ex9N-DH-6KS-AU (AS4777-2 2020) | ZYC Energy | 2026-11-08
2024-09-20 | HBS13685 | ZYC Energy Company Ltd SIMPO 5000 (x34) w/ Noark Electrics (Shanghai) Co., Ltd. Ex9N-DH-6KS-AU (AS4777-2 2020) Eastron SDM120CT-M(40mA) | 174.08 |  |  | ZYC Energy Company Ltd | SIMPO 5000 | 6 | Noark Electrics (Shanghai) Co., Ltd. | Ex9N-DH-6KS-AU (AS4777-2 2020) | ZYC Energy | 2026-11-08
2024-09-20 | HBS13686 | ZYC Energy Company Ltd SIMPO 5000 (x35) w/ Noark Electrics (Shanghai) Co., Ltd. Ex9N-DH-6KS-AU (AS4777-2 2020) Eastron SDM120CT-M(40mA) | 179.2 |  |  | ZYC Energy Company Ltd | SIMPO 5000 | 6 | Noark Electrics (Shanghai) Co., Ltd. | Ex9N-DH-6KS-AU (AS4777-2 2020) | ZYC Energy | 2026-11-08
2024-09-20 | HBS13687 | ZYC Energy Company Ltd SIMPO 5000 (x36) w/ Noark Electrics (Shanghai) Co., Ltd. Ex9N-DH-6KS-AU (AS4777-2 2020) Eastron SDM120CT-M(40mA) | 184.32 |  |  | ZYC Energy Company Ltd | SIMPO 5000 | 6 | Noark Electrics (Shanghai) Co., Ltd. | Ex9N-DH-6KS-AU (AS4777-2 2020) | ZYC Energy | 2026-11-08
2024-09-20 | HBS13688 | ZYC Energy Company Ltd SIMPO 5000 (x37) w/ Noark Electrics (Shanghai) Co., Ltd. Ex9N-DH-6KS-AU (AS4777-2 2020) Eastron SDM120CT-M(40mA) | 189.44 |  |  | ZYC Energy Company Ltd | SIMPO 5000 | 6 | Noark Electrics (Shanghai) Co., Ltd. | Ex9N-DH-6KS-AU (AS4777-2 2020) | ZYC Energy | 2026-11-08
2024-09-20 | HBS13689 | ZYC Energy Company Ltd SIMPO 5000 (x38) w/ Noark Electrics (Shanghai) Co., Ltd. Ex9N-DH-6KS-AU (AS4777-2 2020) Eastron SDM120CT-M(40mA) | 194.56 |  |  | ZYC Energy Company Ltd | SIMPO 5000 | 6 | Noark Electrics (Shanghai) Co., Ltd. | Ex9N-DH-6KS-AU (AS4777-2 2020) | ZYC Energy | 2026-11-08
2024-09-20 | HBS13690 | ZYC Energy Company Ltd SIMPO 5000 (x39) w/ Noark Electrics (Shanghai) Co., Ltd. Ex9N-DH-6KS-AU (AS4777-2 2020) Eastron SDM120CT-M(40mA) | 199.68 |  |  | ZYC Energy Company Ltd | SIMPO 5000 | 6 | Noark Electrics (Shanghai) Co., Ltd. | Ex9N-DH-6KS-AU (AS4777-2 2020) | ZYC Energy | 2026-11-08
2024-09-20 | HBS13691 | ZYC Energy Company Ltd SIMPO 5000 (x40) w/ Noark Electrics (Shanghai) Co., Ltd. Ex9N-DH-6KS-AU (AS4777-2 2020) Eastron SDM120CT-M(40mA) | 204.8 |  |  | ZYC Energy Company Ltd | SIMPO 5000 | 6 | Noark Electrics (Shanghai) Co., Ltd. | Ex9N-DH-6KS-AU (AS4777-2 2020) | ZYC Energy | 2026-11-08
2024-09-20 | HBS13692 | ZYC Energy Company Ltd SIMPO 5000 (x41) w/ Noark Electrics (Shanghai) Co., Ltd. Ex9N-DH-6KS-AU (AS4777-2 2020) Eastron SDM120CT-M(40mA) | 209.92 |  |  | ZYC Energy Company Ltd | SIMPO 5000 | 6 | Noark Electrics (Shanghai) Co., Ltd. | Ex9N-DH-6KS-AU (AS4777-2 2020) | ZYC Energy | 2026-11-08
2024-09-20 | HBS13693 | ZYC Energy Company Ltd SIMPO 5000 (x42) w/ Noark Electrics (Shanghai) Co., Ltd. Ex9N-DH-6KS-AU (AS4777-2 2020) Eastron SDM120CT-M(40mA) | 215.04 |  |  | ZYC Energy Company Ltd | SIMPO 5000 | 6 | Noark Electrics (Shanghai) Co., Ltd. | Ex9N-DH-6KS-AU (AS4777-2 2020) | ZYC Energy | 2026-11-08
2024-09-20 | HBS13694 | ZYC Energy Company Ltd SIMPO 5000 (x43) w/ Noark Electrics (Shanghai) Co., Ltd. Ex9N-DH-6KS-AU (AS4777-2 2020) Eastron SDM120CT-M(40mA) | 220.16 |  |  | ZYC Energy Company Ltd | SIMPO 5000 | 6 | Noark Electrics (Shanghai) Co., Ltd. | Ex9N-DH-6KS-AU (AS4777-2 2020) | ZYC Energy | 2026-11-08
2024-09-20 | HBS13695 | ZYC Energy Company Ltd SIMPO 5000 (x44) w/ Noark Electrics (Shanghai) Co., Ltd. Ex9N-DH-6KS-AU (AS4777-2 2020) Eastron SDM120CT-M(40mA) | 225.28 |  |  | ZYC Energy Company Ltd | SIMPO 5000 | 6 | Noark Electrics (Shanghai) Co., Ltd. | Ex9N-DH-6KS-AU (AS4777-2 2020) | ZYC Energy | 2026-11-08
2024-09-20 | HBS13696 | ZYC Energy Company Ltd SIMPO 5000 (x45) w/ Noark Electrics (Shanghai) Co., Ltd. Ex9N-DH-6KS-AU (AS4777-2 2020) Eastron SDM120CT-M(40mA) | 230.4 |  |  | ZYC Energy Company Ltd | SIMPO 5000 | 6 | Noark Electrics (Shanghai) Co., Ltd. | Ex9N-DH-6KS-AU (AS4777-2 2020) | ZYC Energy | 2026-11-08
2024-09-20 | HBS13697 | ZYC Energy Company Ltd SIMPO 5000 (x46) w/ Noark Electrics (Shanghai) Co., Ltd. Ex9N-DH-6KS-AU (AS4777-2 2020) Eastron SDM120CT-M(40mA) | 235.52 |  |  | ZYC Energy Company Ltd | SIMPO 5000 | 6 | Noark Electrics (Shanghai) Co., Ltd. | Ex9N-DH-6KS-AU (AS4777-2 2020) | ZYC Energy | 2026-11-08
2024-09-20 | HBS13698 | ZYC Energy Company Ltd SIMPO 5000 (x47) w/ Noark Electrics (Shanghai) Co., Ltd. Ex9N-DH-6KS-AU (AS4777-2 2020) Eastron SDM120CT-M(40mA) | 240.64 |  |  | ZYC Energy Company Ltd | SIMPO 5000 | 6 | Noark Electrics (Shanghai) Co., Ltd. | Ex9N-DH-6KS-AU (AS4777-2 2020) | ZYC Energy | 2026-11-08
2024-09-20 | HBS13699 | ZYC Energy Company Ltd SIMPO 5000 (x48) w/ Noark Electrics (Shanghai) Co., Ltd. Ex9N-DH-6KS-AU (AS4777-2 2020) Eastron SDM120CT-M(40mA) | 245.76 |  |  | ZYC Energy Company Ltd | SIMPO 5000 | 6 | Noark Electrics (Shanghai) Co., Ltd. | Ex9N-DH-6KS-AU (AS4777-2 2020) | ZYC Energy | 2026-11-08
2024-09-20 | HBS13700 | ZYC Energy Company Ltd SIMPO 5000 (x49) w/ Noark Electrics (Shanghai) Co., Ltd. Ex9N-DH-6KS-AU (AS4777-2 2020) Eastron SDM120CT-M(40mA) | 250.88 |  |  | ZYC Energy Company Ltd | SIMPO 5000 | 6 | Noark Electrics (Shanghai) Co., Ltd. | Ex9N-DH-6KS-AU (AS4777-2 2020) | ZYC Energy | 2026-11-08
2024-09-20 | HBS13701 | ZYC Energy Company Ltd SIMPO 5000 (x50) w/ Noark Electrics (Shanghai) Co., Ltd. Ex9N-DH-6KS-AU (AS4777-2 2020) Eastron SDM120CT-M(40mA) | 256 |  |  | ZYC Energy Company Ltd | SIMPO 5000 | 6 | Noark Electrics (Shanghai) Co., Ltd. | Ex9N-DH-6KS-AU (AS4777-2 2020) | ZYC Energy | 2026-11-08
2024-09-20 | HBS13702 | ZYC Energy Company Ltd SIMPO 5000 (x51) w/ Noark Electrics (Shanghai) Co., Ltd. Ex9N-DH-6KS-AU (AS4777-2 2020) Eastron SDM120CT-M(40mA) | 261.12 |  |  | ZYC Energy Company Ltd | SIMPO 5000 | 6 | Noark Electrics (Shanghai) Co., Ltd. | Ex9N-DH-6KS-AU (AS4777-2 2020) | ZYC Energy | 2026-11-08
2024-09-20 | HBS13703 | ZYC Energy Company Ltd SIMPO 5000 (x52) w/ Noark Electrics (Shanghai) Co., Ltd. Ex9N-DH-6KS-AU (AS4777-2 2020) Eastron SDM120CT-M(40mA) | 266.24 |  |  | ZYC Energy Company Ltd | SIMPO 5000 | 6 | Noark Electrics (Shanghai) Co., Ltd. | Ex9N-DH-6KS-AU (AS4777-2 2020) | ZYC Energy | 2026-11-08
2024-09-20 | HBS13704 | ZYC Energy Company Ltd SIMPO 5000 (x53) w/ Noark Electrics (Shanghai) Co., Ltd. Ex9N-DH-6KS-AU (AS4777-2 2020) Eastron SDM120CT-M(40mA) | 271.36 |  |  | ZYC Energy Company Ltd | SIMPO 5000 | 6 | Noark Electrics (Shanghai) Co., Ltd. | Ex9N-DH-6KS-AU (AS4777-2 2020) | ZYC Energy | 2026-11-08
2024-09-20 | HBS13705 | ZYC Energy Company Ltd SIMPO 5000 (x54) w/ Noark Electrics (Shanghai) Co., Ltd. Ex9N-DH-6KS-AU (AS4777-2 2020) Eastron SDM120CT-M(40mA) | 276.48 |  |  | ZYC Energy Company Ltd | SIMPO 5000 | 6 | Noark Electrics (Shanghai) Co., Ltd. | Ex9N-DH-6KS-AU (AS4777-2 2020) | ZYC Energy | 2026-11-08
2024-09-20 | HBS13706 | ZYC Energy Company Ltd SIMPO 5000 (x55) w/ Noark Electrics (Shanghai) Co., Ltd. Ex9N-DH-6KS-AU (AS4777-2 2020) Eastron SDM120CT-M(40mA) | 281.6 |  |  | ZYC Energy Company Ltd | SIMPO 5000 | 6 | Noark Electrics (Shanghai) Co., Ltd. | Ex9N-DH-6KS-AU (AS4777-2 2020) | ZYC Energy | 2026-11-08
2024-09-20 | HBS13707 | ZYC Energy Company Ltd SIMPO 5000 (x56) w/ Noark Electrics (Shanghai) Co., Ltd. Ex9N-DH-6KS-AU (AS4777-2 2020) Eastron SDM120CT-M(40mA) | 286.72 |  |  | ZYC Energy Company Ltd | SIMPO 5000 | 6 | Noark Electrics (Shanghai) Co., Ltd. | Ex9N-DH-6KS-AU (AS4777-2 2020) | ZYC Energy | 2026-11-08
2024-09-20 | HBS13708 | ZYC Energy Company Ltd SIMPO 5000 (x57) w/ Noark Electrics (Shanghai) Co., Ltd. Ex9N-DH-6KS-AU (AS4777-2 2020) Eastron SDM120CT-M(40mA) | 291.84 |  |  | ZYC Energy Company Ltd | SIMPO 5000 | 6 | Noark Electrics (Shanghai) Co., Ltd. | Ex9N-DH-6KS-AU (AS4777-2 2020) | ZYC Energy | 2026-11-08
2024-09-20 | HBS13709 | ZYC Energy Company Ltd SIMPO 5000 (x58) w/ Noark Electrics (Shanghai) Co., Ltd. Ex9N-DH-6KS-AU (AS4777-2 2020) Eastron SDM120CT-M(40mA) | 296.96 |  |  | ZYC Energy Company Ltd | SIMPO 5000 | 6 | Noark Electrics (Shanghai) Co., Ltd. | Ex9N-DH-6KS-AU (AS4777-2 2020) | ZYC Energy | 2026-11-08
2024-09-20 | HBS13710 | ZYC Energy Company Ltd SIMPO 5000 (x59) w/ Noark Electrics (Shanghai) Co., Ltd. Ex9N-DH-6KS-AU (AS4777-2 2020) Eastron SDM120CT-M(40mA) | 302.08 |  |  | ZYC Energy Company Ltd | SIMPO 5000 | 6 | Noark Electrics (Shanghai) Co., Ltd. | Ex9N-DH-6KS-AU (AS4777-2 2020) | ZYC Energy | 2026-11-08
2024-09-20 | HBS13711 | ZYC Energy Company Ltd SIMPO 5000 (x60) w/ Noark Electrics (Shanghai) Co., Ltd. Ex9N-DH-6KS-AU (AS4777-2 2020) Eastron SDM120CT-M(40mA) | 307.2 |  |  | ZYC Energy Company Ltd | SIMPO 5000 | 6 | Noark Electrics (Shanghai) Co., Ltd. | Ex9N-DH-6KS-AU (AS4777-2 2020) | ZYC Energy | 2026-11-08
2024-09-20 | HBS13712 | ZYC Energy Company Ltd SIMPO 5000 (x61) w/ Noark Electrics (Shanghai) Co., Ltd. Ex9N-DH-6KS-AU (AS4777-2 2020) Eastron SDM120CT-M(40mA) | 312.32 |  |  | ZYC Energy Company Ltd | SIMPO 5000 | 6 | Noark Electrics (Shanghai) Co., Ltd. | Ex9N-DH-6KS-AU (AS4777-2 2020) | ZYC Energy | 2026-11-08
2024-09-20 | HBS13713 | ZYC Energy Company Ltd SIMPO 5000 (x62) w/ Noark Electrics (Shanghai) Co., Ltd. Ex9N-DH-6KS-AU (AS4777-2 2020) Eastron SDM120CT-M(40mA) | 317.44 |  |  | ZYC Energy Company Ltd | SIMPO 5000 | 6 | Noark Electrics (Shanghai) Co., Ltd. | Ex9N-DH-6KS-AU (AS4777-2 2020) | ZYC Energy | 2026-11-08
2024-09-20 | HBS13714 | ZYC Energy Company Ltd SIMPO 5000 (x63) w/ Noark Electrics (Shanghai) Co., Ltd. Ex9N-DH-6KS-AU (AS4777-2 2020) Eastron SDM120CT-M(40mA) | 322.56 |  |  | ZYC Energy Company Ltd | SIMPO 5000 | 6 | Noark Electrics (Shanghai) Co., Ltd. | Ex9N-DH-6KS-AU (AS4777-2 2020) | ZYC Energy | 2026-11-08
2024-09-20 | HBS13715 | ZYC Energy Company Ltd SIMPO 5000 (x64) w/ Noark Electrics (Shanghai) Co., Ltd. Ex9N-DH-6KS-AU (AS4777-2 2020) Eastron SDM120CT-M(40mA) | 327.68 |  |  | ZYC Energy Company Ltd | SIMPO 5000 | 6 | Noark Electrics (Shanghai) Co., Ltd. | Ex9N-DH-6KS-AU (AS4777-2 2020) | ZYC Energy | 2026-11-08
2024-09-20 | HBS13716 | ZYC Energy Company Ltd SIMPO 5000 (x2) w/ Noark Electrics (Shanghai) Co., Ltd. Ex9N-DH-7.6KS-AU (AS4777-2 2020) Eastron SDM120CT-M(40mA) | 10.24 |  |  | ZYC Energy Company Ltd | SIMPO 5000 | 6 | Noark Electrics (Shanghai) Co., Ltd. | Ex9N-DH-7.6KS-AU (AS4777-2 2020) | ZYC Energy | 2027-01-16
2024-09-20 | HBS13717 | ZYC Energy Company Ltd SIMPO 5000 (x3) w/ Noark Electrics (Shanghai) Co., Ltd. Ex9N-DH-7.6KS-AU (AS4777-2 2020) Eastron SDM120CT-M(40mA) | 15.36 |  |  | ZYC Energy Company Ltd | SIMPO 5000 | 6 | Noark Electrics (Shanghai) Co., Ltd. | Ex9N-DH-7.6KS-AU (AS4777-2 2020) | ZYC Energy | 2027-01-16
2024-09-20 | HBS13718 | ZYC Energy Company Ltd SIMPO 5000 (x4) w/ Noark Electrics (Shanghai) Co., Ltd. Ex9N-DH-7.6KS-AU (AS4777-2 2020) Eastron SDM120CT-M(40mA) | 20.48 |  |  | ZYC Energy Company Ltd | SIMPO 5000 | 6 | Noark Electrics (Shanghai) Co., Ltd. | Ex9N-DH-7.6KS-AU (AS4777-2 2020) | ZYC Energy | 2027-01-16
2024-09-20 | HBS13719 | ZYC Energy Company Ltd SIMPO 5000 (x5) w/ Noark Electrics (Shanghai) Co., Ltd. Ex9N-DH-7.6KS-AU (AS4777-2 2020) Eastron SDM120CT-M(40mA) | 25.6 |  |  | ZYC Energy Company Ltd | SIMPO 5000 | 6 | Noark Electrics (Shanghai) Co., Ltd. | Ex9N-DH-7.6KS-AU (AS4777-2 2020) | ZYC Energy | 2027-01-16
2024-09-20 | HBS13720 | ZYC Energy Company Ltd SIMPO 5000 (x6) w/ Noark Electrics (Shanghai) Co., Ltd. Ex9N-DH-7.6KS-AU (AS4777-2 2020) Eastron SDM120CT-M(40mA) | 30.72 |  |  | ZYC Energy Company Ltd | SIMPO 5000 | 6 | Noark Electrics (Shanghai) Co., Ltd. | Ex9N-DH-7.6KS-AU (AS4777-2 2020) | ZYC Energy | 2027-01-16
2024-09-20 | HBS13721 | ZYC Energy Company Ltd SIMPO 5000 (x7) w/ Noark Electrics (Shanghai) Co., Ltd. Ex9N-DH-7.6KS-AU (AS4777-2 2020) Eastron SDM120CT-M(40mA) | 35.84 |  |  | ZYC Energy Company Ltd | SIMPO 5000 | 6 | Noark Electrics (Shanghai) Co., Ltd. | Ex9N-DH-7.6KS-AU (AS4777-2 2020) | ZYC Energy | 2027-01-16
2024-09-20 | HBS13722 | ZYC Energy Company Ltd SIMPO 5000 (x8) w/ Noark Electrics (Shanghai) Co., Ltd. Ex9N-DH-7.6KS-AU (AS4777-2 2020) Eastron SDM120CT-M(40mA) | 40.96 |  |  | ZYC Energy Company Ltd | SIMPO 5000 | 6 | Noark Electrics (Shanghai) Co., Ltd. | Ex9N-DH-7.6KS-AU (AS4777-2 2020) | ZYC Energy | 2027-01-16
2024-09-20 | HBS13723 | ZYC Energy Company Ltd SIMPO 5000 (x9) w/ Noark Electrics (Shanghai) Co., Ltd. Ex9N-DH-7.6KS-AU (AS4777-2 2020) Eastron SDM120CT-M(40mA) | 46.08 |  |  | ZYC Energy Company Ltd | SIMPO 5000 | 6 | Noark Electrics (Shanghai) Co., Ltd. | Ex9N-DH-7.6KS-AU (AS4777-2 2020) | ZYC Energy | 2027-01-16
2024-09-20 | HBS13724 | ZYC Energy Company Ltd SIMPO 5000 (x10) w/ Noark Electrics (Shanghai) Co., Ltd. Ex9N-DH-7.6KS-AU (AS4777-2 2020) Eastron SDM120CT-M(40mA) | 51.2 |  |  | ZYC Energy Company Ltd | SIMPO 5000 | 6 | Noark Electrics (Shanghai) Co., Ltd. | Ex9N-DH-7.6KS-AU (AS4777-2 2020) | ZYC Energy | 2027-01-16
2024-09-20 | HBS13725 | ZYC Energy Company Ltd SIMPO 5000 (x11) w/ Noark Electrics (Shanghai) Co., Ltd. Ex9N-DH-7.6KS-AU (AS4777-2 2020) Eastron SDM120CT-M(40mA) | 56.32 |  |  | ZYC Energy Company Ltd | SIMPO 5000 | 6 | Noark Electrics (Shanghai) Co., Ltd. | Ex9N-DH-7.6KS-AU (AS4777-2 2020) | ZYC Energy | 2027-01-16
2024-09-20 | HBS13726 | ZYC Energy Company Ltd SIMPO 5000 (x12) w/ Noark Electrics (Shanghai) Co., Ltd. Ex9N-DH-7.6KS-AU (AS4777-2 2020) Eastron SDM120CT-M(40mA) | 61.44 |  |  | ZYC Energy Company Ltd | SIMPO 5000 | 6 | Noark Electrics (Shanghai) Co., Ltd. | Ex9N-DH-7.6KS-AU (AS4777-2 2020) | ZYC Energy | 2027-01-16
2024-09-20 | HBS13727 | ZYC Energy Company Ltd SIMPO 5000 (x13) w/ Noark Electrics (Shanghai) Co., Ltd. Ex9N-DH-7.6KS-AU (AS4777-2 2020) Eastron SDM120CT-M(40mA) | 66.56 |  |  | ZYC Energy Company Ltd | SIMPO 5000 | 6 | Noark Electrics (Shanghai) Co., Ltd. | Ex9N-DH-7.6KS-AU (AS4777-2 2020) | ZYC Energy | 2027-01-16
2024-09-20 | HBS13728 | ZYC Energy Company Ltd SIMPO 5000 (x14) w/ Noark Electrics (Shanghai) Co., Ltd. Ex9N-DH-7.6KS-AU (AS4777-2 2020) Eastron SDM120CT-M(40mA) | 71.68 |  |  | ZYC Energy Company Ltd | SIMPO 5000 | 6 | Noark Electrics (Shanghai) Co., Ltd. | Ex9N-DH-7.6KS-AU (AS4777-2 2020) | ZYC Energy | 2027-01-16
2024-09-20 | HBS13729 | ZYC Energy Company Ltd SIMPO 5000 (x15) w/ Noark Electrics (Shanghai) Co., Ltd. Ex9N-DH-7.6KS-AU (AS4777-2 2020) Eastron SDM120CT-M(40mA) | 76.8 |  |  | ZYC Energy Company Ltd | SIMPO 5000 | 6 | Noark Electrics (Shanghai) Co., Ltd. | Ex9N-DH-7.6KS-AU (AS4777-2 2020) | ZYC Energy | 2027-01-16
2024-09-20 | HBS13730 | ZYC Energy Company Ltd SIMPO 5000 (x16) w/ Noark Electrics (Shanghai) Co., Ltd. Ex9N-DH-7.6KS-AU (AS4777-2 2020) Eastron SDM120CT-M(40mA) | 81.92 |  |  | ZYC Energy Company Ltd | SIMPO 5000 | 6 | Noark Electrics (Shanghai) Co., Ltd. | Ex9N-DH-7.6KS-AU (AS4777-2 2020) | ZYC Energy | 2027-01-16
2024-09-20 | HBS13731 | ZYC Energy Company Ltd SIMPO 5000 (x17) w/ Noark Electrics (Shanghai) Co., Ltd. Ex9N-DH-7.6KS-AU (AS4777-2 2020) Eastron SDM120CT-M(40mA) | 87.04 |  |  | ZYC Energy Company Ltd | SIMPO 5000 | 6 | Noark Electrics (Shanghai) Co., Ltd. | Ex9N-DH-7.6KS-AU (AS4777-2 2020) | ZYC Energy | 2027-01-16
2024-09-20 | HBS13732 | ZYC Energy Company Ltd SIMPO 5000 (x18) w/ Noark Electrics (Shanghai) Co., Ltd. Ex9N-DH-7.6KS-AU (AS4777-2 2020) Eastron SDM120CT-M(40mA) | 92.16 |  |  | ZYC Energy Company Ltd | SIMPO 5000 | 6 | Noark Electrics (Shanghai) Co., Ltd. | Ex9N-DH-7.6KS-AU (AS4777-2 2020) | ZYC Energy | 2027-01-16
2024-09-20 | HBS13733 | ZYC Energy Company Ltd SIMPO 5000 (x19) w/ Noark Electrics (Shanghai) Co., Ltd. Ex9N-DH-7.6KS-AU (AS4777-2 2020) Eastron SDM120CT-M(40mA) | 97.28 |  |  | ZYC Energy Company Ltd | SIMPO 5000 | 6 | Noark Electrics (Shanghai) Co., Ltd. | Ex9N-DH-7.6KS-AU (AS4777-2 2020) | ZYC Energy | 2027-01-16
2024-09-20 | HBS13734 | ZYC Energy Company Ltd SIMPO 5000 (x20) w/ Noark Electrics (Shanghai) Co., Ltd. Ex9N-DH-7.6KS-AU (AS4777-2 2020) Eastron SDM120CT-M(40mA) | 102.4 |  |  | ZYC Energy Company Ltd | SIMPO 5000 | 6 | Noark Electrics (Shanghai) Co., Ltd. | Ex9N-DH-7.6KS-AU (AS4777-2 2020) | ZYC Energy | 2027-01-16
2024-09-20 | HBS13735 | ZYC Energy Company Ltd SIMPO 5000 (x21) w/ Noark Electrics (Shanghai) Co., Ltd. Ex9N-DH-7.6KS-AU (AS4777-2 2020) Eastron SDM120CT-M(40mA) | 107.52 |  |  | ZYC Energy Company Ltd | SIMPO 5000 | 6 | Noark Electrics (Shanghai) Co., Ltd. | Ex9N-DH-7.6KS-AU (AS4777-2 2020) | ZYC Energy | 2027-01-16
2024-09-20 | HBS13736 | ZYC Energy Company Ltd SIMPO 5000 (x22) w/ Noark Electrics (Shanghai) Co., Ltd. Ex9N-DH-7.6KS-AU (AS4777-2 2020) Eastron SDM120CT-M(40mA) | 112.64 |  |  | ZYC Energy Company Ltd | SIMPO 5000 | 6 | Noark Electrics (Shanghai) Co., Ltd. | Ex9N-DH-7.6KS-AU (AS4777-2 2020) | ZYC Energy | 2027-01-16
2024-09-20 | HBS13737 | ZYC Energy Company Ltd SIMPO 5000 (x23) w/ Noark Electrics (Shanghai) Co., Ltd. Ex9N-DH-7.6KS-AU (AS4777-2 2020) Eastron SDM120CT-M(40mA) | 117.76 |  |  | ZYC Energy Company Ltd | SIMPO 5000 | 6 | Noark Electrics (Shanghai) Co., Ltd. | Ex9N-DH-7.6KS-AU (AS4777-2 2020) | ZYC Energy | 2027-01-16
2024-09-20 | HBS13738 | ZYC Energy Company Ltd SIMPO 5000 (x24) w/ Noark Electrics (Shanghai) Co., Ltd. Ex9N-DH-7.6KS-AU (AS4777-2 2020) Eastron SDM120CT-M(40mA) | 122.88 |  |  | ZYC Energy Company Ltd | SIMPO 5000 | 6 | Noark Electrics (Shanghai) Co., Ltd. | Ex9N-DH-7.6KS-AU (AS4777-2 2020) | ZYC Energy | 2027-01-16
2024-09-20 | HBS13739 | ZYC Energy Company Ltd SIMPO 5000 (x25) w/ Noark Electrics (Shanghai) Co., Ltd. Ex9N-DH-7.6KS-AU (AS4777-2 2020) Eastron SDM120CT-M(40mA) | 128 |  |  | ZYC Energy Company Ltd | SIMPO 5000 | 6 | Noark Electrics (Shanghai) Co., Ltd. | Ex9N-DH-7.6KS-AU (AS4777-2 2020) | ZYC Energy | 2027-01-16
2024-09-20 | HBS13740 | ZYC Energy Company Ltd SIMPO 5000 (x26) w/ Noark Electrics (Shanghai) Co., Ltd. Ex9N-DH-7.6KS-AU (AS4777-2 2020) Eastron SDM120CT-M(40mA) | 133.12 |  |  | ZYC Energy Company Ltd | SIMPO 5000 | 6 | Noark Electrics (Shanghai) Co., Ltd. | Ex9N-DH-7.6KS-AU (AS4777-2 2020) | ZYC Energy | 2027-01-16
2024-09-20 | HBS13741 | ZYC Energy Company Ltd SIMPO 5000 (x27) w/ Noark Electrics (Shanghai) Co., Ltd. Ex9N-DH-7.6KS-AU (AS4777-2 2020) Eastron SDM120CT-M(40mA) | 138.24 |  |  | ZYC Energy Company Ltd | SIMPO 5000 | 6 | Noark Electrics (Shanghai) Co., Ltd. | Ex9N-DH-7.6KS-AU (AS4777-2 2020) | ZYC Energy | 2027-01-16
2024-09-20 | HBS13742 | ZYC Energy Company Ltd SIMPO 5000 (x28) w/ Noark Electrics (Shanghai) Co., Ltd. Ex9N-DH-7.6KS-AU (AS4777-2 2020) Eastron SDM120CT-M(40mA) | 143.36 |  |  | ZYC Energy Company Ltd | SIMPO 5000 | 6 | Noark Electrics (Shanghai) Co., Ltd. | Ex9N-DH-7.6KS-AU (AS4777-2 2020) | ZYC Energy | 2027-01-16
2024-09-20 | HBS13743 | ZYC Energy Company Ltd SIMPO 5000 (x29) w/ Noark Electrics (Shanghai) Co., Ltd. Ex9N-DH-7.6KS-AU (AS4777-2 2020) Eastron SDM120CT-M(40mA) | 148.48 |  |  | ZYC Energy Company Ltd | SIMPO 5000 | 6 | Noark Electrics (Shanghai) Co., Ltd. | Ex9N-DH-7.6KS-AU (AS4777-2 2020) | ZYC Energy | 2027-01-16
2024-09-20 | HBS13744 | ZYC Energy Company Ltd SIMPO 5000 (x30) w/ Noark Electrics (Shanghai) Co., Ltd. Ex9N-DH-7.6KS-AU (AS4777-2 2020) Eastron SDM120CT-M(40mA) | 153.6 |  |  | ZYC Energy Company Ltd | SIMPO 5000 | 6 | Noark Electrics (Shanghai) Co., Ltd. | Ex9N-DH-7.6KS-AU (AS4777-2 2020) | ZYC Energy | 2027-01-16
2024-09-20 | HBS13745 | ZYC Energy Company Ltd SIMPO 5000 (x31) w/ Noark Electrics (Shanghai) Co., Ltd. Ex9N-DH-7.6KS-AU (AS4777-2 2020) Eastron SDM120CT-M(40mA) | 158.72 |  |  | ZYC Energy Company Ltd | SIMPO 5000 | 6 | Noark Electrics (Shanghai) Co., Ltd. | Ex9N-DH-7.6KS-AU (AS4777-2 2020) | ZYC Energy | 2027-01-16
2024-09-20 | HBS13746 | ZYC Energy Company Ltd SIMPO 5000 (x32) w/ Noark Electrics (Shanghai) Co., Ltd. Ex9N-DH-7.6KS-AU (AS4777-2 2020) Eastron SDM120CT-M(40mA) | 163.84 |  |  | ZYC Energy Company Ltd | SIMPO 5000 | 6 | Noark Electrics (Shanghai) Co., Ltd. | Ex9N-DH-7.6KS-AU (AS4777-2 2020) | ZYC Energy | 2027-01-16
2024-09-20 | HBS13747 | ZYC Energy Company Ltd SIMPO 5000 (x33) w/ Noark Electrics (Shanghai) Co., Ltd. Ex9N-DH-7.6KS-AU (AS4777-2 2020) Eastron SDM120CT-M(40mA) | 168.96 |  |  | ZYC Energy Company Ltd | SIMPO 5000 | 6 | Noark Electrics (Shanghai) Co., Ltd. | Ex9N-DH-7.6KS-AU (AS4777-2 2020) | ZYC Energy | 2027-01-16
2024-09-20 | HBS13748 | ZYC Energy Company Ltd SIMPO 5000 (x34) w/ Noark Electrics (Shanghai) Co., Ltd. Ex9N-DH-7.6KS-AU (AS4777-2 2020) Eastron SDM120CT-M(40mA) | 174.08 |  |  | ZYC Energy Company Ltd | SIMPO 5000 | 6 | Noark Electrics (Shanghai) Co., Ltd. | Ex9N-DH-7.6KS-AU (AS4777-2 2020) | ZYC Energy | 2027-01-16
2024-09-20 | HBS13749 | ZYC Energy Company Ltd SIMPO 5000 (x35) w/ Noark Electrics (Shanghai) Co., Ltd. Ex9N-DH-7.6KS-AU (AS4777-2 2020) Eastron SDM120CT-M(40mA) | 179.2 |  |  | ZYC Energy Company Ltd | SIMPO 5000 | 6 | Noark Electrics (Shanghai) Co., Ltd. | Ex9N-DH-7.6KS-AU (AS4777-2 2020) | ZYC Energy | 2027-01-16
2024-09-20 | HBS13750 | ZYC Energy Company Ltd SIMPO 5000 (x36) w/ Noark Electrics (Shanghai) Co., Ltd. Ex9N-DH-7.6KS-AU (AS4777-2 2020) Eastron SDM120CT-M(40mA) | 184.32 |  |  | ZYC Energy Company Ltd | SIMPO 5000 | 6 | Noark Electrics (Shanghai) Co., Ltd. | Ex9N-DH-7.6KS-AU (AS4777-2 2020) | ZYC Energy | 2027-01-16
2024-09-20 | HBS13751 | ZYC Energy Company Ltd SIMPO 5000 (x37) w/ Noark Electrics (Shanghai) Co., Ltd. Ex9N-DH-7.6KS-AU (AS4777-2 2020) Eastron SDM120CT-M(40mA) | 189.44 |  |  | ZYC Energy Company Ltd | SIMPO 5000 | 6 | Noark Electrics (Shanghai) Co., Ltd. | Ex9N-DH-7.6KS-AU (AS4777-2 2020) | ZYC Energy | 2027-01-16
2024-09-20 | HBS13752 | ZYC Energy Company Ltd SIMPO 5000 (x38) w/ Noark Electrics (Shanghai) Co., Ltd. Ex9N-DH-7.6KS-AU (AS4777-2 2020) Eastron SDM120CT-M(40mA) | 194.56 |  |  | ZYC Energy Company Ltd | SIMPO 5000 | 6 | Noark Electrics (Shanghai) Co., Ltd. | Ex9N-DH-7.6KS-AU (AS4777-2 2020) | ZYC Energy | 2027-01-16
2024-09-20 | HBS13753 | ZYC Energy Company Ltd SIMPO 5000 (x39) w/ Noark Electrics (Shanghai) Co., Ltd. Ex9N-DH-7.6KS-AU (AS4777-2 2020) Eastron SDM120CT-M(40mA) | 199.68 |  |  | ZYC Energy Company Ltd | SIMPO 5000 | 6 | Noark Electrics (Shanghai) Co., Ltd. | Ex9N-DH-7.6KS-AU (AS4777-2 2020) | ZYC Energy | 2027-01-16
2024-09-20 | HBS13754 | ZYC Energy Company Ltd SIMPO 5000 (x40) w/ Noark Electrics (Shanghai) Co., Ltd. Ex9N-DH-7.6KS-AU (AS4777-2 2020) Eastron SDM120CT-M(40mA) | 204.8 |  |  | ZYC Energy Company Ltd | SIMPO 5000 | 6 | Noark Electrics (Shanghai) Co., Ltd. | Ex9N-DH-7.6KS-AU (AS4777-2 2020) | ZYC Energy | 2027-01-16
2024-09-20 | HBS13755 | ZYC Energy Company Ltd SIMPO 5000 (x41) w/ Noark Electrics (Shanghai) Co., Ltd. Ex9N-DH-7.6KS-AU (AS4777-2 2020) Eastron SDM120CT-M(40mA) | 209.92 |  |  | ZYC Energy Company Ltd | SIMPO 5000 | 6 | Noark Electrics (Shanghai) Co., Ltd. | Ex9N-DH-7.6KS-AU (AS4777-2 2020) | ZYC Energy | 2027-01-16
2024-09-20 | HBS13756 | ZYC Energy Company Ltd SIMPO 5000 (x42) w/ Noark Electrics (Shanghai) Co., Ltd. Ex9N-DH-7.6KS-AU (AS4777-2 2020) Eastron SDM120CT-M(40mA) | 215.04 |  |  | ZYC Energy Company Ltd | SIMPO 5000 | 6 | Noark Electrics (Shanghai) Co., Ltd. | Ex9N-DH-7.6KS-AU (AS4777-2 2020) | ZYC Energy | 2027-01-16
2024-09-20 | HBS13757 | ZYC Energy Company Ltd SIMPO 5000 (x43) w/ Noark Electrics (Shanghai) Co., Ltd. Ex9N-DH-7.6KS-AU (AS4777-2 2020) Eastron SDM120CT-M(40mA) | 220.16 |  |  | ZYC Energy Company Ltd | SIMPO 5000 | 6 | Noark Electrics (Shanghai) Co., Ltd. | Ex9N-DH-7.6KS-AU (AS4777-2 2020) | ZYC Energy | 2027-01-16
2024-09-20 | HBS13758 | ZYC Energy Company Ltd SIMPO 5000 (x44) w/ Noark Electrics (Shanghai) Co., Ltd. Ex9N-DH-7.6KS-AU (AS4777-2 2020) Eastron SDM120CT-M(40mA) | 225.28 |  |  | ZYC Energy Company Ltd | SIMPO 5000 | 6 | Noark Electrics (Shanghai) Co., Ltd. | Ex9N-DH-7.6KS-AU (AS4777-2 2020) | ZYC Energy | 2027-01-16
2024-09-20 | HBS13759 | ZYC Energy Company Ltd SIMPO 5000 (x45) w/ Noark Electrics (Shanghai) Co., Ltd. Ex9N-DH-7.6KS-AU (AS4777-2 2020) Eastron SDM120CT-M(40mA) | 230.4 |  |  | ZYC Energy Company Ltd | SIMPO 5000 | 6 | Noark Electrics (Shanghai) Co., Ltd. | Ex9N-DH-7.6KS-AU (AS4777-2 2020) | ZYC Energy | 2027-01-16
2024-09-20 | HBS13760 | ZYC Energy Company Ltd SIMPO 5000 (x46) w/ Noark Electrics (Shanghai) Co., Ltd. Ex9N-DH-7.6KS-AU (AS4777-2 2020) Eastron SDM120CT-M(40mA) | 235.52 |  |  | ZYC Energy Company Ltd | SIMPO 5000 | 6 | Noark Electrics (Shanghai) Co., Ltd. | Ex9N-DH-7.6KS-AU (AS4777-2 2020) | ZYC Energy | 2027-01-16
2024-09-20 | HBS13761 | ZYC Energy Company Ltd SIMPO 5000 (x47) w/ Noark Electrics (Shanghai) Co., Ltd. Ex9N-DH-7.6KS-AU (AS4777-2 2020) Eastron SDM120CT-M(40mA) | 240.64 |  |  | ZYC Energy Company Ltd | SIMPO 5000 | 6 | Noark Electrics (Shanghai) Co., Ltd. | Ex9N-DH-7.6KS-AU (AS4777-2 2020) | ZYC Energy | 2027-01-16
2024-09-20 | HBS13762 | ZYC Energy Company Ltd SIMPO 5000 (x48) w/ Noark Electrics (Shanghai) Co., Ltd. Ex9N-DH-7.6KS-AU (AS4777-2 2020) Eastron SDM120CT-M(40mA) | 245.76 |  |  | ZYC Energy Company Ltd | SIMPO 5000 | 6 | Noark Electrics (Shanghai) Co., Ltd. | Ex9N-DH-7.6KS-AU (AS4777-2 2020) | ZYC Energy | 2027-01-16
2024-09-20 | HBS13763 | ZYC Energy Company Ltd SIMPO 5000 (x49) w/ Noark Electrics (Shanghai) Co., Ltd. Ex9N-DH-7.6KS-AU (AS4777-2 2020) Eastron SDM120CT-M(40mA) | 250.88 |  |  | ZYC Energy Company Ltd | SIMPO 5000 | 6 | Noark Electrics (Shanghai) Co., Ltd. | Ex9N-DH-7.6KS-AU (AS4777-2 2020) | ZYC Energy | 2027-01-16
2024-09-20 | HBS13764 | ZYC Energy Company Ltd SIMPO 5000 (x50) w/ Noark Electrics (Shanghai) Co., Ltd. Ex9N-DH-7.6KS-AU (AS4777-2 2020) Eastron SDM120CT-M(40mA) | 256 |  |  | ZYC Energy Company Ltd | SIMPO 5000 | 6 | Noark Electrics (Shanghai) Co., Ltd. | Ex9N-DH-7.6KS-AU (AS4777-2 2020) | ZYC Energy | 2027-01-16
2024-09-20 | HBS13765 | ZYC Energy Company Ltd SIMPO 5000 (x51) w/ Noark Electrics (Shanghai) Co., Ltd. Ex9N-DH-7.6KS-AU (AS4777-2 2020) Eastron SDM120CT-M(40mA) | 261.12 |  |  | ZYC Energy Company Ltd | SIMPO 5000 | 6 | Noark Electrics (Shanghai) Co., Ltd. | Ex9N-DH-7.6KS-AU (AS4777-2 2020) | ZYC Energy | 2027-01-16
2024-09-20 | HBS13766 | ZYC Energy Company Ltd SIMPO 5000 (x52) w/ Noark Electrics (Shanghai) Co., Ltd. Ex9N-DH-7.6KS-AU (AS4777-2 2020) Eastron SDM120CT-M(40mA) | 266.24 |  |  | ZYC Energy Company Ltd | SIMPO 5000 | 6 | Noark Electrics (Shanghai) Co., Ltd. | Ex9N-DH-7.6KS-AU (AS4777-2 2020) | ZYC Energy | 2027-01-16
2024-09-20 | HBS13767 | ZYC Energy Company Ltd SIMPO 5000 (x53) w/ Noark Electrics (Shanghai) Co., Ltd. Ex9N-DH-7.6KS-AU (AS4777-2 2020) Eastron SDM120CT-M(40mA) | 271.36 |  |  | ZYC Energy Company Ltd | SIMPO 5000 | 6 | Noark Electrics (Shanghai) Co., Ltd. | Ex9N-DH-7.6KS-AU (AS4777-2 2020) | ZYC Energy | 2027-01-16
2024-09-20 | HBS13768 | ZYC Energy Company Ltd SIMPO 5000 (x54) w/ Noark Electrics (Shanghai) Co., Ltd. Ex9N-DH-7.6KS-AU (AS4777-2 2020) Eastron SDM120CT-M(40mA) | 276.48 |  |  | ZYC Energy Company Ltd | SIMPO 5000 | 6 | Noark Electrics (Shanghai) Co., Ltd. | Ex9N-DH-7.6KS-AU (AS4777-2 2020) | ZYC Energy | 2027-01-16
2024-09-20 | HBS13769 | ZYC Energy Company Ltd SIMPO 5000 (x55) w/ Noark Electrics (Shanghai) Co., Ltd. Ex9N-DH-7.6KS-AU (AS4777-2 2020) Eastron SDM120CT-M(40mA) | 281.6 |  |  | ZYC Energy Company Ltd | SIMPO 5000 | 6 | Noark Electrics (Shanghai) Co., Ltd. | Ex9N-DH-7.6KS-AU (AS4777-2 2020) | ZYC Energy | 2027-01-16
2024-09-20 | HBS13770 | ZYC Energy Company Ltd SIMPO 5000 (x56) w/ Noark Electrics (Shanghai) Co., Ltd. Ex9N-DH-7.6KS-AU (AS4777-2 2020) Eastron SDM120CT-M(40mA) | 286.72 |  |  | ZYC Energy Company Ltd | SIMPO 5000 | 6 | Noark Electrics (Shanghai) Co., Ltd. | Ex9N-DH-7.6KS-AU (AS4777-2 2020) | ZYC Energy | 2027-01-16
2024-09-20 | HBS13771 | ZYC Energy Company Ltd SIMPO 5000 (x57) w/ Noark Electrics (Shanghai) Co., Ltd. Ex9N-DH-7.6KS-AU (AS4777-2 2020) Eastron SDM120CT-M(40mA) | 291.84 |  |  | ZYC Energy Company Ltd | SIMPO 5000 | 6 | Noark Electrics (Shanghai) Co., Ltd. | Ex9N-DH-7.6KS-AU (AS4777-2 2020) | ZYC Energy | 2027-01-16
2024-09-20 | HBS13772 | ZYC Energy Company Ltd SIMPO 5000 (x58) w/ Noark Electrics (Shanghai) Co., Ltd. Ex9N-DH-7.6KS-AU (AS4777-2 2020) Eastron SDM120CT-M(40mA) | 296.96 |  |  | ZYC Energy Company Ltd | SIMPO 5000 | 6 | Noark Electrics (Shanghai) Co., Ltd. | Ex9N-DH-7.6KS-AU (AS4777-2 2020) | ZYC Energy | 2027-01-16
2024-09-20 | HBS13773 | ZYC Energy Company Ltd SIMPO 5000 (x59) w/ Noark Electrics (Shanghai) Co., Ltd. Ex9N-DH-7.6KS-AU (AS4777-2 2020) Eastron SDM120CT-M(40mA) | 302.08 |  |  | ZYC Energy Company Ltd | SIMPO 5000 | 6 | Noark Electrics (Shanghai) Co., Ltd. | Ex9N-DH-7.6KS-AU (AS4777-2 2020) | ZYC Energy | 2027-01-16
2024-09-20 | HBS13774 | ZYC Energy Company Ltd SIMPO 5000 (x60) w/ Noark Electrics (Shanghai) Co., Ltd. Ex9N-DH-7.6KS-AU (AS4777-2 2020) Eastron SDM120CT-M(40mA) | 307.2 |  |  | ZYC Energy Company Ltd | SIMPO 5000 | 6 | Noark Electrics (Shanghai) Co., Ltd. | Ex9N-DH-7.6KS-AU (AS4777-2 2020) | ZYC Energy | 2027-01-16
2024-09-20 | HBS13775 | ZYC Energy Company Ltd SIMPO 5000 (x61) w/ Noark Electrics (Shanghai) Co., Ltd. Ex9N-DH-7.6KS-AU (AS4777-2 2020) Eastron SDM120CT-M(40mA) | 312.32 |  |  | ZYC Energy Company Ltd | SIMPO 5000 | 6 | Noark Electrics (Shanghai) Co., Ltd. | Ex9N-DH-7.6KS-AU (AS4777-2 2020) | ZYC Energy | 2027-01-16
2024-09-20 | HBS13776 | ZYC Energy Company Ltd SIMPO 5000 (x62) w/ Noark Electrics (Shanghai) Co., Ltd. Ex9N-DH-7.6KS-AU (AS4777-2 2020) Eastron SDM120CT-M(40mA) | 317.44 |  |  | ZYC Energy Company Ltd | SIMPO 5000 | 6 | Noark Electrics (Shanghai) Co., Ltd. | Ex9N-DH-7.6KS-AU (AS4777-2 2020) | ZYC Energy | 2027-01-16
2024-09-20 | HBS13777 | ZYC Energy Company Ltd SIMPO 5000 (x63) w/ Noark Electrics (Shanghai) Co., Ltd. Ex9N-DH-7.6KS-AU (AS4777-2 2020) Eastron SDM120CT-M(40mA) | 322.56 |  |  | ZYC Energy Company Ltd | SIMPO 5000 | 6 | Noark Electrics (Shanghai) Co., Ltd. | Ex9N-DH-7.6KS-AU (AS4777-2 2020) | ZYC Energy | 2027-01-16
2024-09-20 | HBS13778 | ZYC Energy Company Ltd SIMPO 5000 (x64) w/ Noark Electrics (Shanghai) Co., Ltd. Ex9N-DH-7.6KS-AU (AS4777-2 2020) Eastron SDM120CT-M(40mA) | 327.68 |  |  | ZYC Energy Company Ltd | SIMPO 5000 | 6 | Noark Electrics (Shanghai) Co., Ltd. | Ex9N-DH-7.6KS-AU (AS4777-2 2020) | ZYC Energy | 2027-01-16
2024-09-20 | HBS13779 | ZYC Energy Company Ltd SIMPO 5000 (x2) w/ Noark Electrics (Shanghai) Co., Ltd. Ex9N-DH-8KS-AU (AS4777-2 2020) Eastron SDM120CT-M(40mA) | 10.24 |  |  | ZYC Energy Company Ltd | SIMPO 5000 | 6 | Noark Electrics (Shanghai) Co., Ltd. | Ex9N-DH-8KS-AU (AS4777-2 2020) | ZYC Energy | 2027-01-16
2024-09-20 | HBS13780 | ZYC Energy Company Ltd SIMPO 5000 (x3) w/ Noark Electrics (Shanghai) Co., Ltd. Ex9N-DH-8KS-AU (AS4777-2 2020) Eastron SDM120CT-M(40mA) | 15.36 |  |  | ZYC Energy Company Ltd | SIMPO 5000 | 6 | Noark Electrics (Shanghai) Co., Ltd. | Ex9N-DH-8KS-AU (AS4777-2 2020) | ZYC Energy | 2027-01-16
2024-09-20 | HBS13781 | ZYC Energy Company Ltd SIMPO 5000 (x4) w/ Noark Electrics (Shanghai) Co., Ltd. Ex9N-DH-8KS-AU (AS4777-2 2020) Eastron SDM120CT-M(40mA) | 20.48 |  |  | ZYC Energy Company Ltd | SIMPO 5000 | 6 | Noark Electrics (Shanghai) Co., Ltd. | Ex9N-DH-8KS-AU (AS4777-2 2020) | ZYC Energy | 2027-01-16
2024-09-20 | HBS13782 | ZYC Energy Company Ltd SIMPO 5000 (x5) w/ Noark Electrics (Shanghai) Co., Ltd. Ex9N-DH-8KS-AU (AS4777-2 2020) Eastron SDM120CT-M(40mA) | 25.6 |  |  | ZYC Energy Company Ltd | SIMPO 5000 | 6 | Noark Electrics (Shanghai) Co., Ltd. | Ex9N-DH-8KS-AU (AS4777-2 2020) | ZYC Energy | 2027-01-16
2024-09-20 | HBS13783 | ZYC Energy Company Ltd SIMPO 5000 (x6) w/ Noark Electrics (Shanghai) Co., Ltd. Ex9N-DH-8KS-AU (AS4777-2 2020) Eastron SDM120CT-M(40mA) | 30.72 |  |  | ZYC Energy Company Ltd | SIMPO 5000 | 6 | Noark Electrics (Shanghai) Co., Ltd. | Ex9N-DH-8KS-AU (AS4777-2 2020) | ZYC Energy | 2027-01-16
2024-09-20 | HBS13784 | ZYC Energy Company Ltd SIMPO 5000 (x7) w/ Noark Electrics (Shanghai) Co., Ltd. Ex9N-DH-8KS-AU (AS4777-2 2020) Eastron SDM120CT-M(40mA) | 35.84 |  |  | ZYC Energy Company Ltd | SIMPO 5000 | 6 | Noark Electrics (Shanghai) Co., Ltd. | Ex9N-DH-8KS-AU (AS4777-2 2020) | ZYC Energy | 2027-01-16
2024-09-20 | HBS13785 | ZYC Energy Company Ltd SIMPO 5000 (x8) w/ Noark Electrics (Shanghai) Co., Ltd. Ex9N-DH-8KS-AU (AS4777-2 2020) Eastron SDM120CT-M(40mA) | 40.96 |  |  | ZYC Energy Company Ltd | SIMPO 5000 | 6 | Noark Electrics (Shanghai) Co., Ltd. | Ex9N-DH-8KS-AU (AS4777-2 2020) | ZYC Energy | 2027-01-16
2024-09-20 | HBS13786 | ZYC Energy Company Ltd SIMPO 5000 (x9) w/ Noark Electrics (Shanghai) Co., Ltd. Ex9N-DH-8KS-AU (AS4777-2 2020) Eastron SDM120CT-M(40mA) | 46.08 |  |  | ZYC Energy Company Ltd | SIMPO 5000 | 6 | Noark Electrics (Shanghai) Co., Ltd. | Ex9N-DH-8KS-AU (AS4777-2 2020) | ZYC Energy | 2027-01-16
2024-09-20 | HBS13787 | ZYC Energy Company Ltd SIMPO 5000 (x10) w/ Noark Electrics (Shanghai) Co., Ltd. Ex9N-DH-8KS-AU (AS4777-2 2020) Eastron SDM120CT-M(40mA) | 51.2 |  |  | ZYC Energy Company Ltd | SIMPO 5000 | 6 | Noark Electrics (Shanghai) Co., Ltd. | Ex9N-DH-8KS-AU (AS4777-2 2020) | ZYC Energy | 2027-01-16
2024-09-20 | HBS13788 | ZYC Energy Company Ltd SIMPO 5000 (x11) w/ Noark Electrics (Shanghai) Co., Ltd. Ex9N-DH-8KS-AU (AS4777-2 2020) Eastron SDM120CT-M(40mA) | 56.32 |  |  | ZYC Energy Company Ltd | SIMPO 5000 | 6 | Noark Electrics (Shanghai) Co., Ltd. | Ex9N-DH-8KS-AU (AS4777-2 2020) | ZYC Energy | 2027-01-16
2024-09-20 | HBS13789 | ZYC Energy Company Ltd SIMPO 5000 (x12) w/ Noark Electrics (Shanghai) Co., Ltd. Ex9N-DH-8KS-AU (AS4777-2 2020) Eastron SDM120CT-M(40mA) | 61.44 |  |  | ZYC Energy Company Ltd | SIMPO 5000 | 6 | Noark Electrics (Shanghai) Co., Ltd. | Ex9N-DH-8KS-AU (AS4777-2 2020) | ZYC Energy | 2027-01-16
2024-09-20 | HBS13790 | ZYC Energy Company Ltd SIMPO 5000 (x13) w/ Noark Electrics (Shanghai) Co., Ltd. Ex9N-DH-8KS-AU (AS4777-2 2020) Eastron SDM120CT-M(40mA) | 66.56 |  |  | ZYC Energy Company Ltd | SIMPO 5000 | 6 | Noark Electrics (Shanghai) Co., Ltd. | Ex9N-DH-8KS-AU (AS4777-2 2020) | ZYC Energy | 2027-01-16
2024-09-20 | HBS13791 | ZYC Energy Company Ltd SIMPO 5000 (x14) w/ Noark Electrics (Shanghai) Co., Ltd. Ex9N-DH-8KS-AU (AS4777-2 2020) Eastron SDM120CT-M(40mA) | 71.68 |  |  | ZYC Energy Company Ltd | SIMPO 5000 | 6 | Noark Electrics (Shanghai) Co., Ltd. | Ex9N-DH-8KS-AU (AS4777-2 2020) | ZYC Energy | 2027-01-16
2024-09-20 | HBS13792 | ZYC Energy Company Ltd SIMPO 5000 (x15) w/ Noark Electrics (Shanghai) Co., Ltd. Ex9N-DH-8KS-AU (AS4777-2 2020) Eastron SDM120CT-M(40mA) | 76.8 |  |  | ZYC Energy Company Ltd | SIMPO 5000 | 6 | Noark Electrics (Shanghai) Co., Ltd. | Ex9N-DH-8KS-AU (AS4777-2 2020) | ZYC Energy | 2027-01-16
2024-09-20 | HBS13793 | ZYC Energy Company Ltd SIMPO 5000 (x16) w/ Noark Electrics (Shanghai) Co., Ltd. Ex9N-DH-8KS-AU (AS4777-2 2020) Eastron SDM120CT-M(40mA) | 81.92 |  |  | ZYC Energy Company Ltd | SIMPO 5000 | 6 | Noark Electrics (Shanghai) Co., Ltd. | Ex9N-DH-8KS-AU (AS4777-2 2020) | ZYC Energy | 2027-01-16
2024-09-20 | HBS13794 | ZYC Energy Company Ltd SIMPO 5000 (x17) w/ Noark Electrics (Shanghai) Co., Ltd. Ex9N-DH-8KS-AU (AS4777-2 2020) Eastron SDM120CT-M(40mA) | 87.04 |  |  | ZYC Energy Company Ltd | SIMPO 5000 | 6 | Noark Electrics (Shanghai) Co., Ltd. | Ex9N-DH-8KS-AU (AS4777-2 2020) | ZYC Energy | 2027-01-16
2024-09-20 | HBS13795 | ZYC Energy Company Ltd SIMPO 5000 (x18) w/ Noark Electrics (Shanghai) Co., Ltd. Ex9N-DH-8KS-AU (AS4777-2 2020) Eastron SDM120CT-M(40mA) | 92.16 |  |  | ZYC Energy Company Ltd | SIMPO 5000 | 6 | Noark Electrics (Shanghai) Co., Ltd. | Ex9N-DH-8KS-AU (AS4777-2 2020) | ZYC Energy | 2027-01-16
2024-09-20 | HBS13796 | ZYC Energy Company Ltd SIMPO 5000 (x19) w/ Noark Electrics (Shanghai) Co., Ltd. Ex9N-DH-8KS-AU (AS4777-2 2020) Eastron SDM120CT-M(40mA) | 97.28 |  |  | ZYC Energy Company Ltd | SIMPO 5000 | 6 | Noark Electrics (Shanghai) Co., Ltd. | Ex9N-DH-8KS-AU (AS4777-2 2020) | ZYC Energy | 2027-01-16
2024-09-20 | HBS13797 | ZYC Energy Company Ltd SIMPO 5000 (x20) w/ Noark Electrics (Shanghai) Co., Ltd. Ex9N-DH-8KS-AU (AS4777-2 2020) Eastron SDM120CT-M(40mA) | 102.4 |  |  | ZYC Energy Company Ltd | SIMPO 5000 | 6 | Noark Electrics (Shanghai) Co., Ltd. | Ex9N-DH-8KS-AU (AS4777-2 2020) | ZYC Energy | 2027-01-16
2024-09-20 | HBS13798 | ZYC Energy Company Ltd SIMPO 5000 (x21) w/ Noark Electrics (Shanghai) Co., Ltd. Ex9N-DH-8KS-AU (AS4777-2 2020) Eastron SDM120CT-M(40mA) | 107.52 |  |  | ZYC Energy Company Ltd | SIMPO 5000 | 6 | Noark Electrics (Shanghai) Co., Ltd. | Ex9N-DH-8KS-AU (AS4777-2 2020) | ZYC Energy | 2027-01-16
2024-09-20 | HBS13799 | ZYC Energy Company Ltd SIMPO 5000 (x22) w/ Noark Electrics (Shanghai) Co., Ltd. Ex9N-DH-8KS-AU (AS4777-2 2020) Eastron SDM120CT-M(40mA) | 112.64 |  |  | ZYC Energy Company Ltd | SIMPO 5000 | 6 | Noark Electrics (Shanghai) Co., Ltd. | Ex9N-DH-8KS-AU (AS4777-2 2020) | ZYC Energy | 2027-01-16
2024-09-20 | HBS13800 | ZYC Energy Company Ltd SIMPO 5000 (x23) w/ Noark Electrics (Shanghai) Co., Ltd. Ex9N-DH-8KS-AU (AS4777-2 2020) Eastron SDM120CT-M(40mA) | 117.76 |  |  | ZYC Energy Company Ltd | SIMPO 5000 | 6 | Noark Electrics (Shanghai) Co., Ltd. | Ex9N-DH-8KS-AU (AS4777-2 2020) | ZYC Energy | 2027-01-16
2024-09-20 | HBS13801 | ZYC Energy Company Ltd SIMPO 5000 (x24) w/ Noark Electrics (Shanghai) Co., Ltd. Ex9N-DH-8KS-AU (AS4777-2 2020) Eastron SDM120CT-M(40mA) | 122.88 |  |  | ZYC Energy Company Ltd | SIMPO 5000 | 6 | Noark Electrics (Shanghai) Co., Ltd. | Ex9N-DH-8KS-AU (AS4777-2 2020) | ZYC Energy | 2027-01-16
2024-09-20 | HBS13802 | ZYC Energy Company Ltd SIMPO 5000 (x25) w/ Noark Electrics (Shanghai) Co., Ltd. Ex9N-DH-8KS-AU (AS4777-2 2020) Eastron SDM120CT-M(40mA) | 128 |  |  | ZYC Energy Company Ltd | SIMPO 5000 | 6 | Noark Electrics (Shanghai) Co., Ltd. | Ex9N-DH-8KS-AU (AS4777-2 2020) | ZYC Energy | 2027-01-16
2024-09-20 | HBS13803 | ZYC Energy Company Ltd SIMPO 5000 (x26) w/ Noark Electrics (Shanghai) Co., Ltd. Ex9N-DH-8KS-AU (AS4777-2 2020) Eastron SDM120CT-M(40mA) | 133.12 |  |  | ZYC Energy Company Ltd | SIMPO 5000 | 6 | Noark Electrics (Shanghai) Co., Ltd. | Ex9N-DH-8KS-AU (AS4777-2 2020) | ZYC Energy | 2027-01-16
2024-09-20 | HBS13804 | ZYC Energy Company Ltd SIMPO 5000 (x27) w/ Noark Electrics (Shanghai) Co., Ltd. Ex9N-DH-8KS-AU (AS4777-2 2020) Eastron SDM120CT-M(40mA) | 138.24 |  |  | ZYC Energy Company Ltd | SIMPO 5000 | 6 | Noark Electrics (Shanghai) Co., Ltd. | Ex9N-DH-8KS-AU (AS4777-2 2020) | ZYC Energy | 2027-01-16
2024-09-20 | HBS13805 | ZYC Energy Company Ltd SIMPO 5000 (x28) w/ Noark Electrics (Shanghai) Co., Ltd. Ex9N-DH-8KS-AU (AS4777-2 2020) Eastron SDM120CT-M(40mA) | 143.36 |  |  | ZYC Energy Company Ltd | SIMPO 5000 | 6 | Noark Electrics (Shanghai) Co., Ltd. | Ex9N-DH-8KS-AU (AS4777-2 2020) | ZYC Energy | 2027-01-16
2024-09-20 | HBS13806 | ZYC Energy Company Ltd SIMPO 5000 (x29) w/ Noark Electrics (Shanghai) Co., Ltd. Ex9N-DH-8KS-AU (AS4777-2 2020) Eastron SDM120CT-M(40mA) | 148.48 |  |  | ZYC Energy Company Ltd | SIMPO 5000 | 6 | Noark Electrics (Shanghai) Co., Ltd. | Ex9N-DH-8KS-AU (AS4777-2 2020) | ZYC Energy | 2027-01-16
2024-09-20 | HBS13807 | ZYC Energy Company Ltd SIMPO 5000 (x30) w/ Noark Electrics (Shanghai) Co., Ltd. Ex9N-DH-8KS-AU (AS4777-2 2020) Eastron SDM120CT-M(40mA) | 153.6 |  |  | ZYC Energy Company Ltd | SIMPO 5000 | 6 | Noark Electrics (Shanghai) Co., Ltd. | Ex9N-DH-8KS-AU (AS4777-2 2020) | ZYC Energy | 2027-01-16
2024-09-20 | HBS13808 | ZYC Energy Company Ltd SIMPO 5000 (x31) w/ Noark Electrics (Shanghai) Co., Ltd. Ex9N-DH-8KS-AU (AS4777-2 2020) Eastron SDM120CT-M(40mA) | 158.72 |  |  | ZYC Energy Company Ltd | SIMPO 5000 | 6 | Noark Electrics (Shanghai) Co., Ltd. | Ex9N-DH-8KS-AU (AS4777-2 2020) | ZYC Energy | 2027-01-16
2024-09-20 | HBS13809 | ZYC Energy Company Ltd SIMPO 5000 (x32) w/ Noark Electrics (Shanghai) Co., Ltd. Ex9N-DH-8KS-AU (AS4777-2 2020) Eastron SDM120CT-M(40mA) | 163.84 |  |  | ZYC Energy Company Ltd | SIMPO 5000 | 6 | Noark Electrics (Shanghai) Co., Ltd. | Ex9N-DH-8KS-AU (AS4777-2 2020) | ZYC Energy | 2027-01-16
2024-09-20 | HBS13810 | ZYC Energy Company Ltd SIMPO 5000 (x33) w/ Noark Electrics (Shanghai) Co., Ltd. Ex9N-DH-8KS-AU (AS4777-2 2020) Eastron SDM120CT-M(40mA) | 168.96 |  |  | ZYC Energy Company Ltd | SIMPO 5000 | 6 | Noark Electrics (Shanghai) Co., Ltd. | Ex9N-DH-8KS-AU (AS4777-2 2020) | ZYC Energy | 2027-01-16
2024-09-20 | HBS13811 | ZYC Energy Company Ltd SIMPO 5000 (x34) w/ Noark Electrics (Shanghai) Co., Ltd. Ex9N-DH-8KS-AU (AS4777-2 2020) Eastron SDM120CT-M(40mA) | 174.08 |  |  | ZYC Energy Company Ltd | SIMPO 5000 | 6 | Noark Electrics (Shanghai) Co., Ltd. | Ex9N-DH-8KS-AU (AS4777-2 2020) | ZYC Energy | 2027-01-16
2024-09-20 | HBS13812 | ZYC Energy Company Ltd SIMPO 5000 (x35) w/ Noark Electrics (Shanghai) Co., Ltd. Ex9N-DH-8KS-AU (AS4777-2 2020) Eastron SDM120CT-M(40mA) | 179.2 |  |  | ZYC Energy Company Ltd | SIMPO 5000 | 6 | Noark Electrics (Shanghai) Co., Ltd. | Ex9N-DH-8KS-AU (AS4777-2 2020) | ZYC Energy | 2027-01-16
2024-09-20 | HBS13813 | ZYC Energy Company Ltd SIMPO 5000 (x36) w/ Noark Electrics (Shanghai) Co., Ltd. Ex9N-DH-8KS-AU (AS4777-2 2020) Eastron SDM120CT-M(40mA) | 184.32 |  |  | ZYC Energy Company Ltd | SIMPO 5000 | 6 | Noark Electrics (Shanghai) Co., Ltd. | Ex9N-DH-8KS-AU (AS4777-2 2020) | ZYC Energy | 2027-01-16
2024-09-20 | HBS13814 | ZYC Energy Company Ltd SIMPO 5000 (x37) w/ Noark Electrics (Shanghai) Co., Ltd. Ex9N-DH-8KS-AU (AS4777-2 2020) Eastron SDM120CT-M(40mA) | 189.44 |  |  | ZYC Energy Company Ltd | SIMPO 5000 | 6 | Noark Electrics (Shanghai) Co., Ltd. | Ex9N-DH-8KS-AU (AS4777-2 2020) | ZYC Energy | 2027-01-16
2024-09-20 | HBS13815 | ZYC Energy Company Ltd SIMPO 5000 (x38) w/ Noark Electrics (Shanghai) Co., Ltd. Ex9N-DH-8KS-AU (AS4777-2 2020) Eastron SDM120CT-M(40mA) | 194.56 |  |  | ZYC Energy Company Ltd | SIMPO 5000 | 6 | Noark Electrics (Shanghai) Co., Ltd. | Ex9N-DH-8KS-AU (AS4777-2 2020) | ZYC Energy | 2027-01-16
2024-09-20 | HBS13816 | ZYC Energy Company Ltd SIMPO 5000 (x39) w/ Noark Electrics (Shanghai) Co., Ltd. Ex9N-DH-8KS-AU (AS4777-2 2020) Eastron SDM120CT-M(40mA) | 199.68 |  |  | ZYC Energy Company Ltd | SIMPO 5000 | 6 | Noark Electrics (Shanghai) Co., Ltd. | Ex9N-DH-8KS-AU (AS4777-2 2020) | ZYC Energy | 2027-01-16
2024-09-20 | HBS13817 | ZYC Energy Company Ltd SIMPO 5000 (x40) w/ Noark Electrics (Shanghai) Co., Ltd. Ex9N-DH-8KS-AU (AS4777-2 2020) Eastron SDM120CT-M(40mA) | 204.8 |  |  | ZYC Energy Company Ltd | SIMPO 5000 | 6 | Noark Electrics (Shanghai) Co., Ltd. | Ex9N-DH-8KS-AU (AS4777-2 2020) | ZYC Energy | 2027-01-16
2024-09-20 | HBS13818 | ZYC Energy Company Ltd SIMPO 5000 (x41) w/ Noark Electrics (Shanghai) Co., Ltd. Ex9N-DH-8KS-AU (AS4777-2 2020) Eastron SDM120CT-M(40mA) | 209.92 |  |  | ZYC Energy Company Ltd | SIMPO 5000 | 6 | Noark Electrics (Shanghai) Co., Ltd. | Ex9N-DH-8KS-AU (AS4777-2 2020) | ZYC Energy | 2027-01-16
2024-09-20 | HBS13819 | ZYC Energy Company Ltd SIMPO 5000 (x42) w/ Noark Electrics (Shanghai) Co., Ltd. Ex9N-DH-8KS-AU (AS4777-2 2020) Eastron SDM120CT-M(40mA) | 215.04 |  |  | ZYC Energy Company Ltd | SIMPO 5000 | 6 | Noark Electrics (Shanghai) Co., Ltd. | Ex9N-DH-8KS-AU (AS4777-2 2020) | ZYC Energy | 2027-01-16
2024-09-20 | HBS13820 | ZYC Energy Company Ltd SIMPO 5000 (x43) w/ Noark Electrics (Shanghai) Co., Ltd. Ex9N-DH-8KS-AU (AS4777-2 2020) Eastron SDM120CT-M(40mA) | 220.16 |  |  | ZYC Energy Company Ltd | SIMPO 5000 | 6 | Noark Electrics (Shanghai) Co., Ltd. | Ex9N-DH-8KS-AU (AS4777-2 2020) | ZYC Energy | 2027-01-16
2024-09-20 | HBS13821 | ZYC Energy Company Ltd SIMPO 5000 (x44) w/ Noark Electrics (Shanghai) Co., Ltd. Ex9N-DH-8KS-AU (AS4777-2 2020) Eastron SDM120CT-M(40mA) | 225.28 |  |  | ZYC Energy Company Ltd | SIMPO 5000 | 6 | Noark Electrics (Shanghai) Co., Ltd. | Ex9N-DH-8KS-AU (AS4777-2 2020) | ZYC Energy | 2027-01-16
2024-09-20 | HBS13822 | ZYC Energy Company Ltd SIMPO 5000 (x45) w/ Noark Electrics (Shanghai) Co., Ltd. Ex9N-DH-8KS-AU (AS4777-2 2020) Eastron SDM120CT-M(40mA) | 230.4 |  |  | ZYC Energy Company Ltd | SIMPO 5000 | 6 | Noark Electrics (Shanghai) Co., Ltd. | Ex9N-DH-8KS-AU (AS4777-2 2020) | ZYC Energy | 2027-01-16
2024-09-20 | HBS13823 | ZYC Energy Company Ltd SIMPO 5000 (x46) w/ Noark Electrics (Shanghai) Co., Ltd. Ex9N-DH-8KS-AU (AS4777-2 2020) Eastron SDM120CT-M(40mA) | 235.52 |  |  | ZYC Energy Company Ltd | SIMPO 5000 | 6 | Noark Electrics (Shanghai) Co., Ltd. | Ex9N-DH-8KS-AU (AS4777-2 2020) | ZYC Energy | 2027-01-16
2024-09-20 | HBS13824 | ZYC Energy Company Ltd SIMPO 5000 (x47) w/ Noark Electrics (Shanghai) Co., Ltd. Ex9N-DH-8KS-AU (AS4777-2 2020) Eastron SDM120CT-M(40mA) | 240.64 |  |  | ZYC Energy Company Ltd | SIMPO 5000 | 6 | Noark Electrics (Shanghai) Co., Ltd. | Ex9N-DH-8KS-AU (AS4777-2 2020) | ZYC Energy | 2027-01-16
2024-09-20 | HBS13825 | ZYC Energy Company Ltd SIMPO 5000 (x48) w/ Noark Electrics (Shanghai) Co., Ltd. Ex9N-DH-8KS-AU (AS4777-2 2020) Eastron SDM120CT-M(40mA) | 245.76 |  |  | ZYC Energy Company Ltd | SIMPO 5000 | 6 | Noark Electrics (Shanghai) Co., Ltd. | Ex9N-DH-8KS-AU (AS4777-2 2020) | ZYC Energy | 2027-01-16
2024-09-20 | HBS13826 | ZYC Energy Company Ltd SIMPO 5000 (x49) w/ Noark Electrics (Shanghai) Co., Ltd. Ex9N-DH-8KS-AU (AS4777-2 2020) Eastron SDM120CT-M(40mA) | 250.88 |  |  | ZYC Energy Company Ltd | SIMPO 5000 | 6 | Noark Electrics (Shanghai) Co., Ltd. | Ex9N-DH-8KS-AU (AS4777-2 2020) | ZYC Energy | 2027-01-16
2024-09-20 | HBS13827 | ZYC Energy Company Ltd SIMPO 5000 (x50) w/ Noark Electrics (Shanghai) Co., Ltd. Ex9N-DH-8KS-AU (AS4777-2 2020) Eastron SDM120CT-M(40mA) | 256 |  |  | ZYC Energy Company Ltd | SIMPO 5000 | 6 | Noark Electrics (Shanghai) Co., Ltd. | Ex9N-DH-8KS-AU (AS4777-2 2020) | ZYC Energy | 2027-01-16
2024-09-20 | HBS13828 | ZYC Energy Company Ltd SIMPO 5000 (x51) w/ Noark Electrics (Shanghai) Co., Ltd. Ex9N-DH-8KS-AU (AS4777-2 2020) Eastron SDM120CT-M(40mA) | 261.12 |  |  | ZYC Energy Company Ltd | SIMPO 5000 | 6 | Noark Electrics (Shanghai) Co., Ltd. | Ex9N-DH-8KS-AU (AS4777-2 2020) | ZYC Energy | 2027-01-16
2024-09-20 | HBS13829 | ZYC Energy Company Ltd SIMPO 5000 (x52) w/ Noark Electrics (Shanghai) Co., Ltd. Ex9N-DH-8KS-AU (AS4777-2 2020) Eastron SDM120CT-M(40mA) | 266.24 |  |  | ZYC Energy Company Ltd | SIMPO 5000 | 6 | Noark Electrics (Shanghai) Co., Ltd. | Ex9N-DH-8KS-AU (AS4777-2 2020) | ZYC Energy | 2027-01-16
2024-09-20 | HBS13830 | ZYC Energy Company Ltd SIMPO 5000 (x53) w/ Noark Electrics (Shanghai) Co., Ltd. Ex9N-DH-8KS-AU (AS4777-2 2020) Eastron SDM120CT-M(40mA) | 271.36 |  |  | ZYC Energy Company Ltd | SIMPO 5000 | 6 | Noark Electrics (Shanghai) Co., Ltd. | Ex9N-DH-8KS-AU (AS4777-2 2020) | ZYC Energy | 2027-01-16
2024-09-20 | HBS13831 | ZYC Energy Company Ltd SIMPO 5000 (x54) w/ Noark Electrics (Shanghai) Co., Ltd. Ex9N-DH-8KS-AU (AS4777-2 2020) Eastron SDM120CT-M(40mA) | 276.48 |  |  | ZYC Energy Company Ltd | SIMPO 5000 | 6 | Noark Electrics (Shanghai) Co., Ltd. | Ex9N-DH-8KS-AU (AS4777-2 2020) | ZYC Energy | 2027-01-16
2024-09-20 | HBS13832 | ZYC Energy Company Ltd SIMPO 5000 (x55) w/ Noark Electrics (Shanghai) Co., Ltd. Ex9N-DH-8KS-AU (AS4777-2 2020) Eastron SDM120CT-M(40mA) | 281.6 |  |  | ZYC Energy Company Ltd | SIMPO 5000 | 6 | Noark Electrics (Shanghai) Co., Ltd. | Ex9N-DH-8KS-AU (AS4777-2 2020) | ZYC Energy | 2027-01-16
2024-09-20 | HBS13833 | ZYC Energy Company Ltd SIMPO 5000 (x56) w/ Noark Electrics (Shanghai) Co., Ltd. Ex9N-DH-8KS-AU (AS4777-2 2020) Eastron SDM120CT-M(40mA) | 286.72 |  |  | ZYC Energy Company Ltd | SIMPO 5000 | 6 | Noark Electrics (Shanghai) Co., Ltd. | Ex9N-DH-8KS-AU (AS4777-2 2020) | ZYC Energy | 2027-01-16
2024-09-20 | HBS13834 | ZYC Energy Company Ltd SIMPO 5000 (x57) w/ Noark Electrics (Shanghai) Co., Ltd. Ex9N-DH-8KS-AU (AS4777-2 2020) Eastron SDM120CT-M(40mA) | 291.84 |  |  | ZYC Energy Company Ltd | SIMPO 5000 | 6 | Noark Electrics (Shanghai) Co., Ltd. | Ex9N-DH-8KS-AU (AS4777-2 2020) | ZYC Energy | 2027-01-16
2024-09-20 | HBS13835 | ZYC Energy Company Ltd SIMPO 5000 (x58) w/ Noark Electrics (Shanghai) Co., Ltd. Ex9N-DH-8KS-AU (AS4777-2 2020) Eastron SDM120CT-M(40mA) | 296.96 |  |  | ZYC Energy Company Ltd | SIMPO 5000 | 6 | Noark Electrics (Shanghai) Co., Ltd. | Ex9N-DH-8KS-AU (AS4777-2 2020) | ZYC Energy | 2027-01-16
2024-09-20 | HBS13836 | ZYC Energy Company Ltd SIMPO 5000 (x59) w/ Noark Electrics (Shanghai) Co., Ltd. Ex9N-DH-8KS-AU (AS4777-2 2020) Eastron SDM120CT-M(40mA) | 302.08 |  |  | ZYC Energy Company Ltd | SIMPO 5000 | 6 | Noark Electrics (Shanghai) Co., Ltd. | Ex9N-DH-8KS-AU (AS4777-2 2020) | ZYC Energy | 2027-01-16
2024-09-20 | HBS13837 | ZYC Energy Company Ltd SIMPO 5000 (x60) w/ Noark Electrics (Shanghai) Co., Ltd. Ex9N-DH-8KS-AU (AS4777-2 2020) Eastron SDM120CT-M(40mA) | 307.2 |  |  | ZYC Energy Company Ltd | SIMPO 5000 | 6 | Noark Electrics (Shanghai) Co., Ltd. | Ex9N-DH-8KS-AU (AS4777-2 2020) | ZYC Energy | 2027-01-16
2024-09-20 | HBS13838 | ZYC Energy Company Ltd SIMPO 5000 (x61) w/ Noark Electrics (Shanghai) Co., Ltd. Ex9N-DH-8KS-AU (AS4777-2 2020) Eastron SDM120CT-M(40mA) | 312.32 |  |  | ZYC Energy Company Ltd | SIMPO 5000 | 6 | Noark Electrics (Shanghai) Co., Ltd. | Ex9N-DH-8KS-AU (AS4777-2 2020) | ZYC Energy | 2027-01-16
2024-09-20 | HBS13839 | ZYC Energy Company Ltd SIMPO 5000 (x62) w/ Noark Electrics (Shanghai) Co., Ltd. Ex9N-DH-8KS-AU (AS4777-2 2020) Eastron SDM120CT-M(40mA) | 317.44 |  |  | ZYC Energy Company Ltd | SIMPO 5000 | 6 | Noark Electrics (Shanghai) Co., Ltd. | Ex9N-DH-8KS-AU (AS4777-2 2020) | ZYC Energy | 2027-01-16
2024-09-20 | HBS13840 | ZYC Energy Company Ltd SIMPO 5000 (x63) w/ Noark Electrics (Shanghai) Co., Ltd. Ex9N-DH-8KS-AU (AS4777-2 2020) Eastron SDM120CT-M(40mA) | 322.56 |  |  | ZYC Energy Company Ltd | SIMPO 5000 | 6 | Noark Electrics (Shanghai) Co., Ltd. | Ex9N-DH-8KS-AU (AS4777-2 2020) | ZYC Energy | 2027-01-16
2024-09-20 | HBS13841 | ZYC Energy Company Ltd SIMPO 5000 (x64) w/ Noark Electrics (Shanghai) Co., Ltd. Ex9N-DH-8KS-AU (AS4777-2 2020) Eastron SDM120CT-M(40mA) | 327.68 |  |  | ZYC Energy Company Ltd | SIMPO 5000 | 6 | Noark Electrics (Shanghai) Co., Ltd. | Ex9N-DH-8KS-AU (AS4777-2 2020) | ZYC Energy | 2027-01-16
2024-09-20 | HBS13842 | ZYC Energy Company Ltd SIMPO 5000 (x2) w/ Noark Electrics (Shanghai) Co., Ltd. Ex9N-DH-5KT-AU (AS4777-2 2020) Eastron SDM630 MCT (40mA) Series | 10.24 |  |  | ZYC Energy Company Ltd | SIMPO 5000 | 6 | Noark Electrics (Shanghai) Co., Ltd. | Ex9N-DH-5KT-AU (AS4777-2 2020) | ZYC Energy | 2027-01-16
2024-09-20 | HBS13843 | ZYC Energy Company Ltd SIMPO 5000 (x3) w/ Noark Electrics (Shanghai) Co., Ltd. Ex9N-DH-5KT-AU (AS4777-2 2020) Eastron SDM630 MCT (40mA) Series | 15.36 |  |  | ZYC Energy Company Ltd | SIMPO 5000 | 6 | Noark Electrics (Shanghai) Co., Ltd. | Ex9N-DH-5KT-AU (AS4777-2 2020) | ZYC Energy | 2027-01-16
2024-09-20 | HBS13844 | ZYC Energy Company Ltd SIMPO 5000 (x4) w/ Noark Electrics (Shanghai) Co., Ltd. Ex9N-DH-5KT-AU (AS4777-2 2020) Eastron SDM630 MCT (40mA) Series | 20.48 |  |  | ZYC Energy Company Ltd | SIMPO 5000 | 6 | Noark Electrics (Shanghai) Co., Ltd. | Ex9N-DH-5KT-AU (AS4777-2 2020) | ZYC Energy | 2027-01-16
2024-09-20 | HBS13845 | ZYC Energy Company Ltd SIMPO 5000 (x5) w/ Noark Electrics (Shanghai) Co., Ltd. Ex9N-DH-5KT-AU (AS4777-2 2020) Eastron SDM630 MCT (40mA) Series | 25.6 |  |  | ZYC Energy Company Ltd | SIMPO 5000 | 6 | Noark Electrics (Shanghai) Co., Ltd. | Ex9N-DH-5KT-AU (AS4777-2 2020) | ZYC Energy | 2027-01-16
2024-09-20 | HBS13846 | ZYC Energy Company Ltd SIMPO 5000 (x6) w/ Noark Electrics (Shanghai) Co., Ltd. Ex9N-DH-5KT-AU (AS4777-2 2020) Eastron SDM630 MCT (40mA) Series | 30.72 |  |  | ZYC Energy Company Ltd | SIMPO 5000 | 6 | Noark Electrics (Shanghai) Co., Ltd. | Ex9N-DH-5KT-AU (AS4777-2 2020) | ZYC Energy | 2027-01-16
2024-09-20 | HBS13847 | ZYC Energy Company Ltd SIMPO 5000 (x7) w/ Noark Electrics (Shanghai) Co., Ltd. Ex9N-DH-5KT-AU (AS4777-2 2020) Eastron SDM630 MCT (40mA) Series | 35.84 |  |  | ZYC Energy Company Ltd | SIMPO 5000 | 6 | Noark Electrics (Shanghai) Co., Ltd. | Ex9N-DH-5KT-AU (AS4777-2 2020) | ZYC Energy | 2027-01-16
2024-09-20 | HBS13848 | ZYC Energy Company Ltd SIMPO 5000 (x8) w/ Noark Electrics (Shanghai) Co., Ltd. Ex9N-DH-5KT-AU (AS4777-2 2020) Eastron SDM630 MCT (40mA) Series | 40.96 |  |  | ZYC Energy Company Ltd | SIMPO 5000 | 6 | Noark Electrics (Shanghai) Co., Ltd. | Ex9N-DH-5KT-AU (AS4777-2 2020) | ZYC Energy | 2027-01-16
2024-09-20 | HBS13849 | ZYC Energy Company Ltd SIMPO 5000 (x9) w/ Noark Electrics (Shanghai) Co., Ltd. Ex9N-DH-5KT-AU (AS4777-2 2020) Eastron SDM630 MCT (40mA) Series | 46.08 |  |  | ZYC Energy Company Ltd | SIMPO 5000 | 6 | Noark Electrics (Shanghai) Co., Ltd. | Ex9N-DH-5KT-AU (AS4777-2 2020) | ZYC Energy | 2027-01-16
2024-09-20 | HBS13850 | ZYC Energy Company Ltd SIMPO 5000 (x10) w/ Noark Electrics (Shanghai) Co., Ltd. Ex9N-DH-5KT-AU (AS4777-2 2020) Eastron SDM630 MCT (40mA) Series | 51.2 |  |  | ZYC Energy Company Ltd | SIMPO 5000 | 6 | Noark Electrics (Shanghai) Co., Ltd. | Ex9N-DH-5KT-AU (AS4777-2 2020) | ZYC Energy | 2027-01-16
2024-09-20 | HBS13851 | ZYC Energy Company Ltd SIMPO 5000 (x11) w/ Noark Electrics (Shanghai) Co., Ltd. Ex9N-DH-5KT-AU (AS4777-2 2020) Eastron SDM630 MCT (40mA) Series | 56.32 |  |  | ZYC Energy Company Ltd | SIMPO 5000 | 6 | Noark Electrics (Shanghai) Co., Ltd. | Ex9N-DH-5KT-AU (AS4777-2 2020) | ZYC Energy | 2027-01-16
2024-09-20 | HBS13852 | ZYC Energy Company Ltd SIMPO 5000 (x12) w/ Noark Electrics (Shanghai) Co., Ltd. Ex9N-DH-5KT-AU (AS4777-2 2020) Eastron SDM630 MCT (40mA) Series | 61.44 |  |  | ZYC Energy Company Ltd | SIMPO 5000 | 6 | Noark Electrics (Shanghai) Co., Ltd. | Ex9N-DH-5KT-AU (AS4777-2 2020) | ZYC Energy | 2027-01-16
2024-09-20 | HBS13853 | ZYC Energy Company Ltd SIMPO 5000 (x13) w/ Noark Electrics (Shanghai) Co., Ltd. Ex9N-DH-5KT-AU (AS4777-2 2020) Eastron SDM630 MCT (40mA) Series | 66.56 |  |  | ZYC Energy Company Ltd | SIMPO 5000 | 6 | Noark Electrics (Shanghai) Co., Ltd. | Ex9N-DH-5KT-AU (AS4777-2 2020) | ZYC Energy | 2027-01-16
2024-09-20 | HBS13854 | ZYC Energy Company Ltd SIMPO 5000 (x14) w/ Noark Electrics (Shanghai) Co., Ltd. Ex9N-DH-5KT-AU (AS4777-2 2020) Eastron SDM630 MCT (40mA) Series | 71.68 |  |  | ZYC Energy Company Ltd | SIMPO 5000 | 6 | Noark Electrics (Shanghai) Co., Ltd. | Ex9N-DH-5KT-AU (AS4777-2 2020) | ZYC Energy | 2027-01-16
2024-09-20 | HBS13855 | ZYC Energy Company Ltd SIMPO 5000 (x15) w/ Noark Electrics (Shanghai) Co., Ltd. Ex9N-DH-5KT-AU (AS4777-2 2020) Eastron SDM630 MCT (40mA) Series | 76.8 |  |  | ZYC Energy Company Ltd | SIMPO 5000 | 6 | Noark Electrics (Shanghai) Co., Ltd. | Ex9N-DH-5KT-AU (AS4777-2 2020) | ZYC Energy | 2027-01-16
2024-09-20 | HBS13856 | ZYC Energy Company Ltd SIMPO 5000 (x16) w/ Noark Electrics (Shanghai) Co., Ltd. Ex9N-DH-5KT-AU (AS4777-2 2020) Eastron SDM630 MCT (40mA) Series | 81.92 |  |  | ZYC Energy Company Ltd | SIMPO 5000 | 6 | Noark Electrics (Shanghai) Co., Ltd. | Ex9N-DH-5KT-AU (AS4777-2 2020) | ZYC Energy | 2027-01-16
2024-09-20 | HBS13857 | ZYC Energy Company Ltd SIMPO 5000 (x17) w/ Noark Electrics (Shanghai) Co., Ltd. Ex9N-DH-5KT-AU (AS4777-2 2020) Eastron SDM630 MCT (40mA) Series | 87.04 |  |  | ZYC Energy Company Ltd | SIMPO 5000 | 6 | Noark Electrics (Shanghai) Co., Ltd. | Ex9N-DH-5KT-AU (AS4777-2 2020) | ZYC Energy | 2027-01-16
2024-09-20 | HBS13858 | ZYC Energy Company Ltd SIMPO 5000 (x18) w/ Noark Electrics (Shanghai) Co., Ltd. Ex9N-DH-5KT-AU (AS4777-2 2020) Eastron SDM630 MCT (40mA) Series | 92.16 |  |  | ZYC Energy Company Ltd | SIMPO 5000 | 6 | Noark Electrics (Shanghai) Co., Ltd. | Ex9N-DH-5KT-AU (AS4777-2 2020) | ZYC Energy | 2027-01-16
2024-09-20 | HBS13859 | ZYC Energy Company Ltd SIMPO 5000 (x19) w/ Noark Electrics (Shanghai) Co., Ltd. Ex9N-DH-5KT-AU (AS4777-2 2020) Eastron SDM630 MCT (40mA) Series | 97.28 |  |  | ZYC Energy Company Ltd | SIMPO 5000 | 6 | Noark Electrics (Shanghai) Co., Ltd. | Ex9N-DH-5KT-AU (AS4777-2 2020) | ZYC Energy | 2027-01-16
2024-09-20 | HBS13860 | ZYC Energy Company Ltd SIMPO 5000 (x20) w/ Noark Electrics (Shanghai) Co., Ltd. Ex9N-DH-5KT-AU (AS4777-2 2020) Eastron SDM630 MCT (40mA) Series | 102.4 |  |  | ZYC Energy Company Ltd | SIMPO 5000 | 6 | Noark Electrics (Shanghai) Co., Ltd. | Ex9N-DH-5KT-AU (AS4777-2 2020) | ZYC Energy | 2027-01-16
2024-09-20 | HBS13861 | ZYC Energy Company Ltd SIMPO 5000 (x21) w/ Noark Electrics (Shanghai) Co., Ltd. Ex9N-DH-5KT-AU (AS4777-2 2020) Eastron SDM630 MCT (40mA) Series | 107.52 |  |  | ZYC Energy Company Ltd | SIMPO 5000 | 6 | Noark Electrics (Shanghai) Co., Ltd. | Ex9N-DH-5KT-AU (AS4777-2 2020) | ZYC Energy | 2027-01-16
2024-09-20 | HBS13862 | ZYC Energy Company Ltd SIMPO 5000 (x22) w/ Noark Electrics (Shanghai) Co., Ltd. Ex9N-DH-5KT-AU (AS4777-2 2020) Eastron SDM630 MCT (40mA) Series | 112.64 |  |  | ZYC Energy Company Ltd | SIMPO 5000 | 6 | Noark Electrics (Shanghai) Co., Ltd. | Ex9N-DH-5KT-AU (AS4777-2 2020) | ZYC Energy | 2027-01-16
2024-09-20 | HBS13863 | ZYC Energy Company Ltd SIMPO 5000 (x23) w/ Noark Electrics (Shanghai) Co., Ltd. Ex9N-DH-5KT-AU (AS4777-2 2020) Eastron SDM630 MCT (40mA) Series | 117.76 |  |  | ZYC Energy Company Ltd | SIMPO 5000 | 6 | Noark Electrics (Shanghai) Co., Ltd. | Ex9N-DH-5KT-AU (AS4777-2 2020) | ZYC Energy | 2027-01-16
2024-09-20 | HBS13864 | ZYC Energy Company Ltd SIMPO 5000 (x24) w/ Noark Electrics (Shanghai) Co., Ltd. Ex9N-DH-5KT-AU (AS4777-2 2020) Eastron SDM630 MCT (40mA) Series | 122.88 |  |  | ZYC Energy Company Ltd | SIMPO 5000 | 6 | Noark Electrics (Shanghai) Co., Ltd. | Ex9N-DH-5KT-AU (AS4777-2 2020) | ZYC Energy | 2027-01-16
2024-09-20 | HBS13865 | ZYC Energy Company Ltd SIMPO 5000 (x25) w/ Noark Electrics (Shanghai) Co., Ltd. Ex9N-DH-5KT-AU (AS4777-2 2020) Eastron SDM630 MCT (40mA) Series | 128 |  |  | ZYC Energy Company Ltd | SIMPO 5000 | 6 | Noark Electrics (Shanghai) Co., Ltd. | Ex9N-DH-5KT-AU (AS4777-2 2020) | ZYC Energy | 2027-01-16
2024-09-20 | HBS13866 | ZYC Energy Company Ltd SIMPO 5000 (x26) w/ Noark Electrics (Shanghai) Co., Ltd. Ex9N-DH-5KT-AU (AS4777-2 2020) Eastron SDM630 MCT (40mA) Series | 133.12 |  |  | ZYC Energy Company Ltd | SIMPO 5000 | 6 | Noark Electrics (Shanghai) Co., Ltd. | Ex9N-DH-5KT-AU (AS4777-2 2020) | ZYC Energy | 2027-01-16
2024-09-20 | HBS13867 | ZYC Energy Company Ltd SIMPO 5000 (x27) w/ Noark Electrics (Shanghai) Co., Ltd. Ex9N-DH-5KT-AU (AS4777-2 2020) Eastron SDM630 MCT (40mA) Series | 138.24 |  |  | ZYC Energy Company Ltd | SIMPO 5000 | 6 | Noark Electrics (Shanghai) Co., Ltd. | Ex9N-DH-5KT-AU (AS4777-2 2020) | ZYC Energy | 2027-01-16
2024-09-20 | HBS13868 | ZYC Energy Company Ltd SIMPO 5000 (x28) w/ Noark Electrics (Shanghai) Co., Ltd. Ex9N-DH-5KT-AU (AS4777-2 2020) Eastron SDM630 MCT (40mA) Series | 143.36 |  |  | ZYC Energy Company Ltd | SIMPO 5000 | 6 | Noark Electrics (Shanghai) Co., Ltd. | Ex9N-DH-5KT-AU (AS4777-2 2020) | ZYC Energy | 2027-01-16
2024-09-20 | HBS13869 | ZYC Energy Company Ltd SIMPO 5000 (x29) w/ Noark Electrics (Shanghai) Co., Ltd. Ex9N-DH-5KT-AU (AS4777-2 2020) Eastron SDM630 MCT (40mA) Series | 148.48 |  |  | ZYC Energy Company Ltd | SIMPO 5000 | 6 | Noark Electrics (Shanghai) Co., Ltd. | Ex9N-DH-5KT-AU (AS4777-2 2020) | ZYC Energy | 2027-01-16
2024-09-20 | HBS13870 | ZYC Energy Company Ltd SIMPO 5000 (x30) w/ Noark Electrics (Shanghai) Co., Ltd. Ex9N-DH-5KT-AU (AS4777-2 2020) Eastron SDM630 MCT (40mA) Series | 153.6 |  |  | ZYC Energy Company Ltd | SIMPO 5000 | 6 | Noark Electrics (Shanghai) Co., Ltd. | Ex9N-DH-5KT-AU (AS4777-2 2020) | ZYC Energy | 2027-01-16
2024-09-20 | HBS13871 | ZYC Energy Company Ltd SIMPO 5000 (x31) w/ Noark Electrics (Shanghai) Co., Ltd. Ex9N-DH-5KT-AU (AS4777-2 2020) Eastron SDM630 MCT (40mA) Series | 158.72 |  |  | ZYC Energy Company Ltd | SIMPO 5000 | 6 | Noark Electrics (Shanghai) Co., Ltd. | Ex9N-DH-5KT-AU (AS4777-2 2020) | ZYC Energy | 2027-01-16
2024-09-20 | HBS13872 | ZYC Energy Company Ltd SIMPO 5000 (x32) w/ Noark Electrics (Shanghai) Co., Ltd. Ex9N-DH-5KT-AU (AS4777-2 2020) Eastron SDM630 MCT (40mA) Series | 163.84 |  |  | ZYC Energy Company Ltd | SIMPO 5000 | 6 | Noark Electrics (Shanghai) Co., Ltd. | Ex9N-DH-5KT-AU (AS4777-2 2020) | ZYC Energy | 2027-01-16
2024-09-20 | HBS13873 | ZYC Energy Company Ltd SIMPO 5000 (x33) w/ Noark Electrics (Shanghai) Co., Ltd. Ex9N-DH-5KT-AU (AS4777-2 2020) Eastron SDM630 MCT (40mA) Series | 168.96 |  |  | ZYC Energy Company Ltd | SIMPO 5000 | 6 | Noark Electrics (Shanghai) Co., Ltd. | Ex9N-DH-5KT-AU (AS4777-2 2020) | ZYC Energy | 2027-01-16
2024-09-20 | HBS13874 | ZYC Energy Company Ltd SIMPO 5000 (x34) w/ Noark Electrics (Shanghai) Co., Ltd. Ex9N-DH-5KT-AU (AS4777-2 2020) Eastron SDM630 MCT (40mA) Series | 174.08 |  |  | ZYC Energy Company Ltd | SIMPO 5000 | 6 | Noark Electrics (Shanghai) Co., Ltd. | Ex9N-DH-5KT-AU (AS4777-2 2020) | ZYC Energy | 2027-01-16
2024-09-20 | HBS13875 | ZYC Energy Company Ltd SIMPO 5000 (x35) w/ Noark Electrics (Shanghai) Co., Ltd. Ex9N-DH-5KT-AU (AS4777-2 2020) Eastron SDM630 MCT (40mA) Series | 179.2 |  |  | ZYC Energy Company Ltd | SIMPO 5000 | 6 | Noark Electrics (Shanghai) Co., Ltd. | Ex9N-DH-5KT-AU (AS4777-2 2020) | ZYC Energy | 2027-01-16
2024-09-20 | HBS13876 | ZYC Energy Company Ltd SIMPO 5000 (x36) w/ Noark Electrics (Shanghai) Co., Ltd. Ex9N-DH-5KT-AU (AS4777-2 2020) Eastron SDM630 MCT (40mA) Series | 184.32 |  |  | ZYC Energy Company Ltd | SIMPO 5000 | 6 | Noark Electrics (Shanghai) Co., Ltd. | Ex9N-DH-5KT-AU (AS4777-2 2020) | ZYC Energy | 2027-01-16
2024-09-20 | HBS13877 | ZYC Energy Company Ltd SIMPO 5000 (x37) w/ Noark Electrics (Shanghai) Co., Ltd. Ex9N-DH-5KT-AU (AS4777-2 2020) Eastron SDM630 MCT (40mA) Series | 189.44 |  |  | ZYC Energy Company Ltd | SIMPO 5000 | 6 | Noark Electrics (Shanghai) Co., Ltd. | Ex9N-DH-5KT-AU (AS4777-2 2020) | ZYC Energy | 2027-01-16
2024-09-20 | HBS13878 | ZYC Energy Company Ltd SIMPO 5000 (x38) w/ Noark Electrics (Shanghai) Co., Ltd. Ex9N-DH-5KT-AU (AS4777-2 2020) Eastron SDM630 MCT (40mA) Series | 194.56 |  |  | ZYC Energy Company Ltd | SIMPO 5000 | 6 | Noark Electrics (Shanghai) Co., Ltd. | Ex9N-DH-5KT-AU (AS4777-2 2020) | ZYC Energy | 2027-01-16
2024-09-20 | HBS13879 | ZYC Energy Company Ltd SIMPO 5000 (x39) w/ Noark Electrics (Shanghai) Co., Ltd. Ex9N-DH-5KT-AU (AS4777-2 2020) Eastron SDM630 MCT (40mA) Series | 199.68 |  |  | ZYC Energy Company Ltd | SIMPO 5000 | 6 | Noark Electrics (Shanghai) Co., Ltd. | Ex9N-DH-5KT-AU (AS4777-2 2020) | ZYC Energy | 2027-01-16
2024-09-20 | HBS13880 | ZYC Energy Company Ltd SIMPO 5000 (x40) w/ Noark Electrics (Shanghai) Co., Ltd. Ex9N-DH-5KT-AU (AS4777-2 2020) Eastron SDM630 MCT (40mA) Series | 204.8 |  |  | ZYC Energy Company Ltd | SIMPO 5000 | 6 | Noark Electrics (Shanghai) Co., Ltd. | Ex9N-DH-5KT-AU (AS4777-2 2020) | ZYC Energy | 2027-01-16
2024-09-20 | HBS13881 | ZYC Energy Company Ltd SIMPO 5000 (x41) w/ Noark Electrics (Shanghai) Co., Ltd. Ex9N-DH-5KT-AU (AS4777-2 2020) Eastron SDM630 MCT (40mA) Series | 209.92 |  |  | ZYC Energy Company Ltd | SIMPO 5000 | 6 | Noark Electrics (Shanghai) Co., Ltd. | Ex9N-DH-5KT-AU (AS4777-2 2020) | ZYC Energy | 2027-01-16
2024-09-20 | HBS13882 | ZYC Energy Company Ltd SIMPO 5000 (x42) w/ Noark Electrics (Shanghai) Co., Ltd. Ex9N-DH-5KT-AU (AS4777-2 2020) Eastron SDM630 MCT (40mA) Series | 215.04 |  |  | ZYC Energy Company Ltd | SIMPO 5000 | 6 | Noark Electrics (Shanghai) Co., Ltd. | Ex9N-DH-5KT-AU (AS4777-2 2020) | ZYC Energy | 2027-01-16
2024-09-20 | HBS13883 | ZYC Energy Company Ltd SIMPO 5000 (x43) w/ Noark Electrics (Shanghai) Co., Ltd. Ex9N-DH-5KT-AU (AS4777-2 2020) Eastron SDM630 MCT (40mA) Series | 220.16 |  |  | ZYC Energy Company Ltd | SIMPO 5000 | 6 | Noark Electrics (Shanghai) Co., Ltd. | Ex9N-DH-5KT-AU (AS4777-2 2020) | ZYC Energy | 2027-01-16
2024-09-20 | HBS13884 | ZYC Energy Company Ltd SIMPO 5000 (x44) w/ Noark Electrics (Shanghai) Co., Ltd. Ex9N-DH-5KT-AU (AS4777-2 2020) Eastron SDM630 MCT (40mA) Series | 225.28 |  |  | ZYC Energy Company Ltd | SIMPO 5000 | 6 | Noark Electrics (Shanghai) Co., Ltd. | Ex9N-DH-5KT-AU (AS4777-2 2020) | ZYC Energy | 2027-01-16
2024-09-20 | HBS13885 | ZYC Energy Company Ltd SIMPO 5000 (x45) w/ Noark Electrics (Shanghai) Co., Ltd. Ex9N-DH-5KT-AU (AS4777-2 2020) Eastron SDM630 MCT (40mA) Series | 230.4 |  |  | ZYC Energy Company Ltd | SIMPO 5000 | 6 | Noark Electrics (Shanghai) Co., Ltd. | Ex9N-DH-5KT-AU (AS4777-2 2020) | ZYC Energy | 2027-01-16
2024-09-20 | HBS13886 | ZYC Energy Company Ltd SIMPO 5000 (x46) w/ Noark Electrics (Shanghai) Co., Ltd. Ex9N-DH-5KT-AU (AS4777-2 2020) Eastron SDM630 MCT (40mA) Series | 235.52 |  |  | ZYC Energy Company Ltd | SIMPO 5000 | 6 | Noark Electrics (Shanghai) Co., Ltd. | Ex9N-DH-5KT-AU (AS4777-2 2020) | ZYC Energy | 2027-01-16
2024-09-20 | HBS13887 | ZYC Energy Company Ltd SIMPO 5000 (x47) w/ Noark Electrics (Shanghai) Co., Ltd. Ex9N-DH-5KT-AU (AS4777-2 2020) Eastron SDM630 MCT (40mA) Series | 240.64 |  |  | ZYC Energy Company Ltd | SIMPO 5000 | 6 | Noark Electrics (Shanghai) Co., Ltd. | Ex9N-DH-5KT-AU (AS4777-2 2020) | ZYC Energy | 2027-01-16
2024-09-20 | HBS13888 | ZYC Energy Company Ltd SIMPO 5000 (x48) w/ Noark Electrics (Shanghai) Co., Ltd. Ex9N-DH-5KT-AU (AS4777-2 2020) Eastron SDM630 MCT (40mA) Series | 245.76 |  |  | ZYC Energy Company Ltd | SIMPO 5000 | 6 | Noark Electrics (Shanghai) Co., Ltd. | Ex9N-DH-5KT-AU (AS4777-2 2020) | ZYC Energy | 2027-01-16
2024-09-20 | HBS13889 | ZYC Energy Company Ltd SIMPO 5000 (x49) w/ Noark Electrics (Shanghai) Co., Ltd. Ex9N-DH-5KT-AU (AS4777-2 2020) Eastron SDM630 MCT (40mA) Series | 250.88 |  |  | ZYC Energy Company Ltd | SIMPO 5000 | 6 | Noark Electrics (Shanghai) Co., Ltd. | Ex9N-DH-5KT-AU (AS4777-2 2020) | ZYC Energy | 2027-01-16
2024-09-20 | HBS13890 | ZYC Energy Company Ltd SIMPO 5000 (x50) w/ Noark Electrics (Shanghai) Co., Ltd. Ex9N-DH-5KT-AU (AS4777-2 2020) Eastron SDM630 MCT (40mA) Series | 256 |  |  | ZYC Energy Company Ltd | SIMPO 5000 | 6 | Noark Electrics (Shanghai) Co., Ltd. | Ex9N-DH-5KT-AU (AS4777-2 2020) | ZYC Energy | 2027-01-16
2024-09-20 | HBS13891 | ZYC Energy Company Ltd SIMPO 5000 (x51) w/ Noark Electrics (Shanghai) Co., Ltd. Ex9N-DH-5KT-AU (AS4777-2 2020) Eastron SDM630 MCT (40mA) Series | 261.12 |  |  | ZYC Energy Company Ltd | SIMPO 5000 | 6 | Noark Electrics (Shanghai) Co., Ltd. | Ex9N-DH-5KT-AU (AS4777-2 2020) | ZYC Energy | 2027-01-16
2024-09-20 | HBS13892 | ZYC Energy Company Ltd SIMPO 5000 (x52) w/ Noark Electrics (Shanghai) Co., Ltd. Ex9N-DH-5KT-AU (AS4777-2 2020) Eastron SDM630 MCT (40mA) Series | 266.24 |  |  | ZYC Energy Company Ltd | SIMPO 5000 | 6 | Noark Electrics (Shanghai) Co., Ltd. | Ex9N-DH-5KT-AU (AS4777-2 2020) | ZYC Energy | 2027-01-16
2024-09-20 | HBS13893 | ZYC Energy Company Ltd SIMPO 5000 (x53) w/ Noark Electrics (Shanghai) Co., Ltd. Ex9N-DH-5KT-AU (AS4777-2 2020) Eastron SDM630 MCT (40mA) Series | 271.36 |  |  | ZYC Energy Company Ltd | SIMPO 5000 | 6 | Noark Electrics (Shanghai) Co., Ltd. | Ex9N-DH-5KT-AU (AS4777-2 2020) | ZYC Energy | 2027-01-16
2024-09-20 | HBS13894 | ZYC Energy Company Ltd SIMPO 5000 (x54) w/ Noark Electrics (Shanghai) Co., Ltd. Ex9N-DH-5KT-AU (AS4777-2 2020) Eastron SDM630 MCT (40mA) Series | 276.48 |  |  | ZYC Energy Company Ltd | SIMPO 5000 | 6 | Noark Electrics (Shanghai) Co., Ltd. | Ex9N-DH-5KT-AU (AS4777-2 2020) | ZYC Energy | 2027-01-16
2024-09-20 | HBS13895 | ZYC Energy Company Ltd SIMPO 5000 (x55) w/ Noark Electrics (Shanghai) Co., Ltd. Ex9N-DH-5KT-AU (AS4777-2 2020) Eastron SDM630 MCT (40mA) Series | 281.6 |  |  | ZYC Energy Company Ltd | SIMPO 5000 | 6 | Noark Electrics (Shanghai) Co., Ltd. | Ex9N-DH-5KT-AU (AS4777-2 2020) | ZYC Energy | 2027-01-16
2024-09-20 | HBS13896 | ZYC Energy Company Ltd SIMPO 5000 (x56) w/ Noark Electrics (Shanghai) Co., Ltd. Ex9N-DH-5KT-AU (AS4777-2 2020) Eastron SDM630 MCT (40mA) Series | 286.72 |  |  | ZYC Energy Company Ltd | SIMPO 5000 | 6 | Noark Electrics (Shanghai) Co., Ltd. | Ex9N-DH-5KT-AU (AS4777-2 2020) | ZYC Energy | 2027-01-16
2024-09-20 | HBS13897 | ZYC Energy Company Ltd SIMPO 5000 (x57) w/ Noark Electrics (Shanghai) Co., Ltd. Ex9N-DH-5KT-AU (AS4777-2 2020) Eastron SDM630 MCT (40mA) Series | 291.84 |  |  | ZYC Energy Company Ltd | SIMPO 5000 | 6 | Noark Electrics (Shanghai) Co., Ltd. | Ex9N-DH-5KT-AU (AS4777-2 2020) | ZYC Energy | 2027-01-16
2024-09-20 | HBS13898 | ZYC Energy Company Ltd SIMPO 5000 (x58) w/ Noark Electrics (Shanghai) Co., Ltd. Ex9N-DH-5KT-AU (AS4777-2 2020) Eastron SDM630 MCT (40mA) Series | 296.96 |  |  | ZYC Energy Company Ltd | SIMPO 5000 | 6 | Noark Electrics (Shanghai) Co., Ltd. | Ex9N-DH-5KT-AU (AS4777-2 2020) | ZYC Energy | 2027-01-16
2024-09-20 | HBS13899 | ZYC Energy Company Ltd SIMPO 5000 (x59) w/ Noark Electrics (Shanghai) Co., Ltd. Ex9N-DH-5KT-AU (AS4777-2 2020) Eastron SDM630 MCT (40mA) Series | 302.08 |  |  | ZYC Energy Company Ltd | SIMPO 5000 | 6 | Noark Electrics (Shanghai) Co., Ltd. | Ex9N-DH-5KT-AU (AS4777-2 2020) | ZYC Energy | 2027-01-16
2024-09-20 | HBS13900 | ZYC Energy Company Ltd SIMPO 5000 (x60) w/ Noark Electrics (Shanghai) Co., Ltd. Ex9N-DH-5KT-AU (AS4777-2 2020) Eastron SDM630 MCT (40mA) Series | 307.2 |  |  | ZYC Energy Company Ltd | SIMPO 5000 | 6 | Noark Electrics (Shanghai) Co., Ltd. | Ex9N-DH-5KT-AU (AS4777-2 2020) | ZYC Energy | 2027-01-16
2024-09-20 | HBS13901 | ZYC Energy Company Ltd SIMPO 5000 (x61) w/ Noark Electrics (Shanghai) Co., Ltd. Ex9N-DH-5KT-AU (AS4777-2 2020) Eastron SDM630 MCT (40mA) Series | 312.32 |  |  | ZYC Energy Company Ltd | SIMPO 5000 | 6 | Noark Electrics (Shanghai) Co., Ltd. | Ex9N-DH-5KT-AU (AS4777-2 2020) | ZYC Energy | 2027-01-16
2024-09-20 | HBS13902 | ZYC Energy Company Ltd SIMPO 5000 (x62) w/ Noark Electrics (Shanghai) Co., Ltd. Ex9N-DH-5KT-AU (AS4777-2 2020) Eastron SDM630 MCT (40mA) Series | 317.44 |  |  | ZYC Energy Company Ltd | SIMPO 5000 | 6 | Noark Electrics (Shanghai) Co., Ltd. | Ex9N-DH-5KT-AU (AS4777-2 2020) | ZYC Energy | 2027-01-16
2024-09-20 | HBS13903 | ZYC Energy Company Ltd SIMPO 5000 (x63) w/ Noark Electrics (Shanghai) Co., Ltd. Ex9N-DH-5KT-AU (AS4777-2 2020) Eastron SDM630 MCT (40mA) Series | 322.56 |  |  | ZYC Energy Company Ltd | SIMPO 5000 | 6 | Noark Electrics (Shanghai) Co., Ltd. | Ex9N-DH-5KT-AU (AS4777-2 2020) | ZYC Energy | 2027-01-16
2024-09-20 | HBS13904 | ZYC Energy Company Ltd SIMPO 5000 (x64) w/ Noark Electrics (Shanghai) Co., Ltd. Ex9N-DH-5KT-AU (AS4777-2 2020) Eastron SDM630 MCT (40mA) Series | 327.68 |  |  | ZYC Energy Company Ltd | SIMPO 5000 | 6 | Noark Electrics (Shanghai) Co., Ltd. | Ex9N-DH-5KT-AU (AS4777-2 2020) | ZYC Energy | 2027-01-16
2024-09-20 | HBS13905 | ZYC Energy Company Ltd SIMPO 5000 (x2) w/ Noark Electrics (Shanghai) Co., Ltd. Ex9N-DH-6KT-AU (AS4777-2 2020) Eastron SDM630 MCT (40mA) Series | 10.24 |  |  | ZYC Energy Company Ltd | SIMPO 5000 | 6 | Noark Electrics (Shanghai) Co., Ltd. | Ex9N-DH-6KT-AU (AS4777-2 2020) | ZYC Energy | 2027-01-16
2024-09-20 | HBS13906 | ZYC Energy Company Ltd SIMPO 5000 (x3) w/ Noark Electrics (Shanghai) Co., Ltd. Ex9N-DH-6KT-AU (AS4777-2 2020) Eastron SDM630 MCT (40mA) Series | 15.36 |  |  | ZYC Energy Company Ltd | SIMPO 5000 | 6 | Noark Electrics (Shanghai) Co., Ltd. | Ex9N-DH-6KT-AU (AS4777-2 2020) | ZYC Energy | 2027-01-16
2024-09-20 | HBS13907 | ZYC Energy Company Ltd SIMPO 5000 (x4) w/ Noark Electrics (Shanghai) Co., Ltd. Ex9N-DH-6KT-AU (AS4777-2 2020) Eastron SDM630 MCT (40mA) Series | 20.48 |  |  | ZYC Energy Company Ltd | SIMPO 5000 | 6 | Noark Electrics (Shanghai) Co., Ltd. | Ex9N-DH-6KT-AU (AS4777-2 2020) | ZYC Energy | 2027-01-16
2024-09-20 | HBS13908 | ZYC Energy Company Ltd SIMPO 5000 (x5) w/ Noark Electrics (Shanghai) Co., Ltd. Ex9N-DH-6KT-AU (AS4777-2 2020) Eastron SDM630 MCT (40mA) Series | 25.6 |  |  | ZYC Energy Company Ltd | SIMPO 5000 | 6 | Noark Electrics (Shanghai) Co., Ltd. | Ex9N-DH-6KT-AU (AS4777-2 2020) | ZYC Energy | 2027-01-16
2024-09-20 | HBS13909 | ZYC Energy Company Ltd SIMPO 5000 (x6) w/ Noark Electrics (Shanghai) Co., Ltd. Ex9N-DH-6KT-AU (AS4777-2 2020) Eastron SDM630 MCT (40mA) Series | 30.72 |  |  | ZYC Energy Company Ltd | SIMPO 5000 | 6 | Noark Electrics (Shanghai) Co., Ltd. | Ex9N-DH-6KT-AU (AS4777-2 2020) | ZYC Energy | 2027-01-16
2024-09-20 | HBS13910 | ZYC Energy Company Ltd SIMPO 5000 (x7) w/ Noark Electrics (Shanghai) Co., Ltd. Ex9N-DH-6KT-AU (AS4777-2 2020) Eastron SDM630 MCT (40mA) Series | 35.84 |  |  | ZYC Energy Company Ltd | SIMPO 5000 | 6 | Noark Electrics (Shanghai) Co., Ltd. | Ex9N-DH-6KT-AU (AS4777-2 2020) | ZYC Energy | 2027-01-16
2024-09-20 | HBS13911 | ZYC Energy Company Ltd SIMPO 5000 (x8) w/ Noark Electrics (Shanghai) Co., Ltd. Ex9N-DH-6KT-AU (AS4777-2 2020) Eastron SDM630 MCT (40mA) Series | 40.96 |  |  | ZYC Energy Company Ltd | SIMPO 5000 | 6 | Noark Electrics (Shanghai) Co., Ltd. | Ex9N-DH-6KT-AU (AS4777-2 2020) | ZYC Energy | 2027-01-16
2024-09-20 | HBS13912 | ZYC Energy Company Ltd SIMPO 5000 (x9) w/ Noark Electrics (Shanghai) Co., Ltd. Ex9N-DH-6KT-AU (AS4777-2 2020) Eastron SDM630 MCT (40mA) Series | 46.08 |  |  | ZYC Energy Company Ltd | SIMPO 5000 | 6 | Noark Electrics (Shanghai) Co., Ltd. | Ex9N-DH-6KT-AU (AS4777-2 2020) | ZYC Energy | 2027-01-16
2024-09-20 | HBS13913 | ZYC Energy Company Ltd SIMPO 5000 (x10) w/ Noark Electrics (Shanghai) Co., Ltd. Ex9N-DH-6KT-AU (AS4777-2 2020) Eastron SDM630 MCT (40mA) Series | 51.2 |  |  | ZYC Energy Company Ltd | SIMPO 5000 | 6 | Noark Electrics (Shanghai) Co., Ltd. | Ex9N-DH-6KT-AU (AS4777-2 2020) | ZYC Energy | 2027-01-16
2024-09-20 | HBS13914 | ZYC Energy Company Ltd SIMPO 5000 (x11) w/ Noark Electrics (Shanghai) Co., Ltd. Ex9N-DH-6KT-AU (AS4777-2 2020) Eastron SDM630 MCT (40mA) Series | 56.32 |  |  | ZYC Energy Company Ltd | SIMPO 5000 | 6 | Noark Electrics (Shanghai) Co., Ltd. | Ex9N-DH-6KT-AU (AS4777-2 2020) | ZYC Energy | 2027-01-16
2024-09-20 | HBS13915 | ZYC Energy Company Ltd SIMPO 5000 (x12) w/ Noark Electrics (Shanghai) Co., Ltd. Ex9N-DH-6KT-AU (AS4777-2 2020) Eastron SDM630 MCT (40mA) Series | 61.44 |  |  | ZYC Energy Company Ltd | SIMPO 5000 | 6 | Noark Electrics (Shanghai) Co., Ltd. | Ex9N-DH-6KT-AU (AS4777-2 2020) | ZYC Energy | 2027-01-16
2024-09-20 | HBS13916 | ZYC Energy Company Ltd SIMPO 5000 (x13) w/ Noark Electrics (Shanghai) Co., Ltd. Ex9N-DH-6KT-AU (AS4777-2 2020) Eastron SDM630 MCT (40mA) Series | 66.56 |  |  | ZYC Energy Company Ltd | SIMPO 5000 | 6 | Noark Electrics (Shanghai) Co., Ltd. | Ex9N-DH-6KT-AU (AS4777-2 2020) | ZYC Energy | 2027-01-16
2024-09-20 | HBS13917 | ZYC Energy Company Ltd SIMPO 5000 (x14) w/ Noark Electrics (Shanghai) Co., Ltd. Ex9N-DH-6KT-AU (AS4777-2 2020) Eastron SDM630 MCT (40mA) Series | 71.68 |  |  | ZYC Energy Company Ltd | SIMPO 5000 | 6 | Noark Electrics (Shanghai) Co., Ltd. | Ex9N-DH-6KT-AU (AS4777-2 2020) | ZYC Energy | 2027-01-16
2024-09-20 | HBS13918 | ZYC Energy Company Ltd SIMPO 5000 (x15) w/ Noark Electrics (Shanghai) Co., Ltd. Ex9N-DH-6KT-AU (AS4777-2 2020) Eastron SDM630 MCT (40mA) Series | 76.8 |  |  | ZYC Energy Company Ltd | SIMPO 5000 | 6 | Noark Electrics (Shanghai) Co., Ltd. | Ex9N-DH-6KT-AU (AS4777-2 2020) | ZYC Energy | 2027-01-16
2024-09-20 | HBS13919 | ZYC Energy Company Ltd SIMPO 5000 (x16) w/ Noark Electrics (Shanghai) Co., Ltd. Ex9N-DH-6KT-AU (AS4777-2 2020) Eastron SDM630 MCT (40mA) Series | 81.92 |  |  | ZYC Energy Company Ltd | SIMPO 5000 | 6 | Noark Electrics (Shanghai) Co., Ltd. | Ex9N-DH-6KT-AU (AS4777-2 2020) | ZYC Energy | 2027-01-16
2024-09-20 | HBS13920 | ZYC Energy Company Ltd SIMPO 5000 (x17) w/ Noark Electrics (Shanghai) Co., Ltd. Ex9N-DH-6KT-AU (AS4777-2 2020) Eastron SDM630 MCT (40mA) Series | 87.04 |  |  | ZYC Energy Company Ltd | SIMPO 5000 | 6 | Noark Electrics (Shanghai) Co., Ltd. | Ex9N-DH-6KT-AU (AS4777-2 2020) | ZYC Energy | 2027-01-16
2024-09-20 | HBS13921 | ZYC Energy Company Ltd SIMPO 5000 (x18) w/ Noark Electrics (Shanghai) Co., Ltd. Ex9N-DH-6KT-AU (AS4777-2 2020) Eastron SDM630 MCT (40mA) Series | 92.16 |  |  | ZYC Energy Company Ltd | SIMPO 5000 | 6 | Noark Electrics (Shanghai) Co., Ltd. | Ex9N-DH-6KT-AU (AS4777-2 2020) | ZYC Energy | 2027-01-16
2024-09-20 | HBS13922 | ZYC Energy Company Ltd SIMPO 5000 (x19) w/ Noark Electrics (Shanghai) Co., Ltd. Ex9N-DH-6KT-AU (AS4777-2 2020) Eastron SDM630 MCT (40mA) Series | 97.28 |  |  | ZYC Energy Company Ltd | SIMPO 5000 | 6 | Noark Electrics (Shanghai) Co., Ltd. | Ex9N-DH-6KT-AU (AS4777-2 2020) | ZYC Energy | 2027-01-16
2024-09-20 | HBS13923 | ZYC Energy Company Ltd SIMPO 5000 (x20) w/ Noark Electrics (Shanghai) Co., Ltd. Ex9N-DH-6KT-AU (AS4777-2 2020) Eastron SDM630 MCT (40mA) Series | 102.4 |  |  | ZYC Energy Company Ltd | SIMPO 5000 | 6 | Noark Electrics (Shanghai) Co., Ltd. | Ex9N-DH-6KT-AU (AS4777-2 2020) | ZYC Energy | 2027-01-16
2024-09-20 | HBS13924 | ZYC Energy Company Ltd SIMPO 5000 (x21) w/ Noark Electrics (Shanghai) Co., Ltd. Ex9N-DH-6KT-AU (AS4777-2 2020) Eastron SDM630 MCT (40mA) Series | 107.52 |  |  | ZYC Energy Company Ltd | SIMPO 5000 | 6 | Noark Electrics (Shanghai) Co., Ltd. | Ex9N-DH-6KT-AU (AS4777-2 2020) | ZYC Energy | 2027-01-16
2024-09-20 | HBS13925 | ZYC Energy Company Ltd SIMPO 5000 (x22) w/ Noark Electrics (Shanghai) Co., Ltd. Ex9N-DH-6KT-AU (AS4777-2 2020) Eastron SDM630 MCT (40mA) Series | 112.64 |  |  | ZYC Energy Company Ltd | SIMPO 5000 | 6 | Noark Electrics (Shanghai) Co., Ltd. | Ex9N-DH-6KT-AU (AS4777-2 2020) | ZYC Energy | 2027-01-16
2024-09-20 | HBS13926 | ZYC Energy Company Ltd SIMPO 5000 (x23) w/ Noark Electrics (Shanghai) Co., Ltd. Ex9N-DH-6KT-AU (AS4777-2 2020) Eastron SDM630 MCT (40mA) Series | 117.76 |  |  | ZYC Energy Company Ltd | SIMPO 5000 | 6 | Noark Electrics (Shanghai) Co., Ltd. | Ex9N-DH-6KT-AU (AS4777-2 2020) | ZYC Energy | 2027-01-16
2024-09-20 | HBS13927 | ZYC Energy Company Ltd SIMPO 5000 (x24) w/ Noark Electrics (Shanghai) Co., Ltd. Ex9N-DH-6KT-AU (AS4777-2 2020) Eastron SDM630 MCT (40mA) Series | 122.88 |  |  | ZYC Energy Company Ltd | SIMPO 5000 | 6 | Noark Electrics (Shanghai) Co., Ltd. | Ex9N-DH-6KT-AU (AS4777-2 2020) | ZYC Energy | 2027-01-16
2024-09-20 | HBS13928 | ZYC Energy Company Ltd SIMPO 5000 (x25) w/ Noark Electrics (Shanghai) Co., Ltd. Ex9N-DH-6KT-AU (AS4777-2 2020) Eastron SDM630 MCT (40mA) Series | 128 |  |  | ZYC Energy Company Ltd | SIMPO 5000 | 6 | Noark Electrics (Shanghai) Co., Ltd. | Ex9N-DH-6KT-AU (AS4777-2 2020) | ZYC Energy | 2027-01-16
2024-09-20 | HBS13929 | ZYC Energy Company Ltd SIMPO 5000 (x26) w/ Noark Electrics (Shanghai) Co., Ltd. Ex9N-DH-6KT-AU (AS4777-2 2020) Eastron SDM630 MCT (40mA) Series | 133.12 |  |  | ZYC Energy Company Ltd | SIMPO 5000 | 6 | Noark Electrics (Shanghai) Co., Ltd. | Ex9N-DH-6KT-AU (AS4777-2 2020) | ZYC Energy | 2027-01-16
2024-09-20 | HBS13930 | ZYC Energy Company Ltd SIMPO 5000 (x27) w/ Noark Electrics (Shanghai) Co., Ltd. Ex9N-DH-6KT-AU (AS4777-2 2020) Eastron SDM630 MCT (40mA) Series | 138.24 |  |  | ZYC Energy Company Ltd | SIMPO 5000 | 6 | Noark Electrics (Shanghai) Co., Ltd. | Ex9N-DH-6KT-AU (AS4777-2 2020) | ZYC Energy | 2027-01-16
2024-09-20 | HBS13931 | ZYC Energy Company Ltd SIMPO 5000 (x28) w/ Noark Electrics (Shanghai) Co., Ltd. Ex9N-DH-6KT-AU (AS4777-2 2020) Eastron SDM630 MCT (40mA) Series | 143.36 |  |  | ZYC Energy Company Ltd | SIMPO 5000 | 6 | Noark Electrics (Shanghai) Co., Ltd. | Ex9N-DH-6KT-AU (AS4777-2 2020) | ZYC Energy | 2027-01-16
2024-09-20 | HBS13932 | ZYC Energy Company Ltd SIMPO 5000 (x29) w/ Noark Electrics (Shanghai) Co., Ltd. Ex9N-DH-6KT-AU (AS4777-2 2020) Eastron SDM630 MCT (40mA) Series | 148.48 |  |  | ZYC Energy Company Ltd | SIMPO 5000 | 6 | Noark Electrics (Shanghai) Co., Ltd. | Ex9N-DH-6KT-AU (AS4777-2 2020) | ZYC Energy | 2027-01-16
2024-09-20 | HBS13933 | ZYC Energy Company Ltd SIMPO 5000 (x30) w/ Noark Electrics (Shanghai) Co., Ltd. Ex9N-DH-6KT-AU (AS4777-2 2020) Eastron SDM630 MCT (40mA) Series | 153.6 |  |  | ZYC Energy Company Ltd | SIMPO 5000 | 6 | Noark Electrics (Shanghai) Co., Ltd. | Ex9N-DH-6KT-AU (AS4777-2 2020) | ZYC Energy | 2027-01-16
2024-09-20 | HBS13934 | ZYC Energy Company Ltd SIMPO 5000 (x31) w/ Noark Electrics (Shanghai) Co., Ltd. Ex9N-DH-6KT-AU (AS4777-2 2020) Eastron SDM630 MCT (40mA) Series | 158.72 |  |  | ZYC Energy Company Ltd | SIMPO 5000 | 6 | Noark Electrics (Shanghai) Co., Ltd. | Ex9N-DH-6KT-AU (AS4777-2 2020) | ZYC Energy | 2027-01-16
2024-09-20 | HBS13935 | ZYC Energy Company Ltd SIMPO 5000 (x32) w/ Noark Electrics (Shanghai) Co., Ltd. Ex9N-DH-6KT-AU (AS4777-2 2020) Eastron SDM630 MCT (40mA) Series | 163.84 |  |  | ZYC Energy Company Ltd | SIMPO 5000 | 6 | Noark Electrics (Shanghai) Co., Ltd. | Ex9N-DH-6KT-AU (AS4777-2 2020) | ZYC Energy | 2027-01-16
2024-09-20 | HBS13936 | ZYC Energy Company Ltd SIMPO 5000 (x33) w/ Noark Electrics (Shanghai) Co., Ltd. Ex9N-DH-6KT-AU (AS4777-2 2020) Eastron SDM630 MCT (40mA) Series | 168.96 |  |  | ZYC Energy Company Ltd | SIMPO 5000 | 6 | Noark Electrics (Shanghai) Co., Ltd. | Ex9N-DH-6KT-AU (AS4777-2 2020) | ZYC Energy | 2027-01-16
2024-09-20 | HBS13937 | ZYC Energy Company Ltd SIMPO 5000 (x34) w/ Noark Electrics (Shanghai) Co., Ltd. Ex9N-DH-6KT-AU (AS4777-2 2020) Eastron SDM630 MCT (40mA) Series | 174.08 |  |  | ZYC Energy Company Ltd | SIMPO 5000 | 6 | Noark Electrics (Shanghai) Co., Ltd. | Ex9N-DH-6KT-AU (AS4777-2 2020) | ZYC Energy | 2027-01-16
2024-09-20 | HBS13938 | ZYC Energy Company Ltd SIMPO 5000 (x35) w/ Noark Electrics (Shanghai) Co., Ltd. Ex9N-DH-6KT-AU (AS4777-2 2020) Eastron SDM630 MCT (40mA) Series | 179.2 |  |  | ZYC Energy Company Ltd | SIMPO 5000 | 6 | Noark Electrics (Shanghai) Co., Ltd. | Ex9N-DH-6KT-AU (AS4777-2 2020) | ZYC Energy | 2027-01-16
2024-09-20 | HBS13939 | ZYC Energy Company Ltd SIMPO 5000 (x36) w/ Noark Electrics (Shanghai) Co., Ltd. Ex9N-DH-6KT-AU (AS4777-2 2020) Eastron SDM630 MCT (40mA) Series | 184.32 |  |  | ZYC Energy Company Ltd | SIMPO 5000 | 6 | Noark Electrics (Shanghai) Co., Ltd. | Ex9N-DH-6KT-AU (AS4777-2 2020) | ZYC Energy | 2027-01-16
2024-09-20 | HBS13940 | ZYC Energy Company Ltd SIMPO 5000 (x37) w/ Noark Electrics (Shanghai) Co., Ltd. Ex9N-DH-6KT-AU (AS4777-2 2020) Eastron SDM630 MCT (40mA) Series | 189.44 |  |  | ZYC Energy Company Ltd | SIMPO 5000 | 6 | Noark Electrics (Shanghai) Co., Ltd. | Ex9N-DH-6KT-AU (AS4777-2 2020) | ZYC Energy | 2027-01-16
2024-09-20 | HBS13941 | ZYC Energy Company Ltd SIMPO 5000 (x38) w/ Noark Electrics (Shanghai) Co., Ltd. Ex9N-DH-6KT-AU (AS4777-2 2020) Eastron SDM630 MCT (40mA) Series | 194.56 |  |  | ZYC Energy Company Ltd | SIMPO 5000 | 6 | Noark Electrics (Shanghai) Co., Ltd. | Ex9N-DH-6KT-AU (AS4777-2 2020) | ZYC Energy | 2027-01-16
2024-09-20 | HBS13942 | ZYC Energy Company Ltd SIMPO 5000 (x39) w/ Noark Electrics (Shanghai) Co., Ltd. Ex9N-DH-6KT-AU (AS4777-2 2020) Eastron SDM630 MCT (40mA) Series | 199.68 |  |  | ZYC Energy Company Ltd | SIMPO 5000 | 6 | Noark Electrics (Shanghai) Co., Ltd. | Ex9N-DH-6KT-AU (AS4777-2 2020) | ZYC Energy | 2027-01-16
2024-09-20 | HBS13943 | ZYC Energy Company Ltd SIMPO 5000 (x40) w/ Noark Electrics (Shanghai) Co., Ltd. Ex9N-DH-6KT-AU (AS4777-2 2020) Eastron SDM630 MCT (40mA) Series | 204.8 |  |  | ZYC Energy Company Ltd | SIMPO 5000 | 6 | Noark Electrics (Shanghai) Co., Ltd. | Ex9N-DH-6KT-AU (AS4777-2 2020) | ZYC Energy | 2027-01-16
2024-09-20 | HBS13944 | ZYC Energy Company Ltd SIMPO 5000 (x41) w/ Noark Electrics (Shanghai) Co., Ltd. Ex9N-DH-6KT-AU (AS4777-2 2020) Eastron SDM630 MCT (40mA) Series | 209.92 |  |  | ZYC Energy Company Ltd | SIMPO 5000 | 6 | Noark Electrics (Shanghai) Co., Ltd. | Ex9N-DH-6KT-AU (AS4777-2 2020) | ZYC Energy | 2027-01-16
2024-09-20 | HBS13945 | ZYC Energy Company Ltd SIMPO 5000 (x42) w/ Noark Electrics (Shanghai) Co., Ltd. Ex9N-DH-6KT-AU (AS4777-2 2020) Eastron SDM630 MCT (40mA) Series | 215.04 |  |  | ZYC Energy Company Ltd | SIMPO 5000 | 6 | Noark Electrics (Shanghai) Co., Ltd. | Ex9N-DH-6KT-AU (AS4777-2 2020) | ZYC Energy | 2027-01-16
2024-09-20 | HBS13946 | ZYC Energy Company Ltd SIMPO 5000 (x43) w/ Noark Electrics (Shanghai) Co., Ltd. Ex9N-DH-6KT-AU (AS4777-2 2020) Eastron SDM630 MCT (40mA) Series | 220.16 |  |  | ZYC Energy Company Ltd | SIMPO 5000 | 6 | Noark Electrics (Shanghai) Co., Ltd. | Ex9N-DH-6KT-AU (AS4777-2 2020) | ZYC Energy | 2027-01-16
2024-09-20 | HBS13947 | ZYC Energy Company Ltd SIMPO 5000 (x44) w/ Noark Electrics (Shanghai) Co., Ltd. Ex9N-DH-6KT-AU (AS4777-2 2020) Eastron SDM630 MCT (40mA) Series | 225.28 |  |  | ZYC Energy Company Ltd | SIMPO 5000 | 6 | Noark Electrics (Shanghai) Co., Ltd. | Ex9N-DH-6KT-AU (AS4777-2 2020) | ZYC Energy | 2027-01-16
2024-09-20 | HBS13948 | ZYC Energy Company Ltd SIMPO 5000 (x45) w/ Noark Electrics (Shanghai) Co., Ltd. Ex9N-DH-6KT-AU (AS4777-2 2020) Eastron SDM630 MCT (40mA) Series | 230.4 |  |  | ZYC Energy Company Ltd | SIMPO 5000 | 6 | Noark Electrics (Shanghai) Co., Ltd. | Ex9N-DH-6KT-AU (AS4777-2 2020) | ZYC Energy | 2027-01-16
2024-09-20 | HBS13949 | ZYC Energy Company Ltd SIMPO 5000 (x46) w/ Noark Electrics (Shanghai) Co., Ltd. Ex9N-DH-6KT-AU (AS4777-2 2020) Eastron SDM630 MCT (40mA) Series | 235.52 |  |  | ZYC Energy Company Ltd | SIMPO 5000 | 6 | Noark Electrics (Shanghai) Co., Ltd. | Ex9N-DH-6KT-AU (AS4777-2 2020) | ZYC Energy | 2027-01-16
2024-09-20 | HBS13950 | ZYC Energy Company Ltd SIMPO 5000 (x47) w/ Noark Electrics (Shanghai) Co., Ltd. Ex9N-DH-6KT-AU (AS4777-2 2020) Eastron SDM630 MCT (40mA) Series | 240.64 |  |  | ZYC Energy Company Ltd | SIMPO 5000 | 6 | Noark Electrics (Shanghai) Co., Ltd. | Ex9N-DH-6KT-AU (AS4777-2 2020) | ZYC Energy | 2027-01-16
2024-09-20 | HBS13951 | ZYC Energy Company Ltd SIMPO 5000 (x48) w/ Noark Electrics (Shanghai) Co., Ltd. Ex9N-DH-6KT-AU (AS4777-2 2020) Eastron SDM630 MCT (40mA) Series | 245.76 |  |  | ZYC Energy Company Ltd | SIMPO 5000 | 6 | Noark Electrics (Shanghai) Co., Ltd. | Ex9N-DH-6KT-AU (AS4777-2 2020) | ZYC Energy | 2027-01-16
2024-09-20 | HBS13952 | ZYC Energy Company Ltd SIMPO 5000 (x49) w/ Noark Electrics (Shanghai) Co., Ltd. Ex9N-DH-6KT-AU (AS4777-2 2020) Eastron SDM630 MCT (40mA) Series | 250.88 |  |  | ZYC Energy Company Ltd | SIMPO 5000 | 6 | Noark Electrics (Shanghai) Co., Ltd. | Ex9N-DH-6KT-AU (AS4777-2 2020) | ZYC Energy | 2027-01-16
2024-09-20 | HBS13953 | ZYC Energy Company Ltd SIMPO 5000 (x50) w/ Noark Electrics (Shanghai) Co., Ltd. Ex9N-DH-6KT-AU (AS4777-2 2020) Eastron SDM630 MCT (40mA) Series | 256 |  |  | ZYC Energy Company Ltd | SIMPO 5000 | 6 | Noark Electrics (Shanghai) Co., Ltd. | Ex9N-DH-6KT-AU (AS4777-2 2020) | ZYC Energy | 2027-01-16
2024-09-20 | HBS13954 | ZYC Energy Company Ltd SIMPO 5000 (x51) w/ Noark Electrics (Shanghai) Co., Ltd. Ex9N-DH-6KT-AU (AS4777-2 2020) Eastron SDM630 MCT (40mA) Series | 261.12 |  |  | ZYC Energy Company Ltd | SIMPO 5000 | 6 | Noark Electrics (Shanghai) Co., Ltd. | Ex9N-DH-6KT-AU (AS4777-2 2020) | ZYC Energy | 2027-01-16
2024-09-20 | HBS13955 | ZYC Energy Company Ltd SIMPO 5000 (x52) w/ Noark Electrics (Shanghai) Co., Ltd. Ex9N-DH-6KT-AU (AS4777-2 2020) Eastron SDM630 MCT (40mA) Series | 266.24 |  |  | ZYC Energy Company Ltd | SIMPO 5000 | 6 | Noark Electrics (Shanghai) Co., Ltd. | Ex9N-DH-6KT-AU (AS4777-2 2020) | ZYC Energy | 2027-01-16
2024-09-20 | HBS13956 | ZYC Energy Company Ltd SIMPO 5000 (x53) w/ Noark Electrics (Shanghai) Co., Ltd. Ex9N-DH-6KT-AU (AS4777-2 2020) Eastron SDM630 MCT (40mA) Series | 271.36 |  |  | ZYC Energy Company Ltd | SIMPO 5000 | 6 | Noark Electrics (Shanghai) Co., Ltd. | Ex9N-DH-6KT-AU (AS4777-2 2020) | ZYC Energy | 2027-01-16
2024-09-20 | HBS13957 | ZYC Energy Company Ltd SIMPO 5000 (x54) w/ Noark Electrics (Shanghai) Co., Ltd. Ex9N-DH-6KT-AU (AS4777-2 2020) Eastron SDM630 MCT (40mA) Series | 276.48 |  |  | ZYC Energy Company Ltd | SIMPO 5000 | 6 | Noark Electrics (Shanghai) Co., Ltd. | Ex9N-DH-6KT-AU (AS4777-2 2020) | ZYC Energy | 2027-01-16
2024-09-20 | HBS13958 | ZYC Energy Company Ltd SIMPO 5000 (x55) w/ Noark Electrics (Shanghai) Co., Ltd. Ex9N-DH-6KT-AU (AS4777-2 2020) Eastron SDM630 MCT (40mA) Series | 281.6 |  |  | ZYC Energy Company Ltd | SIMPO 5000 | 6 | Noark Electrics (Shanghai) Co., Ltd. | Ex9N-DH-6KT-AU (AS4777-2 2020) | ZYC Energy | 2027-01-16
2024-09-20 | HBS13959 | ZYC Energy Company Ltd SIMPO 5000 (x56) w/ Noark Electrics (Shanghai) Co., Ltd. Ex9N-DH-6KT-AU (AS4777-2 2020) Eastron SDM630 MCT (40mA) Series | 286.72 |  |  | ZYC Energy Company Ltd | SIMPO 5000 | 6 | Noark Electrics (Shanghai) Co., Ltd. | Ex9N-DH-6KT-AU (AS4777-2 2020) | ZYC Energy | 2027-01-16
2024-09-20 | HBS13960 | ZYC Energy Company Ltd SIMPO 5000 (x57) w/ Noark Electrics (Shanghai) Co., Ltd. Ex9N-DH-6KT-AU (AS4777-2 2020) Eastron SDM630 MCT (40mA) Series | 291.84 |  |  | ZYC Energy Company Ltd | SIMPO 5000 | 6 | Noark Electrics (Shanghai) Co., Ltd. | Ex9N-DH-6KT-AU (AS4777-2 2020) | ZYC Energy | 2027-01-16
2024-09-20 | HBS13961 | ZYC Energy Company Ltd SIMPO 5000 (x58) w/ Noark Electrics (Shanghai) Co., Ltd. Ex9N-DH-6KT-AU (AS4777-2 2020) Eastron SDM630 MCT (40mA) Series | 296.96 |  |  | ZYC Energy Company Ltd | SIMPO 5000 | 6 | Noark Electrics (Shanghai) Co., Ltd. | Ex9N-DH-6KT-AU (AS4777-2 2020) | ZYC Energy | 2027-01-16
2024-09-20 | HBS13962 | ZYC Energy Company Ltd SIMPO 5000 (x59) w/ Noark Electrics (Shanghai) Co., Ltd. Ex9N-DH-6KT-AU (AS4777-2 2020) Eastron SDM630 MCT (40mA) Series | 302.08 |  |  | ZYC Energy Company Ltd | SIMPO 5000 | 6 | Noark Electrics (Shanghai) Co., Ltd. | Ex9N-DH-6KT-AU (AS4777-2 2020) | ZYC Energy | 2027-01-16
2024-09-20 | HBS13963 | ZYC Energy Company Ltd SIMPO 5000 (x60) w/ Noark Electrics (Shanghai) Co., Ltd. Ex9N-DH-6KT-AU (AS4777-2 2020) Eastron SDM630 MCT (40mA) Series | 307.2 |  |  | ZYC Energy Company Ltd | SIMPO 5000 | 6 | Noark Electrics (Shanghai) Co., Ltd. | Ex9N-DH-6KT-AU (AS4777-2 2020) | ZYC Energy | 2027-01-16
2024-09-20 | HBS13964 | ZYC Energy Company Ltd SIMPO 5000 (x61) w/ Noark Electrics (Shanghai) Co., Ltd. Ex9N-DH-6KT-AU (AS4777-2 2020) Eastron SDM630 MCT (40mA) Series | 312.32 |  |  | ZYC Energy Company Ltd | SIMPO 5000 | 6 | Noark Electrics (Shanghai) Co., Ltd. | Ex9N-DH-6KT-AU (AS4777-2 2020) | ZYC Energy | 2027-01-16
2024-09-20 | HBS13965 | ZYC Energy Company Ltd SIMPO 5000 (x62) w/ Noark Electrics (Shanghai) Co., Ltd. Ex9N-DH-6KT-AU (AS4777-2 2020) Eastron SDM630 MCT (40mA) Series | 317.44 |  |  | ZYC Energy Company Ltd | SIMPO 5000 | 6 | Noark Electrics (Shanghai) Co., Ltd. | Ex9N-DH-6KT-AU (AS4777-2 2020) | ZYC Energy | 2027-01-16
2024-09-20 | HBS13966 | ZYC Energy Company Ltd SIMPO 5000 (x63) w/ Noark Electrics (Shanghai) Co., Ltd. Ex9N-DH-6KT-AU (AS4777-2 2020) Eastron SDM630 MCT (40mA) Series | 322.56 |  |  | ZYC Energy Company Ltd | SIMPO 5000 | 6 | Noark Electrics (Shanghai) Co., Ltd. | Ex9N-DH-6KT-AU (AS4777-2 2020) | ZYC Energy | 2027-01-16
2024-09-20 | HBS13967 | ZYC Energy Company Ltd SIMPO 5000 (x64) w/ Noark Electrics (Shanghai) Co., Ltd. Ex9N-DH-6KT-AU (AS4777-2 2020) Eastron SDM630 MCT (40mA) Series | 327.68 |  |  | ZYC Energy Company Ltd | SIMPO 5000 | 6 | Noark Electrics (Shanghai) Co., Ltd. | Ex9N-DH-6KT-AU (AS4777-2 2020) | ZYC Energy | 2027-01-16
2024-09-20 | HBS13968 | ZYC Energy Company Ltd SIMPO 5000 (x2) w/ Noark Electrics (Shanghai) Co., Ltd. Ex9N-DH-8KT-AU (AS4777-2 2020) Eastron SDM630 MCT (40mA) Series | 10.24 |  |  | ZYC Energy Company Ltd | SIMPO 5000 | 6 | Noark Electrics (Shanghai) Co., Ltd. | Ex9N-DH-8KT-AU (AS4777-2 2020) | ZYC Energy | 2027-01-16
2024-09-20 | HBS13969 | ZYC Energy Company Ltd SIMPO 5000 (x3) w/ Noark Electrics (Shanghai) Co., Ltd. Ex9N-DH-8KT-AU (AS4777-2 2020) Eastron SDM630 MCT (40mA) Series | 15.36 |  |  | ZYC Energy Company Ltd | SIMPO 5000 | 6 | Noark Electrics (Shanghai) Co., Ltd. | Ex9N-DH-8KT-AU (AS4777-2 2020) | ZYC Energy | 2027-01-16
2024-09-20 | HBS13970 | ZYC Energy Company Ltd SIMPO 5000 (x4) w/ Noark Electrics (Shanghai) Co., Ltd. Ex9N-DH-8KT-AU (AS4777-2 2020) Eastron SDM630 MCT (40mA) Series | 20.48 |  |  | ZYC Energy Company Ltd | SIMPO 5000 | 6 | Noark Electrics (Shanghai) Co., Ltd. | Ex9N-DH-8KT-AU (AS4777-2 2020) | ZYC Energy | 2027-01-16
2024-09-20 | HBS13971 | ZYC Energy Company Ltd SIMPO 5000 (x5) w/ Noark Electrics (Shanghai) Co., Ltd. Ex9N-DH-8KT-AU (AS4777-2 2020) Eastron SDM630 MCT (40mA) Series | 25.6 |  |  | ZYC Energy Company Ltd | SIMPO 5000 | 6 | Noark Electrics (Shanghai) Co., Ltd. | Ex9N-DH-8KT-AU (AS4777-2 2020) | ZYC Energy | 2027-01-16
2024-09-20 | HBS13972 | ZYC Energy Company Ltd SIMPO 5000 (x6) w/ Noark Electrics (Shanghai) Co., Ltd. Ex9N-DH-8KT-AU (AS4777-2 2020) Eastron SDM630 MCT (40mA) Series | 30.72 |  |  | ZYC Energy Company Ltd | SIMPO 5000 | 6 | Noark Electrics (Shanghai) Co., Ltd. | Ex9N-DH-8KT-AU (AS4777-2 2020) | ZYC Energy | 2027-01-16
2024-09-20 | HBS13973 | ZYC Energy Company Ltd SIMPO 5000 (x7) w/ Noark Electrics (Shanghai) Co., Ltd. Ex9N-DH-8KT-AU (AS4777-2 2020) Eastron SDM630 MCT (40mA) Series | 35.84 |  |  | ZYC Energy Company Ltd | SIMPO 5000 | 6 | Noark Electrics (Shanghai) Co., Ltd. | Ex9N-DH-8KT-AU (AS4777-2 2020) | ZYC Energy | 2027-01-16
2024-09-20 | HBS13974 | ZYC Energy Company Ltd SIMPO 5000 (x8) w/ Noark Electrics (Shanghai) Co., Ltd. Ex9N-DH-8KT-AU (AS4777-2 2020) Eastron SDM630 MCT (40mA) Series | 40.96 |  |  | ZYC Energy Company Ltd | SIMPO 5000 | 6 | Noark Electrics (Shanghai) Co., Ltd. | Ex9N-DH-8KT-AU (AS4777-2 2020) | ZYC Energy | 2027-01-16
2024-09-20 | HBS13975 | ZYC Energy Company Ltd SIMPO 5000 (x9) w/ Noark Electrics (Shanghai) Co., Ltd. Ex9N-DH-8KT-AU (AS4777-2 2020) Eastron SDM630 MCT (40mA) Series | 46.08 |  |  | ZYC Energy Company Ltd | SIMPO 5000 | 6 | Noark Electrics (Shanghai) Co., Ltd. | Ex9N-DH-8KT-AU (AS4777-2 2020) | ZYC Energy | 2027-01-16
2024-09-20 | HBS13976 | ZYC Energy Company Ltd SIMPO 5000 (x10) w/ Noark Electrics (Shanghai) Co., Ltd. Ex9N-DH-8KT-AU (AS4777-2 2020) Eastron SDM630 MCT (40mA) Series | 51.2 |  |  | ZYC Energy Company Ltd | SIMPO 5000 | 6 | Noark Electrics (Shanghai) Co., Ltd. | Ex9N-DH-8KT-AU (AS4777-2 2020) | ZYC Energy | 2027-01-16
2024-09-20 | HBS13977 | ZYC Energy Company Ltd SIMPO 5000 (x11) w/ Noark Electrics (Shanghai) Co., Ltd. Ex9N-DH-8KT-AU (AS4777-2 2020) Eastron SDM630 MCT (40mA) Series | 56.32 |  |  | ZYC Energy Company Ltd | SIMPO 5000 | 6 | Noark Electrics (Shanghai) Co., Ltd. | Ex9N-DH-8KT-AU (AS4777-2 2020) | ZYC Energy | 2027-01-16
2024-09-20 | HBS13978 | ZYC Energy Company Ltd SIMPO 5000 (x12) w/ Noark Electrics (Shanghai) Co., Ltd. Ex9N-DH-8KT-AU (AS4777-2 2020) Eastron SDM630 MCT (40mA) Series | 61.44 |  |  | ZYC Energy Company Ltd | SIMPO 5000 | 6 | Noark Electrics (Shanghai) Co., Ltd. | Ex9N-DH-8KT-AU (AS4777-2 2020) | ZYC Energy | 2027-01-16
2024-09-20 | HBS13979 | ZYC Energy Company Ltd SIMPO 5000 (x13) w/ Noark Electrics (Shanghai) Co., Ltd. Ex9N-DH-8KT-AU (AS4777-2 2020) Eastron SDM630 MCT (40mA) Series | 66.56 |  |  | ZYC Energy Company Ltd | SIMPO 5000 | 6 | Noark Electrics (Shanghai) Co., Ltd. | Ex9N-DH-8KT-AU (AS4777-2 2020) | ZYC Energy | 2027-01-16
2024-09-20 | HBS13980 | ZYC Energy Company Ltd SIMPO 5000 (x14) w/ Noark Electrics (Shanghai) Co., Ltd. Ex9N-DH-8KT-AU (AS4777-2 2020) Eastron SDM630 MCT (40mA) Series | 71.68 |  |  | ZYC Energy Company Ltd | SIMPO 5000 | 6 | Noark Electrics (Shanghai) Co., Ltd. | Ex9N-DH-8KT-AU (AS4777-2 2020) | ZYC Energy | 2027-01-16
2024-09-20 | HBS13981 | ZYC Energy Company Ltd SIMPO 5000 (x15) w/ Noark Electrics (Shanghai) Co., Ltd. Ex9N-DH-8KT-AU (AS4777-2 2020) Eastron SDM630 MCT (40mA) Series | 76.8 |  |  | ZYC Energy Company Ltd | SIMPO 5000 | 6 | Noark Electrics (Shanghai) Co., Ltd. | Ex9N-DH-8KT-AU (AS4777-2 2020) | ZYC Energy | 2027-01-16
2024-09-20 | HBS13982 | ZYC Energy Company Ltd SIMPO 5000 (x16) w/ Noark Electrics (Shanghai) Co., Ltd. Ex9N-DH-8KT-AU (AS4777-2 2020) Eastron SDM630 MCT (40mA) Series | 81.92 |  |  | ZYC Energy Company Ltd | SIMPO 5000 | 6 | Noark Electrics (Shanghai) Co., Ltd. | Ex9N-DH-8KT-AU (AS4777-2 2020) | ZYC Energy | 2027-01-16
2024-09-20 | HBS13983 | ZYC Energy Company Ltd SIMPO 5000 (x17) w/ Noark Electrics (Shanghai) Co., Ltd. Ex9N-DH-8KT-AU (AS4777-2 2020) Eastron SDM630 MCT (40mA) Series | 87.04 |  |  | ZYC Energy Company Ltd | SIMPO 5000 | 6 | Noark Electrics (Shanghai) Co., Ltd. | Ex9N-DH-8KT-AU (AS4777-2 2020) | ZYC Energy | 2027-01-16
2024-09-20 | HBS13984 | ZYC Energy Company Ltd SIMPO 5000 (x18) w/ Noark Electrics (Shanghai) Co., Ltd. Ex9N-DH-8KT-AU (AS4777-2 2020) Eastron SDM630 MCT (40mA) Series | 92.16 |  |  | ZYC Energy Company Ltd | SIMPO 5000 | 6 | Noark Electrics (Shanghai) Co., Ltd. | Ex9N-DH-8KT-AU (AS4777-2 2020) | ZYC Energy | 2027-01-16
2024-09-20 | HBS13985 | ZYC Energy Company Ltd SIMPO 5000 (x19) w/ Noark Electrics (Shanghai) Co., Ltd. Ex9N-DH-8KT-AU (AS4777-2 2020) Eastron SDM630 MCT (40mA) Series | 97.28 |  |  | ZYC Energy Company Ltd | SIMPO 5000 | 6 | Noark Electrics (Shanghai) Co., Ltd. | Ex9N-DH-8KT-AU (AS4777-2 2020) | ZYC Energy | 2027-01-16
2024-09-20 | HBS13986 | ZYC Energy Company Ltd SIMPO 5000 (x20) w/ Noark Electrics (Shanghai) Co., Ltd. Ex9N-DH-8KT-AU (AS4777-2 2020) Eastron SDM630 MCT (40mA) Series | 102.4 |  |  | ZYC Energy Company Ltd | SIMPO 5000 | 6 | Noark Electrics (Shanghai) Co., Ltd. | Ex9N-DH-8KT-AU (AS4777-2 2020) | ZYC Energy | 2027-01-16
2024-09-20 | HBS13987 | ZYC Energy Company Ltd SIMPO 5000 (x21) w/ Noark Electrics (Shanghai) Co., Ltd. Ex9N-DH-8KT-AU (AS4777-2 2020) Eastron SDM630 MCT (40mA) Series | 107.52 |  |  | ZYC Energy Company Ltd | SIMPO 5000 | 6 | Noark Electrics (Shanghai) Co., Ltd. | Ex9N-DH-8KT-AU (AS4777-2 2020) | ZYC Energy | 2027-01-16
2024-09-20 | HBS13988 | ZYC Energy Company Ltd SIMPO 5000 (x22) w/ Noark Electrics (Shanghai) Co., Ltd. Ex9N-DH-8KT-AU (AS4777-2 2020) Eastron SDM630 MCT (40mA) Series | 112.64 |  |  | ZYC Energy Company Ltd | SIMPO 5000 | 6 | Noark Electrics (Shanghai) Co., Ltd. | Ex9N-DH-8KT-AU (AS4777-2 2020) | ZYC Energy | 2027-01-16
2024-09-20 | HBS13989 | ZYC Energy Company Ltd SIMPO 5000 (x23) w/ Noark Electrics (Shanghai) Co., Ltd. Ex9N-DH-8KT-AU (AS4777-2 2020) Eastron SDM630 MCT (40mA) Series | 117.76 |  |  | ZYC Energy Company Ltd | SIMPO 5000 | 6 | Noark Electrics (Shanghai) Co., Ltd. | Ex9N-DH-8KT-AU (AS4777-2 2020) | ZYC Energy | 2027-01-16
2024-09-20 | HBS13990 | ZYC Energy Company Ltd SIMPO 5000 (x24) w/ Noark Electrics (Shanghai) Co., Ltd. Ex9N-DH-8KT-AU (AS4777-2 2020) Eastron SDM630 MCT (40mA) Series | 122.88 |  |  | ZYC Energy Company Ltd | SIMPO 5000 | 6 | Noark Electrics (Shanghai) Co., Ltd. | Ex9N-DH-8KT-AU (AS4777-2 2020) | ZYC Energy | 2027-01-16
2024-09-20 | HBS13991 | ZYC Energy Company Ltd SIMPO 5000 (x25) w/ Noark Electrics (Shanghai) Co., Ltd. Ex9N-DH-8KT-AU (AS4777-2 2020) Eastron SDM630 MCT (40mA) Series | 128 |  |  | ZYC Energy Company Ltd | SIMPO 5000 | 6 | Noark Electrics (Shanghai) Co., Ltd. | Ex9N-DH-8KT-AU (AS4777-2 2020) | ZYC Energy | 2027-01-16
2024-09-20 | HBS13992 | ZYC Energy Company Ltd SIMPO 5000 (x26) w/ Noark Electrics (Shanghai) Co., Ltd. Ex9N-DH-8KT-AU (AS4777-2 2020) Eastron SDM630 MCT (40mA) Series | 133.12 |  |  | ZYC Energy Company Ltd | SIMPO 5000 | 6 | Noark Electrics (Shanghai) Co., Ltd. | Ex9N-DH-8KT-AU (AS4777-2 2020) | ZYC Energy | 2027-01-16
2024-09-20 | HBS13993 | ZYC Energy Company Ltd SIMPO 5000 (x27) w/ Noark Electrics (Shanghai) Co., Ltd. Ex9N-DH-8KT-AU (AS4777-2 2020) Eastron SDM630 MCT (40mA) Series | 138.24 |  |  | ZYC Energy Company Ltd | SIMPO 5000 | 6 | Noark Electrics (Shanghai) Co., Ltd. | Ex9N-DH-8KT-AU (AS4777-2 2020) | ZYC Energy | 2027-01-16
2024-09-20 | HBS13994 | ZYC Energy Company Ltd SIMPO 5000 (x28) w/ Noark Electrics (Shanghai) Co., Ltd. Ex9N-DH-8KT-AU (AS4777-2 2020) Eastron SDM630 MCT (40mA) Series | 143.36 |  |  | ZYC Energy Company Ltd | SIMPO 5000 | 6 | Noark Electrics (Shanghai) Co., Ltd. | Ex9N-DH-8KT-AU (AS4777-2 2020) | ZYC Energy | 2027-01-16
2024-09-20 | HBS13995 | ZYC Energy Company Ltd SIMPO 5000 (x29) w/ Noark Electrics (Shanghai) Co., Ltd. Ex9N-DH-8KT-AU (AS4777-2 2020) Eastron SDM630 MCT (40mA) Series | 148.48 |  |  | ZYC Energy Company Ltd | SIMPO 5000 | 6 | Noark Electrics (Shanghai) Co., Ltd. | Ex9N-DH-8KT-AU (AS4777-2 2020) | ZYC Energy | 2027-01-16
2024-09-20 | HBS13996 | ZYC Energy Company Ltd SIMPO 5000 (x30) w/ Noark Electrics (Shanghai) Co., Ltd. Ex9N-DH-8KT-AU (AS4777-2 2020) Eastron SDM630 MCT (40mA) Series | 153.6 |  |  | ZYC Energy Company Ltd | SIMPO 5000 | 6 | Noark Electrics (Shanghai) Co., Ltd. | Ex9N-DH-8KT-AU (AS4777-2 2020) | ZYC Energy | 2027-01-16
2024-09-20 | HBS13997 | ZYC Energy Company Ltd SIMPO 5000 (x31) w/ Noark Electrics (Shanghai) Co., Ltd. Ex9N-DH-8KT-AU (AS4777-2 2020) Eastron SDM630 MCT (40mA) Series | 158.72 |  |  | ZYC Energy Company Ltd | SIMPO 5000 | 6 | Noark Electrics (Shanghai) Co., Ltd. | Ex9N-DH-8KT-AU (AS4777-2 2020) | ZYC Energy | 2027-01-16
2024-09-20 | HBS13998 | ZYC Energy Company Ltd SIMPO 5000 (x32) w/ Noark Electrics (Shanghai) Co., Ltd. Ex9N-DH-8KT-AU (AS4777-2 2020) Eastron SDM630 MCT (40mA) Series | 163.84 |  |  | ZYC Energy Company Ltd | SIMPO 5000 | 6 | Noark Electrics (Shanghai) Co., Ltd. | Ex9N-DH-8KT-AU (AS4777-2 2020) | ZYC Energy | 2027-01-16
2024-09-20 | HBS13999 | ZYC Energy Company Ltd SIMPO 5000 (x33) w/ Noark Electrics (Shanghai) Co., Ltd. Ex9N-DH-8KT-AU (AS4777-2 2020) Eastron SDM630 MCT (40mA) Series | 168.96 |  |  | ZYC Energy Company Ltd | SIMPO 5000 | 6 | Noark Electrics (Shanghai) Co., Ltd. | Ex9N-DH-8KT-AU (AS4777-2 2020) | ZYC Energy | 2027-01-16
2024-09-20 | HBS14000 | ZYC Energy Company Ltd SIMPO 5000 (x34) w/ Noark Electrics (Shanghai) Co., Ltd. Ex9N-DH-8KT-AU (AS4777-2 2020) Eastron SDM630 MCT (40mA) Series | 174.08 |  |  | ZYC Energy Company Ltd | SIMPO 5000 | 6 | Noark Electrics (Shanghai) Co., Ltd. | Ex9N-DH-8KT-AU (AS4777-2 2020) | ZYC Energy | 2027-01-16
2024-09-20 | HBS14001 | ZYC Energy Company Ltd SIMPO 5000 (x35) w/ Noark Electrics (Shanghai) Co., Ltd. Ex9N-DH-8KT-AU (AS4777-2 2020) Eastron SDM630 MCT (40mA) Series | 179.2 |  |  | ZYC Energy Company Ltd | SIMPO 5000 | 6 | Noark Electrics (Shanghai) Co., Ltd. | Ex9N-DH-8KT-AU (AS4777-2 2020) | ZYC Energy | 2027-01-16
2024-09-20 | HBS14002 | ZYC Energy Company Ltd SIMPO 5000 (x36) w/ Noark Electrics (Shanghai) Co., Ltd. Ex9N-DH-8KT-AU (AS4777-2 2020) Eastron SDM630 MCT (40mA) Series | 184.32 |  |  | ZYC Energy Company Ltd | SIMPO 5000 | 6 | Noark Electrics (Shanghai) Co., Ltd. | Ex9N-DH-8KT-AU (AS4777-2 2020) | ZYC Energy | 2027-01-16
2024-09-20 | HBS14003 | ZYC Energy Company Ltd SIMPO 5000 (x37) w/ Noark Electrics (Shanghai) Co., Ltd. Ex9N-DH-8KT-AU (AS4777-2 2020) Eastron SDM630 MCT (40mA) Series | 189.44 |  |  | ZYC Energy Company Ltd | SIMPO 5000 | 6 | Noark Electrics (Shanghai) Co., Ltd. | Ex9N-DH-8KT-AU (AS4777-2 2020) | ZYC Energy | 2027-01-16
2024-09-20 | HBS14004 | ZYC Energy Company Ltd SIMPO 5000 (x38) w/ Noark Electrics (Shanghai) Co., Ltd. Ex9N-DH-8KT-AU (AS4777-2 2020) Eastron SDM630 MCT (40mA) Series | 194.56 |  |  | ZYC Energy Company Ltd | SIMPO 5000 | 6 | Noark Electrics (Shanghai) Co., Ltd. | Ex9N-DH-8KT-AU (AS4777-2 2020) | ZYC Energy | 2027-01-16
2024-09-20 | HBS14005 | ZYC Energy Company Ltd SIMPO 5000 (x39) w/ Noark Electrics (Shanghai) Co., Ltd. Ex9N-DH-8KT-AU (AS4777-2 2020) Eastron SDM630 MCT (40mA) Series | 199.68 |  |  | ZYC Energy Company Ltd | SIMPO 5000 | 6 | Noark Electrics (Shanghai) Co., Ltd. | Ex9N-DH-8KT-AU (AS4777-2 2020) | ZYC Energy | 2027-01-16
2024-09-20 | HBS14006 | ZYC Energy Company Ltd SIMPO 5000 (x40) w/ Noark Electrics (Shanghai) Co., Ltd. Ex9N-DH-8KT-AU (AS4777-2 2020) Eastron SDM630 MCT (40mA) Series | 204.8 |  |  | ZYC Energy Company Ltd | SIMPO 5000 | 6 | Noark Electrics (Shanghai) Co., Ltd. | Ex9N-DH-8KT-AU (AS4777-2 2020) | ZYC Energy | 2027-01-16
2024-09-20 | HBS14007 | ZYC Energy Company Ltd SIMPO 5000 (x41) w/ Noark Electrics (Shanghai) Co., Ltd. Ex9N-DH-8KT-AU (AS4777-2 2020) Eastron SDM630 MCT (40mA) Series | 209.92 |  |  | ZYC Energy Company Ltd | SIMPO 5000 | 6 | Noark Electrics (Shanghai) Co., Ltd. | Ex9N-DH-8KT-AU (AS4777-2 2020) | ZYC Energy | 2027-01-16
2024-09-20 | HBS14008 | ZYC Energy Company Ltd SIMPO 5000 (x42) w/ Noark Electrics (Shanghai) Co., Ltd. Ex9N-DH-8KT-AU (AS4777-2 2020) Eastron SDM630 MCT (40mA) Series | 215.04 |  |  | ZYC Energy Company Ltd | SIMPO 5000 | 6 | Noark Electrics (Shanghai) Co., Ltd. | Ex9N-DH-8KT-AU (AS4777-2 2020) | ZYC Energy | 2027-01-16
2024-09-20 | HBS14009 | ZYC Energy Company Ltd SIMPO 5000 (x43) w/ Noark Electrics (Shanghai) Co., Ltd. Ex9N-DH-8KT-AU (AS4777-2 2020) Eastron SDM630 MCT (40mA) Series | 220.16 |  |  | ZYC Energy Company Ltd | SIMPO 5000 | 6 | Noark Electrics (Shanghai) Co., Ltd. | Ex9N-DH-8KT-AU (AS4777-2 2020) | ZYC Energy | 2027-01-16
2024-09-20 | HBS14010 | ZYC Energy Company Ltd SIMPO 5000 (x44) w/ Noark Electrics (Shanghai) Co., Ltd. Ex9N-DH-8KT-AU (AS4777-2 2020) Eastron SDM630 MCT (40mA) Series | 225.28 |  |  | ZYC Energy Company Ltd | SIMPO 5000 | 6 | Noark Electrics (Shanghai) Co., Ltd. | Ex9N-DH-8KT-AU (AS4777-2 2020) | ZYC Energy | 2027-01-16
2024-09-20 | HBS14011 | ZYC Energy Company Ltd SIMPO 5000 (x45) w/ Noark Electrics (Shanghai) Co., Ltd. Ex9N-DH-8KT-AU (AS4777-2 2020) Eastron SDM630 MCT (40mA) Series | 230.4 |  |  | ZYC Energy Company Ltd | SIMPO 5000 | 6 | Noark Electrics (Shanghai) Co., Ltd. | Ex9N-DH-8KT-AU (AS4777-2 2020) | ZYC Energy | 2027-01-16
2024-09-20 | HBS14012 | ZYC Energy Company Ltd SIMPO 5000 (x46) w/ Noark Electrics (Shanghai) Co., Ltd. Ex9N-DH-8KT-AU (AS4777-2 2020) Eastron SDM630 MCT (40mA) Series | 235.52 |  |  | ZYC Energy Company Ltd | SIMPO 5000 | 6 | Noark Electrics (Shanghai) Co., Ltd. | Ex9N-DH-8KT-AU (AS4777-2 2020) | ZYC Energy | 2027-01-16
2024-09-20 | HBS14013 | ZYC Energy Company Ltd SIMPO 5000 (x47) w/ Noark Electrics (Shanghai) Co., Ltd. Ex9N-DH-8KT-AU (AS4777-2 2020) Eastron SDM630 MCT (40mA) Series | 240.64 |  |  | ZYC Energy Company Ltd | SIMPO 5000 | 6 | Noark Electrics (Shanghai) Co., Ltd. | Ex9N-DH-8KT-AU (AS4777-2 2020) | ZYC Energy | 2027-01-16
2024-09-20 | HBS14014 | ZYC Energy Company Ltd SIMPO 5000 (x48) w/ Noark Electrics (Shanghai) Co., Ltd. Ex9N-DH-8KT-AU (AS4777-2 2020) Eastron SDM630 MCT (40mA) Series | 245.76 |  |  | ZYC Energy Company Ltd | SIMPO 5000 | 6 | Noark Electrics (Shanghai) Co., Ltd. | Ex9N-DH-8KT-AU (AS4777-2 2020) | ZYC Energy | 2027-01-16
2024-09-20 | HBS14015 | ZYC Energy Company Ltd SIMPO 5000 (x49) w/ Noark Electrics (Shanghai) Co., Ltd. Ex9N-DH-8KT-AU (AS4777-2 2020) Eastron SDM630 MCT (40mA) Series | 250.88 |  |  | ZYC Energy Company Ltd | SIMPO 5000 | 6 | Noark Electrics (Shanghai) Co., Ltd. | Ex9N-DH-8KT-AU (AS4777-2 2020) | ZYC Energy | 2027-01-16
2024-09-20 | HBS14016 | ZYC Energy Company Ltd SIMPO 5000 (x50) w/ Noark Electrics (Shanghai) Co., Ltd. Ex9N-DH-8KT-AU (AS4777-2 2020) Eastron SDM630 MCT (40mA) Series | 256 |  |  | ZYC Energy Company Ltd | SIMPO 5000 | 6 | Noark Electrics (Shanghai) Co., Ltd. | Ex9N-DH-8KT-AU (AS4777-2 2020) | ZYC Energy | 2027-01-16
2024-09-20 | HBS14017 | ZYC Energy Company Ltd SIMPO 5000 (x51) w/ Noark Electrics (Shanghai) Co., Ltd. Ex9N-DH-8KT-AU (AS4777-2 2020) Eastron SDM630 MCT (40mA) Series | 261.12 |  |  | ZYC Energy Company Ltd | SIMPO 5000 | 6 | Noark Electrics (Shanghai) Co., Ltd. | Ex9N-DH-8KT-AU (AS4777-2 2020) | ZYC Energy | 2027-01-16
2024-09-20 | HBS14018 | ZYC Energy Company Ltd SIMPO 5000 (x52) w/ Noark Electrics (Shanghai) Co., Ltd. Ex9N-DH-8KT-AU (AS4777-2 2020) Eastron SDM630 MCT (40mA) Series | 266.24 |  |  | ZYC Energy Company Ltd | SIMPO 5000 | 6 | Noark Electrics (Shanghai) Co., Ltd. | Ex9N-DH-8KT-AU (AS4777-2 2020) | ZYC Energy | 2027-01-16
2024-09-20 | HBS14019 | ZYC Energy Company Ltd SIMPO 5000 (x53) w/ Noark Electrics (Shanghai) Co., Ltd. Ex9N-DH-8KT-AU (AS4777-2 2020) Eastron SDM630 MCT (40mA) Series | 271.36 |  |  | ZYC Energy Company Ltd | SIMPO 5000 | 6 | Noark Electrics (Shanghai) Co., Ltd. | Ex9N-DH-8KT-AU (AS4777-2 2020) | ZYC Energy | 2027-01-16
2024-09-20 | HBS14020 | ZYC Energy Company Ltd SIMPO 5000 (x54) w/ Noark Electrics (Shanghai) Co., Ltd. Ex9N-DH-8KT-AU (AS4777-2 2020) Eastron SDM630 MCT (40mA) Series | 276.48 |  |  | ZYC Energy Company Ltd | SIMPO 5000 | 6 | Noark Electrics (Shanghai) Co., Ltd. | Ex9N-DH-8KT-AU (AS4777-2 2020) | ZYC Energy | 2027-01-16
2024-09-20 | HBS14021 | ZYC Energy Company Ltd SIMPO 5000 (x55) w/ Noark Electrics (Shanghai) Co., Ltd. Ex9N-DH-8KT-AU (AS4777-2 2020) Eastron SDM630 MCT (40mA) Series | 281.6 |  |  | ZYC Energy Company Ltd | SIMPO 5000 | 6 | Noark Electrics (Shanghai) Co., Ltd. | Ex9N-DH-8KT-AU (AS4777-2 2020) | ZYC Energy | 2027-01-16
2024-09-20 | HBS14022 | ZYC Energy Company Ltd SIMPO 5000 (x56) w/ Noark Electrics (Shanghai) Co., Ltd. Ex9N-DH-8KT-AU (AS4777-2 2020) Eastron SDM630 MCT (40mA) Series | 286.72 |  |  | ZYC Energy Company Ltd | SIMPO 5000 | 6 | Noark Electrics (Shanghai) Co., Ltd. | Ex9N-DH-8KT-AU (AS4777-2 2020) | ZYC Energy | 2027-01-16
2024-09-20 | HBS14023 | ZYC Energy Company Ltd SIMPO 5000 (x57) w/ Noark Electrics (Shanghai) Co., Ltd. Ex9N-DH-8KT-AU (AS4777-2 2020) Eastron SDM630 MCT (40mA) Series | 291.84 |  |  | ZYC Energy Company Ltd | SIMPO 5000 | 6 | Noark Electrics (Shanghai) Co., Ltd. | Ex9N-DH-8KT-AU (AS4777-2 2020) | ZYC Energy | 2027-01-16
2024-09-20 | HBS14024 | ZYC Energy Company Ltd SIMPO 5000 (x58) w/ Noark Electrics (Shanghai) Co., Ltd. Ex9N-DH-8KT-AU (AS4777-2 2020) Eastron SDM630 MCT (40mA) Series | 296.96 |  |  | ZYC Energy Company Ltd | SIMPO 5000 | 6 | Noark Electrics (Shanghai) Co., Ltd. | Ex9N-DH-8KT-AU (AS4777-2 2020) | ZYC Energy | 2027-01-16
2024-09-20 | HBS14025 | ZYC Energy Company Ltd SIMPO 5000 (x59) w/ Noark Electrics (Shanghai) Co., Ltd. Ex9N-DH-8KT-AU (AS4777-2 2020) Eastron SDM630 MCT (40mA) Series | 302.08 |  |  | ZYC Energy Company Ltd | SIMPO 5000 | 6 | Noark Electrics (Shanghai) Co., Ltd. | Ex9N-DH-8KT-AU (AS4777-2 2020) | ZYC Energy | 2027-01-16
2024-09-20 | HBS14026 | ZYC Energy Company Ltd SIMPO 5000 (x60) w/ Noark Electrics (Shanghai) Co., Ltd. Ex9N-DH-8KT-AU (AS4777-2 2020) Eastron SDM630 MCT (40mA) Series | 307.2 |  |  | ZYC Energy Company Ltd | SIMPO 5000 | 6 | Noark Electrics (Shanghai) Co., Ltd. | Ex9N-DH-8KT-AU (AS4777-2 2020) | ZYC Energy | 2027-01-16
2024-09-20 | HBS14027 | ZYC Energy Company Ltd SIMPO 5000 (x61) w/ Noark Electrics (Shanghai) Co., Ltd. Ex9N-DH-8KT-AU (AS4777-2 2020) Eastron SDM630 MCT (40mA) Series | 312.32 |  |  | ZYC Energy Company Ltd | SIMPO 5000 | 6 | Noark Electrics (Shanghai) Co., Ltd. | Ex9N-DH-8KT-AU (AS4777-2 2020) | ZYC Energy | 2027-01-16
2024-09-20 | HBS14028 | ZYC Energy Company Ltd SIMPO 5000 (x62) w/ Noark Electrics (Shanghai) Co., Ltd. Ex9N-DH-8KT-AU (AS4777-2 2020) Eastron SDM630 MCT (40mA) Series | 317.44 |  |  | ZYC Energy Company Ltd | SIMPO 5000 | 6 | Noark Electrics (Shanghai) Co., Ltd. | Ex9N-DH-8KT-AU (AS4777-2 2020) | ZYC Energy | 2027-01-16
2024-09-20 | HBS14029 | ZYC Energy Company Ltd SIMPO 5000 (x63) w/ Noark Electrics (Shanghai) Co., Ltd. Ex9N-DH-8KT-AU (AS4777-2 2020) Eastron SDM630 MCT (40mA) Series | 322.56 |  |  | ZYC Energy Company Ltd | SIMPO 5000 | 6 | Noark Electrics (Shanghai) Co., Ltd. | Ex9N-DH-8KT-AU (AS4777-2 2020) | ZYC Energy | 2027-01-16
2024-09-20 | HBS14030 | ZYC Energy Company Ltd SIMPO 5000 (x64) w/ Noark Electrics (Shanghai) Co., Ltd. Ex9N-DH-8KT-AU (AS4777-2 2020) Eastron SDM630 MCT (40mA) Series | 327.68 |  |  | ZYC Energy Company Ltd | SIMPO 5000 | 6 | Noark Electrics (Shanghai) Co., Ltd. | Ex9N-DH-8KT-AU (AS4777-2 2020) | ZYC Energy | 2027-01-16
2024-09-20 | HBS14031 | ZYC Energy Company Ltd SIMPO 5000 (x2) w/ Noark Electrics (Shanghai) Co., Ltd. Ex9N-DH-10KT-AU (AS4777-2 2020) Eastron SDM630 MCT (40mA) Series | 10.24 |  |  | ZYC Energy Company Ltd | SIMPO 5000 | 6 | Noark Electrics (Shanghai) Co., Ltd. | Ex9N-DH-10KT-AU (AS4777-2 2020) | ZYC Energy | 2027-01-16
2024-09-20 | HBS14032 | ZYC Energy Company Ltd SIMPO 5000 (x3) w/ Noark Electrics (Shanghai) Co., Ltd. Ex9N-DH-10KT-AU (AS4777-2 2020) Eastron SDM630 MCT (40mA) Series | 15.36 |  |  | ZYC Energy Company Ltd | SIMPO 5000 | 6 | Noark Electrics (Shanghai) Co., Ltd. | Ex9N-DH-10KT-AU (AS4777-2 2020) | ZYC Energy | 2027-01-16
2024-09-20 | HBS14033 | ZYC Energy Company Ltd SIMPO 5000 (x4) w/ Noark Electrics (Shanghai) Co., Ltd. Ex9N-DH-10KT-AU (AS4777-2 2020) Eastron SDM630 MCT (40mA) Series | 20.48 |  |  | ZYC Energy Company Ltd | SIMPO 5000 | 6 | Noark Electrics (Shanghai) Co., Ltd. | Ex9N-DH-10KT-AU (AS4777-2 2020) | ZYC Energy | 2027-01-16
2024-09-20 | HBS14034 | ZYC Energy Company Ltd SIMPO 5000 (x5) w/ Noark Electrics (Shanghai) Co., Ltd. Ex9N-DH-10KT-AU (AS4777-2 2020) Eastron SDM630 MCT (40mA) Series | 25.6 |  |  | ZYC Energy Company Ltd | SIMPO 5000 | 6 | Noark Electrics (Shanghai) Co., Ltd. | Ex9N-DH-10KT-AU (AS4777-2 2020) | ZYC Energy | 2027-01-16
2024-09-20 | HBS14035 | ZYC Energy Company Ltd SIMPO 5000 (x6) w/ Noark Electrics (Shanghai) Co., Ltd. Ex9N-DH-10KT-AU (AS4777-2 2020) Eastron SDM630 MCT (40mA) Series | 30.72 |  |  | ZYC Energy Company Ltd | SIMPO 5000 | 6 | Noark Electrics (Shanghai) Co., Ltd. | Ex9N-DH-10KT-AU (AS4777-2 2020) | ZYC Energy | 2027-01-16
2024-09-20 | HBS14036 | ZYC Energy Company Ltd SIMPO 5000 (x7) w/ Noark Electrics (Shanghai) Co., Ltd. Ex9N-DH-10KT-AU (AS4777-2 2020) Eastron SDM630 MCT (40mA) Series | 35.84 |  |  | ZYC Energy Company Ltd | SIMPO 5000 | 6 | Noark Electrics (Shanghai) Co., Ltd. | Ex9N-DH-10KT-AU (AS4777-2 2020) | ZYC Energy | 2027-01-16
2024-09-20 | HBS14037 | ZYC Energy Company Ltd SIMPO 5000 (x8) w/ Noark Electrics (Shanghai) Co., Ltd. Ex9N-DH-10KT-AU (AS4777-2 2020) Eastron SDM630 MCT (40mA) Series | 40.96 |  |  | ZYC Energy Company Ltd | SIMPO 5000 | 6 | Noark Electrics (Shanghai) Co., Ltd. | Ex9N-DH-10KT-AU (AS4777-2 2020) | ZYC Energy | 2027-01-16
2024-09-20 | HBS14038 | ZYC Energy Company Ltd SIMPO 5000 (x9) w/ Noark Electrics (Shanghai) Co., Ltd. Ex9N-DH-10KT-AU (AS4777-2 2020) Eastron SDM630 MCT (40mA) Series | 46.08 |  |  | ZYC Energy Company Ltd | SIMPO 5000 | 6 | Noark Electrics (Shanghai) Co., Ltd. | Ex9N-DH-10KT-AU (AS4777-2 2020) | ZYC Energy | 2027-01-16
2024-09-20 | HBS14039 | ZYC Energy Company Ltd SIMPO 5000 (x10) w/ Noark Electrics (Shanghai) Co., Ltd. Ex9N-DH-10KT-AU (AS4777-2 2020) Eastron SDM630 MCT (40mA) Series | 51.2 |  |  | ZYC Energy Company Ltd | SIMPO 5000 | 6 | Noark Electrics (Shanghai) Co., Ltd. | Ex9N-DH-10KT-AU (AS4777-2 2020) | ZYC Energy | 2027-01-16
2024-09-20 | HBS14040 | ZYC Energy Company Ltd SIMPO 5000 (x11) w/ Noark Electrics (Shanghai) Co., Ltd. Ex9N-DH-10KT-AU (AS4777-2 2020) Eastron SDM630 MCT (40mA) Series | 56.32 |  |  | ZYC Energy Company Ltd | SIMPO 5000 | 6 | Noark Electrics (Shanghai) Co., Ltd. | Ex9N-DH-10KT-AU (AS4777-2 2020) | ZYC Energy | 2027-01-16
2024-09-20 | HBS14041 | ZYC Energy Company Ltd SIMPO 5000 (x12) w/ Noark Electrics (Shanghai) Co., Ltd. Ex9N-DH-10KT-AU (AS4777-2 2020) Eastron SDM630 MCT (40mA) Series | 61.44 |  |  | ZYC Energy Company Ltd | SIMPO 5000 | 6 | Noark Electrics (Shanghai) Co., Ltd. | Ex9N-DH-10KT-AU (AS4777-2 2020) | ZYC Energy | 2027-01-16
2024-09-20 | HBS14042 | ZYC Energy Company Ltd SIMPO 5000 (x13) w/ Noark Electrics (Shanghai) Co., Ltd. Ex9N-DH-10KT-AU (AS4777-2 2020) Eastron SDM630 MCT (40mA) Series | 66.56 |  |  | ZYC Energy Company Ltd | SIMPO 5000 | 6 | Noark Electrics (Shanghai) Co., Ltd. | Ex9N-DH-10KT-AU (AS4777-2 2020) | ZYC Energy | 2027-01-16
2024-09-20 | HBS14043 | ZYC Energy Company Ltd SIMPO 5000 (x14) w/ Noark Electrics (Shanghai) Co., Ltd. Ex9N-DH-10KT-AU (AS4777-2 2020) Eastron SDM630 MCT (40mA) Series | 71.68 |  |  | ZYC Energy Company Ltd | SIMPO 5000 | 6 | Noark Electrics (Shanghai) Co., Ltd. | Ex9N-DH-10KT-AU (AS4777-2 2020) | ZYC Energy | 2027-01-16
2024-09-20 | HBS14044 | ZYC Energy Company Ltd SIMPO 5000 (x15) w/ Noark Electrics (Shanghai) Co., Ltd. Ex9N-DH-10KT-AU (AS4777-2 2020) Eastron SDM630 MCT (40mA) Series | 76.8 |  |  | ZYC Energy Company Ltd | SIMPO 5000 | 6 | Noark Electrics (Shanghai) Co., Ltd. | Ex9N-DH-10KT-AU (AS4777-2 2020) | ZYC Energy | 2027-01-16
2024-09-20 | HBS14045 | ZYC Energy Company Ltd SIMPO 5000 (x16) w/ Noark Electrics (Shanghai) Co., Ltd. Ex9N-DH-10KT-AU (AS4777-2 2020) Eastron SDM630 MCT (40mA) Series | 81.92 |  |  | ZYC Energy Company Ltd | SIMPO 5000 | 6 | Noark Electrics (Shanghai) Co., Ltd. | Ex9N-DH-10KT-AU (AS4777-2 2020) | ZYC Energy | 2027-01-16
2024-09-20 | HBS14046 | ZYC Energy Company Ltd SIMPO 5000 (x17) w/ Noark Electrics (Shanghai) Co., Ltd. Ex9N-DH-10KT-AU (AS4777-2 2020) Eastron SDM630 MCT (40mA) Series | 87.04 |  |  | ZYC Energy Company Ltd | SIMPO 5000 | 6 | Noark Electrics (Shanghai) Co., Ltd. | Ex9N-DH-10KT-AU (AS4777-2 2020) | ZYC Energy | 2027-01-16
2024-09-20 | HBS14047 | ZYC Energy Company Ltd SIMPO 5000 (x18) w/ Noark Electrics (Shanghai) Co., Ltd. Ex9N-DH-10KT-AU (AS4777-2 2020) Eastron SDM630 MCT (40mA) Series | 92.16 |  |  | ZYC Energy Company Ltd | SIMPO 5000 | 6 | Noark Electrics (Shanghai) Co., Ltd. | Ex9N-DH-10KT-AU (AS4777-2 2020) | ZYC Energy | 2027-01-16
2024-09-20 | HBS14048 | ZYC Energy Company Ltd SIMPO 5000 (x19) w/ Noark Electrics (Shanghai) Co., Ltd. Ex9N-DH-10KT-AU (AS4777-2 2020) Eastron SDM630 MCT (40mA) Series | 97.28 |  |  | ZYC Energy Company Ltd | SIMPO 5000 | 6 | Noark Electrics (Shanghai) Co., Ltd. | Ex9N-DH-10KT-AU (AS4777-2 2020) | ZYC Energy | 2027-01-16
2024-09-20 | HBS14049 | ZYC Energy Company Ltd SIMPO 5000 (x20) w/ Noark Electrics (Shanghai) Co., Ltd. Ex9N-DH-10KT-AU (AS4777-2 2020) Eastron SDM630 MCT (40mA) Series | 102.4 |  |  | ZYC Energy Company Ltd | SIMPO 5000 | 6 | Noark Electrics (Shanghai) Co., Ltd. | Ex9N-DH-10KT-AU (AS4777-2 2020) | ZYC Energy | 2027-01-16
2024-09-20 | HBS14050 | ZYC Energy Company Ltd SIMPO 5000 (x21) w/ Noark Electrics (Shanghai) Co., Ltd. Ex9N-DH-10KT-AU (AS4777-2 2020) Eastron SDM630 MCT (40mA) Series | 107.52 |  |  | ZYC Energy Company Ltd | SIMPO 5000 | 6 | Noark Electrics (Shanghai) Co., Ltd. | Ex9N-DH-10KT-AU (AS4777-2 2020) | ZYC Energy | 2027-01-16
2024-09-20 | HBS14051 | ZYC Energy Company Ltd SIMPO 5000 (x22) w/ Noark Electrics (Shanghai) Co., Ltd. Ex9N-DH-10KT-AU (AS4777-2 2020) Eastron SDM630 MCT (40mA) Series | 112.64 |  |  | ZYC Energy Company Ltd | SIMPO 5000 | 6 | Noark Electrics (Shanghai) Co., Ltd. | Ex9N-DH-10KT-AU (AS4777-2 2020) | ZYC Energy | 2027-01-16
2024-09-20 | HBS14052 | ZYC Energy Company Ltd SIMPO 5000 (x23) w/ Noark Electrics (Shanghai) Co., Ltd. Ex9N-DH-10KT-AU (AS4777-2 2020) Eastron SDM630 MCT (40mA) Series | 117.76 |  |  | ZYC Energy Company Ltd | SIMPO 5000 | 6 | Noark Electrics (Shanghai) Co., Ltd. | Ex9N-DH-10KT-AU (AS4777-2 2020) | ZYC Energy | 2027-01-16
2024-09-20 | HBS14053 | ZYC Energy Company Ltd SIMPO 5000 (x24) w/ Noark Electrics (Shanghai) Co., Ltd. Ex9N-DH-10KT-AU (AS4777-2 2020) Eastron SDM630 MCT (40mA) Series | 122.88 |  |  | ZYC Energy Company Ltd | SIMPO 5000 | 6 | Noark Electrics (Shanghai) Co., Ltd. | Ex9N-DH-10KT-AU (AS4777-2 2020) | ZYC Energy | 2027-01-16
2024-09-20 | HBS14054 | ZYC Energy Company Ltd SIMPO 5000 (x25) w/ Noark Electrics (Shanghai) Co., Ltd. Ex9N-DH-10KT-AU (AS4777-2 2020) Eastron SDM630 MCT (40mA) Series | 128 |  |  | ZYC Energy Company Ltd | SIMPO 5000 | 6 | Noark Electrics (Shanghai) Co., Ltd. | Ex9N-DH-10KT-AU (AS4777-2 2020) | ZYC Energy | 2027-01-16
2024-09-20 | HBS14055 | ZYC Energy Company Ltd SIMPO 5000 (x26) w/ Noark Electrics (Shanghai) Co., Ltd. Ex9N-DH-10KT-AU (AS4777-2 2020) Eastron SDM630 MCT (40mA) Series | 133.12 |  |  | ZYC Energy Company Ltd | SIMPO 5000 | 6 | Noark Electrics (Shanghai) Co., Ltd. | Ex9N-DH-10KT-AU (AS4777-2 2020) | ZYC Energy | 2027-01-16
2024-09-20 | HBS14056 | ZYC Energy Company Ltd SIMPO 5000 (x27) w/ Noark Electrics (Shanghai) Co., Ltd. Ex9N-DH-10KT-AU (AS4777-2 2020) Eastron SDM630 MCT (40mA) Series | 138.24 |  |  | ZYC Energy Company Ltd | SIMPO 5000 | 6 | Noark Electrics (Shanghai) Co., Ltd. | Ex9N-DH-10KT-AU (AS4777-2 2020) | ZYC Energy | 2027-01-16
2024-09-20 | HBS14057 | ZYC Energy Company Ltd SIMPO 5000 (x28) w/ Noark Electrics (Shanghai) Co., Ltd. Ex9N-DH-10KT-AU (AS4777-2 2020) Eastron SDM630 MCT (40mA) Series | 143.36 |  |  | ZYC Energy Company Ltd | SIMPO 5000 | 6 | Noark Electrics (Shanghai) Co., Ltd. | Ex9N-DH-10KT-AU (AS4777-2 2020) | ZYC Energy | 2027-01-16
2024-09-20 | HBS14058 | ZYC Energy Company Ltd SIMPO 5000 (x29) w/ Noark Electrics (Shanghai) Co., Ltd. Ex9N-DH-10KT-AU (AS4777-2 2020) Eastron SDM630 MCT (40mA) Series | 148.48 |  |  | ZYC Energy Company Ltd | SIMPO 5000 | 6 | Noark Electrics (Shanghai) Co., Ltd. | Ex9N-DH-10KT-AU (AS4777-2 2020) | ZYC Energy | 2027-01-16
2024-09-20 | HBS14059 | ZYC Energy Company Ltd SIMPO 5000 (x30) w/ Noark Electrics (Shanghai) Co., Ltd. Ex9N-DH-10KT-AU (AS4777-2 2020) Eastron SDM630 MCT (40mA) Series | 153.6 |  |  | ZYC Energy Company Ltd | SIMPO 5000 | 6 | Noark Electrics (Shanghai) Co., Ltd. | Ex9N-DH-10KT-AU (AS4777-2 2020) | ZYC Energy | 2027-01-16
2024-09-20 | HBS14060 | ZYC Energy Company Ltd SIMPO 5000 (x31) w/ Noark Electrics (Shanghai) Co., Ltd. Ex9N-DH-10KT-AU (AS4777-2 2020) Eastron SDM630 MCT (40mA) Series | 158.72 |  |  | ZYC Energy Company Ltd | SIMPO 5000 | 6 | Noark Electrics (Shanghai) Co., Ltd. | Ex9N-DH-10KT-AU (AS4777-2 2020) | ZYC Energy | 2027-01-16
2024-09-20 | HBS14061 | ZYC Energy Company Ltd SIMPO 5000 (x32) w/ Noark Electrics (Shanghai) Co., Ltd. Ex9N-DH-10KT-AU (AS4777-2 2020) Eastron SDM630 MCT (40mA) Series | 163.84 |  |  | ZYC Energy Company Ltd | SIMPO 5000 | 6 | Noark Electrics (Shanghai) Co., Ltd. | Ex9N-DH-10KT-AU (AS4777-2 2020) | ZYC Energy | 2027-01-16
2024-09-20 | HBS14062 | ZYC Energy Company Ltd SIMPO 5000 (x33) w/ Noark Electrics (Shanghai) Co., Ltd. Ex9N-DH-10KT-AU (AS4777-2 2020) Eastron SDM630 MCT (40mA) Series | 168.96 |  |  | ZYC Energy Company Ltd | SIMPO 5000 | 6 | Noark Electrics (Shanghai) Co., Ltd. | Ex9N-DH-10KT-AU (AS4777-2 2020) | ZYC Energy | 2027-01-16
2024-09-20 | HBS14063 | ZYC Energy Company Ltd SIMPO 5000 (x34) w/ Noark Electrics (Shanghai) Co., Ltd. Ex9N-DH-10KT-AU (AS4777-2 2020) Eastron SDM630 MCT (40mA) Series | 174.08 |  |  | ZYC Energy Company Ltd | SIMPO 5000 | 6 | Noark Electrics (Shanghai) Co., Ltd. | Ex9N-DH-10KT-AU (AS4777-2 2020) | ZYC Energy | 2027-01-16
2024-09-20 | HBS14064 | ZYC Energy Company Ltd SIMPO 5000 (x35) w/ Noark Electrics (Shanghai) Co., Ltd. Ex9N-DH-10KT-AU (AS4777-2 2020) Eastron SDM630 MCT (40mA) Series | 179.2 |  |  | ZYC Energy Company Ltd | SIMPO 5000 | 6 | Noark Electrics (Shanghai) Co., Ltd. | Ex9N-DH-10KT-AU (AS4777-2 2020) | ZYC Energy | 2027-01-16
2024-09-20 | HBS14065 | ZYC Energy Company Ltd SIMPO 5000 (x36) w/ Noark Electrics (Shanghai) Co., Ltd. Ex9N-DH-10KT-AU (AS4777-2 2020) Eastron SDM630 MCT (40mA) Series | 184.32 |  |  | ZYC Energy Company Ltd | SIMPO 5000 | 6 | Noark Electrics (Shanghai) Co., Ltd. | Ex9N-DH-10KT-AU (AS4777-2 2020) | ZYC Energy | 2027-01-16
2024-09-20 | HBS14066 | ZYC Energy Company Ltd SIMPO 5000 (x37) w/ Noark Electrics (Shanghai) Co., Ltd. Ex9N-DH-10KT-AU (AS4777-2 2020) Eastron SDM630 MCT (40mA) Series | 189.44 |  |  | ZYC Energy Company Ltd | SIMPO 5000 | 6 | Noark Electrics (Shanghai) Co., Ltd. | Ex9N-DH-10KT-AU (AS4777-2 2020) | ZYC Energy | 2027-01-16
2024-09-20 | HBS14067 | ZYC Energy Company Ltd SIMPO 5000 (x38) w/ Noark Electrics (Shanghai) Co., Ltd. Ex9N-DH-10KT-AU (AS4777-2 2020) Eastron SDM630 MCT (40mA) Series | 194.56 |  |  | ZYC Energy Company Ltd | SIMPO 5000 | 6 | Noark Electrics (Shanghai) Co., Ltd. | Ex9N-DH-10KT-AU (AS4777-2 2020) | ZYC Energy | 2027-01-16
2024-09-20 | HBS14068 | ZYC Energy Company Ltd SIMPO 5000 (x39) w/ Noark Electrics (Shanghai) Co., Ltd. Ex9N-DH-10KT-AU (AS4777-2 2020) Eastron SDM630 MCT (40mA) Series | 199.68 |  |  | ZYC Energy Company Ltd | SIMPO 5000 | 6 | Noark Electrics (Shanghai) Co., Ltd. | Ex9N-DH-10KT-AU (AS4777-2 2020) | ZYC Energy | 2027-01-16
2024-09-20 | HBS14069 | ZYC Energy Company Ltd SIMPO 5000 (x40) w/ Noark Electrics (Shanghai) Co., Ltd. Ex9N-DH-10KT-AU (AS4777-2 2020) Eastron SDM630 MCT (40mA) Series | 204.8 |  |  | ZYC Energy Company Ltd | SIMPO 5000 | 6 | Noark Electrics (Shanghai) Co., Ltd. | Ex9N-DH-10KT-AU (AS4777-2 2020) | ZYC Energy | 2027-01-16
2024-09-20 | HBS14070 | ZYC Energy Company Ltd SIMPO 5000 (x41) w/ Noark Electrics (Shanghai) Co., Ltd. Ex9N-DH-10KT-AU (AS4777-2 2020) Eastron SDM630 MCT (40mA) Series | 209.92 |  |  | ZYC Energy Company Ltd | SIMPO 5000 | 6 | Noark Electrics (Shanghai) Co., Ltd. | Ex9N-DH-10KT-AU (AS4777-2 2020) | ZYC Energy | 2027-01-16
2024-09-20 | HBS14071 | ZYC Energy Company Ltd SIMPO 5000 (x42) w/ Noark Electrics (Shanghai) Co., Ltd. Ex9N-DH-10KT-AU (AS4777-2 2020) Eastron SDM630 MCT (40mA) Series | 215.04 |  |  | ZYC Energy Company Ltd | SIMPO 5000 | 6 | Noark Electrics (Shanghai) Co., Ltd. | Ex9N-DH-10KT-AU (AS4777-2 2020) | ZYC Energy | 2027-01-16
2024-09-20 | HBS14072 | ZYC Energy Company Ltd SIMPO 5000 (x43) w/ Noark Electrics (Shanghai) Co., Ltd. Ex9N-DH-10KT-AU (AS4777-2 2020) Eastron SDM630 MCT (40mA) Series | 220.16 |  |  | ZYC Energy Company Ltd | SIMPO 5000 | 6 | Noark Electrics (Shanghai) Co., Ltd. | Ex9N-DH-10KT-AU (AS4777-2 2020) | ZYC Energy | 2027-01-16
2024-09-20 | HBS14073 | ZYC Energy Company Ltd SIMPO 5000 (x44) w/ Noark Electrics (Shanghai) Co., Ltd. Ex9N-DH-10KT-AU (AS4777-2 2020) Eastron SDM630 MCT (40mA) Series | 225.28 |  |  | ZYC Energy Company Ltd | SIMPO 5000 | 6 | Noark Electrics (Shanghai) Co., Ltd. | Ex9N-DH-10KT-AU (AS4777-2 2020) | ZYC Energy | 2027-01-16
2024-09-20 | HBS14074 | ZYC Energy Company Ltd SIMPO 5000 (x45) w/ Noark Electrics (Shanghai) Co., Ltd. Ex9N-DH-10KT-AU (AS4777-2 2020) Eastron SDM630 MCT (40mA) Series | 230.4 |  |  | ZYC Energy Company Ltd | SIMPO 5000 | 6 | Noark Electrics (Shanghai) Co., Ltd. | Ex9N-DH-10KT-AU (AS4777-2 2020) | ZYC Energy | 2027-01-16
2024-09-20 | HBS14075 | ZYC Energy Company Ltd SIMPO 5000 (x46) w/ Noark Electrics (Shanghai) Co., Ltd. Ex9N-DH-10KT-AU (AS4777-2 2020) Eastron SDM630 MCT (40mA) Series | 235.52 |  |  | ZYC Energy Company Ltd | SIMPO 5000 | 6 | Noark Electrics (Shanghai) Co., Ltd. | Ex9N-DH-10KT-AU (AS4777-2 2020) | ZYC Energy | 2027-01-16
2024-09-20 | HBS14076 | ZYC Energy Company Ltd SIMPO 5000 (x47) w/ Noark Electrics (Shanghai) Co., Ltd. Ex9N-DH-10KT-AU (AS4777-2 2020) Eastron SDM630 MCT (40mA) Series | 240.64 |  |  | ZYC Energy Company Ltd | SIMPO 5000 | 6 | Noark Electrics (Shanghai) Co., Ltd. | Ex9N-DH-10KT-AU (AS4777-2 2020) | ZYC Energy | 2027-01-16
2024-09-20 | HBS14077 | ZYC Energy Company Ltd SIMPO 5000 (x48) w/ Noark Electrics (Shanghai) Co., Ltd. Ex9N-DH-10KT-AU (AS4777-2 2020) Eastron SDM630 MCT (40mA) Series | 245.76 |  |  | ZYC Energy Company Ltd | SIMPO 5000 | 6 | Noark Electrics (Shanghai) Co., Ltd. | Ex9N-DH-10KT-AU (AS4777-2 2020) | ZYC Energy | 2027-01-16
2024-09-20 | HBS14078 | ZYC Energy Company Ltd SIMPO 5000 (x49) w/ Noark Electrics (Shanghai) Co., Ltd. Ex9N-DH-10KT-AU (AS4777-2 2020) Eastron SDM630 MCT (40mA) Series | 250.88 |  |  | ZYC Energy Company Ltd | SIMPO 5000 | 6 | Noark Electrics (Shanghai) Co., Ltd. | Ex9N-DH-10KT-AU (AS4777-2 2020) | ZYC Energy | 2027-01-16
2024-09-20 | HBS14079 | ZYC Energy Company Ltd SIMPO 5000 (x50) w/ Noark Electrics (Shanghai) Co., Ltd. Ex9N-DH-10KT-AU (AS4777-2 2020) Eastron SDM630 MCT (40mA) Series | 256 |  |  | ZYC Energy Company Ltd | SIMPO 5000 | 6 | Noark Electrics (Shanghai) Co., Ltd. | Ex9N-DH-10KT-AU (AS4777-2 2020) | ZYC Energy | 2027-01-16
2024-09-20 | HBS14080 | ZYC Energy Company Ltd SIMPO 5000 (x51) w/ Noark Electrics (Shanghai) Co., Ltd. Ex9N-DH-10KT-AU (AS4777-2 2020) Eastron SDM630 MCT (40mA) Series | 261.12 |  |  | ZYC Energy Company Ltd | SIMPO 5000 | 6 | Noark Electrics (Shanghai) Co., Ltd. | Ex9N-DH-10KT-AU (AS4777-2 2020) | ZYC Energy | 2027-01-16
2024-09-20 | HBS14081 | ZYC Energy Company Ltd SIMPO 5000 (x52) w/ Noark Electrics (Shanghai) Co., Ltd. Ex9N-DH-10KT-AU (AS4777-2 2020) Eastron SDM630 MCT (40mA) Series | 266.24 |  |  | ZYC Energy Company Ltd | SIMPO 5000 | 6 | Noark Electrics (Shanghai) Co., Ltd. | Ex9N-DH-10KT-AU (AS4777-2 2020) | ZYC Energy | 2027-01-16
2024-09-20 | HBS14082 | ZYC Energy Company Ltd SIMPO 5000 (x53) w/ Noark Electrics (Shanghai) Co., Ltd. Ex9N-DH-10KT-AU (AS4777-2 2020) Eastron SDM630 MCT (40mA) Series | 271.36 |  |  | ZYC Energy Company Ltd | SIMPO 5000 | 6 | Noark Electrics (Shanghai) Co., Ltd. | Ex9N-DH-10KT-AU (AS4777-2 2020) | ZYC Energy | 2027-01-16
2024-09-20 | HBS14083 | ZYC Energy Company Ltd SIMPO 5000 (x54) w/ Noark Electrics (Shanghai) Co., Ltd. Ex9N-DH-10KT-AU (AS4777-2 2020) Eastron SDM630 MCT (40mA) Series | 276.48 |  |  | ZYC Energy Company Ltd | SIMPO 5000 | 6 | Noark Electrics (Shanghai) Co., Ltd. | Ex9N-DH-10KT-AU (AS4777-2 2020) | ZYC Energy | 2027-01-16
2024-09-20 | HBS14084 | ZYC Energy Company Ltd SIMPO 5000 (x55) w/ Noark Electrics (Shanghai) Co., Ltd. Ex9N-DH-10KT-AU (AS4777-2 2020) Eastron SDM630 MCT (40mA) Series | 281.6 |  |  | ZYC Energy Company Ltd | SIMPO 5000 | 6 | Noark Electrics (Shanghai) Co., Ltd. | Ex9N-DH-10KT-AU (AS4777-2 2020) | ZYC Energy | 2027-01-16
2024-09-20 | HBS14085 | ZYC Energy Company Ltd SIMPO 5000 (x56) w/ Noark Electrics (Shanghai) Co., Ltd. Ex9N-DH-10KT-AU (AS4777-2 2020) Eastron SDM630 MCT (40mA) Series | 286.72 |  |  | ZYC Energy Company Ltd | SIMPO 5000 | 6 | Noark Electrics (Shanghai) Co., Ltd. | Ex9N-DH-10KT-AU (AS4777-2 2020) | ZYC Energy | 2027-01-16
2024-09-20 | HBS14086 | ZYC Energy Company Ltd SIMPO 5000 (x57) w/ Noark Electrics (Shanghai) Co., Ltd. Ex9N-DH-10KT-AU (AS4777-2 2020) Eastron SDM630 MCT (40mA) Series | 291.84 |  |  | ZYC Energy Company Ltd | SIMPO 5000 | 6 | Noark Electrics (Shanghai) Co., Ltd. | Ex9N-DH-10KT-AU (AS4777-2 2020) | ZYC Energy | 2027-01-16
2024-09-20 | HBS14087 | ZYC Energy Company Ltd SIMPO 5000 (x58) w/ Noark Electrics (Shanghai) Co., Ltd. Ex9N-DH-10KT-AU (AS4777-2 2020) Eastron SDM630 MCT (40mA) Series | 296.96 |  |  | ZYC Energy Company Ltd | SIMPO 5000 | 6 | Noark Electrics (Shanghai) Co., Ltd. | Ex9N-DH-10KT-AU (AS4777-2 2020) | ZYC Energy | 2027-01-16
2024-09-20 | HBS14088 | ZYC Energy Company Ltd SIMPO 5000 (x59) w/ Noark Electrics (Shanghai) Co., Ltd. Ex9N-DH-10KT-AU (AS4777-2 2020) Eastron SDM630 MCT (40mA) Series | 302.08 |  |  | ZYC Energy Company Ltd | SIMPO 5000 | 6 | Noark Electrics (Shanghai) Co., Ltd. | Ex9N-DH-10KT-AU (AS4777-2 2020) | ZYC Energy | 2027-01-16
2024-09-20 | HBS14089 | ZYC Energy Company Ltd SIMPO 5000 (x60) w/ Noark Electrics (Shanghai) Co., Ltd. Ex9N-DH-10KT-AU (AS4777-2 2020) Eastron SDM630 MCT (40mA) Series | 307.2 |  |  | ZYC Energy Company Ltd | SIMPO 5000 | 6 | Noark Electrics (Shanghai) Co., Ltd. | Ex9N-DH-10KT-AU (AS4777-2 2020) | ZYC Energy | 2027-01-16
2024-09-20 | HBS14090 | ZYC Energy Company Ltd SIMPO 5000 (x61) w/ Noark Electrics (Shanghai) Co., Ltd. Ex9N-DH-10KT-AU (AS4777-2 2020) Eastron SDM630 MCT (40mA) Series | 312.32 |  |  | ZYC Energy Company Ltd | SIMPO 5000 | 6 | Noark Electrics (Shanghai) Co., Ltd. | Ex9N-DH-10KT-AU (AS4777-2 2020) | ZYC Energy | 2027-01-16
2024-09-20 | HBS14091 | ZYC Energy Company Ltd SIMPO 5000 (x62) w/ Noark Electrics (Shanghai) Co., Ltd. Ex9N-DH-10KT-AU (AS4777-2 2020) Eastron SDM630 MCT (40mA) Series | 317.44 |  |  | ZYC Energy Company Ltd | SIMPO 5000 | 6 | Noark Electrics (Shanghai) Co., Ltd. | Ex9N-DH-10KT-AU (AS4777-2 2020) | ZYC Energy | 2027-01-16
2024-09-20 | HBS14092 | ZYC Energy Company Ltd SIMPO 5000 (x63) w/ Noark Electrics (Shanghai) Co., Ltd. Ex9N-DH-10KT-AU (AS4777-2 2020) Eastron SDM630 MCT (40mA) Series | 322.56 |  |  | ZYC Energy Company Ltd | SIMPO 5000 | 6 | Noark Electrics (Shanghai) Co., Ltd. | Ex9N-DH-10KT-AU (AS4777-2 2020) | ZYC Energy | 2027-01-16
2024-09-20 | HBS14093 | ZYC Energy Company Ltd SIMPO 5000 (x64) w/ Noark Electrics (Shanghai) Co., Ltd. Ex9N-DH-10KT-AU (AS4777-2 2020) Eastron SDM630 MCT (40mA) Series | 327.68 |  |  | ZYC Energy Company Ltd | SIMPO 5000 | 6 | Noark Electrics (Shanghai) Co., Ltd. | Ex9N-DH-10KT-AU (AS4777-2 2020) | ZYC Energy | 2027-01-16
2024-09-20 | HBS14094 | ZYC Energy Company Ltd SIMPO 5000 (x2) w/ Noark Electrics (Shanghai) Co., Ltd. Ex9N-DH-12KT-AU (AS4777-2 2020) Eastron SDM630 MCT (40mA) Series | 10.24 |  |  | ZYC Energy Company Ltd | SIMPO 5000 | 6 | Noark Electrics (Shanghai) Co., Ltd. | Ex9N-DH-12KT-AU (AS4777-2 2020) | ZYC Energy | 2027-01-16
2024-09-20 | HBS14095 | ZYC Energy Company Ltd SIMPO 5000 (x3) w/ Noark Electrics (Shanghai) Co., Ltd. Ex9N-DH-12KT-AU (AS4777-2 2020) Eastron SDM630 MCT (40mA) Series | 15.36 |  |  | ZYC Energy Company Ltd | SIMPO 5000 | 6 | Noark Electrics (Shanghai) Co., Ltd. | Ex9N-DH-12KT-AU (AS4777-2 2020) | ZYC Energy | 2027-01-16
2024-09-20 | HBS14096 | ZYC Energy Company Ltd SIMPO 5000 (x4) w/ Noark Electrics (Shanghai) Co., Ltd. Ex9N-DH-12KT-AU (AS4777-2 2020) Eastron SDM630 MCT (40mA) Series | 20.48 |  |  | ZYC Energy Company Ltd | SIMPO 5000 | 6 | Noark Electrics (Shanghai) Co., Ltd. | Ex9N-DH-12KT-AU (AS4777-2 2020) | ZYC Energy | 2027-01-16
2024-09-20 | HBS14097 | ZYC Energy Company Ltd SIMPO 5000 (x5) w/ Noark Electrics (Shanghai) Co., Ltd. Ex9N-DH-12KT-AU (AS4777-2 2020) Eastron SDM630 MCT (40mA) Series | 25.6 |  |  | ZYC Energy Company Ltd | SIMPO 5000 | 6 | Noark Electrics (Shanghai) Co., Ltd. | Ex9N-DH-12KT-AU (AS4777-2 2020) | ZYC Energy | 2027-01-16
2024-09-20 | HBS14098 | ZYC Energy Company Ltd SIMPO 5000 (x6) w/ Noark Electrics (Shanghai) Co., Ltd. Ex9N-DH-12KT-AU (AS4777-2 2020) Eastron SDM630 MCT (40mA) Series | 30.72 |  |  | ZYC Energy Company Ltd | SIMPO 5000 | 6 | Noark Electrics (Shanghai) Co., Ltd. | Ex9N-DH-12KT-AU (AS4777-2 2020) | ZYC Energy | 2027-01-16
2024-09-20 | HBS14099 | ZYC Energy Company Ltd SIMPO 5000 (x7) w/ Noark Electrics (Shanghai) Co., Ltd. Ex9N-DH-12KT-AU (AS4777-2 2020) Eastron SDM630 MCT (40mA) Series | 35.84 |  |  | ZYC Energy Company Ltd | SIMPO 5000 | 6 | Noark Electrics (Shanghai) Co., Ltd. | Ex9N-DH-12KT-AU (AS4777-2 2020) | ZYC Energy | 2027-01-16
2024-09-20 | HBS14100 | ZYC Energy Company Ltd SIMPO 5000 (x8) w/ Noark Electrics (Shanghai) Co., Ltd. Ex9N-DH-12KT-AU (AS4777-2 2020) Eastron SDM630 MCT (40mA) Series | 40.96 |  |  | ZYC Energy Company Ltd | SIMPO 5000 | 6 | Noark Electrics (Shanghai) Co., Ltd. | Ex9N-DH-12KT-AU (AS4777-2 2020) | ZYC Energy | 2027-01-16
2024-09-20 | HBS14101 | ZYC Energy Company Ltd SIMPO 5000 (x9) w/ Noark Electrics (Shanghai) Co., Ltd. Ex9N-DH-12KT-AU (AS4777-2 2020) Eastron SDM630 MCT (40mA) Series | 46.08 |  |  | ZYC Energy Company Ltd | SIMPO 5000 | 6 | Noark Electrics (Shanghai) Co., Ltd. | Ex9N-DH-12KT-AU (AS4777-2 2020) | ZYC Energy | 2027-01-16
2024-09-20 | HBS14102 | ZYC Energy Company Ltd SIMPO 5000 (x10) w/ Noark Electrics (Shanghai) Co., Ltd. Ex9N-DH-12KT-AU (AS4777-2 2020) Eastron SDM630 MCT (40mA) Series | 51.2 |  |  | ZYC Energy Company Ltd | SIMPO 5000 | 6 | Noark Electrics (Shanghai) Co., Ltd. | Ex9N-DH-12KT-AU (AS4777-2 2020) | ZYC Energy | 2027-01-16
2024-09-20 | HBS14103 | ZYC Energy Company Ltd SIMPO 5000 (x11) w/ Noark Electrics (Shanghai) Co., Ltd. Ex9N-DH-12KT-AU (AS4777-2 2020) Eastron SDM630 MCT (40mA) Series | 56.32 |  |  | ZYC Energy Company Ltd | SIMPO 5000 | 6 | Noark Electrics (Shanghai) Co., Ltd. | Ex9N-DH-12KT-AU (AS4777-2 2020) | ZYC Energy | 2027-01-16
2024-09-20 | HBS14104 | ZYC Energy Company Ltd SIMPO 5000 (x12) w/ Noark Electrics (Shanghai) Co., Ltd. Ex9N-DH-12KT-AU (AS4777-2 2020) Eastron SDM630 MCT (40mA) Series | 61.44 |  |  | ZYC Energy Company Ltd | SIMPO 5000 | 6 | Noark Electrics (Shanghai) Co., Ltd. | Ex9N-DH-12KT-AU (AS4777-2 2020) | ZYC Energy | 2027-01-16
2024-09-20 | HBS14105 | ZYC Energy Company Ltd SIMPO 5000 (x13) w/ Noark Electrics (Shanghai) Co., Ltd. Ex9N-DH-12KT-AU (AS4777-2 2020) Eastron SDM630 MCT (40mA) Series | 66.56 |  |  | ZYC Energy Company Ltd | SIMPO 5000 | 6 | Noark Electrics (Shanghai) Co., Ltd. | Ex9N-DH-12KT-AU (AS4777-2 2020) | ZYC Energy | 2027-01-16
2024-09-20 | HBS14106 | ZYC Energy Company Ltd SIMPO 5000 (x14) w/ Noark Electrics (Shanghai) Co., Ltd. Ex9N-DH-12KT-AU (AS4777-2 2020) Eastron SDM630 MCT (40mA) Series | 71.68 |  |  | ZYC Energy Company Ltd | SIMPO 5000 | 6 | Noark Electrics (Shanghai) Co., Ltd. | Ex9N-DH-12KT-AU (AS4777-2 2020) | ZYC Energy | 2027-01-16
2024-09-20 | HBS14107 | ZYC Energy Company Ltd SIMPO 5000 (x15) w/ Noark Electrics (Shanghai) Co., Ltd. Ex9N-DH-12KT-AU (AS4777-2 2020) Eastron SDM630 MCT (40mA) Series | 76.8 |  |  | ZYC Energy Company Ltd | SIMPO 5000 | 6 | Noark Electrics (Shanghai) Co., Ltd. | Ex9N-DH-12KT-AU (AS4777-2 2020) | ZYC Energy | 2027-01-16
2024-09-20 | HBS14108 | ZYC Energy Company Ltd SIMPO 5000 (x16) w/ Noark Electrics (Shanghai) Co., Ltd. Ex9N-DH-12KT-AU (AS4777-2 2020) Eastron SDM630 MCT (40mA) Series | 81.92 |  |  | ZYC Energy Company Ltd | SIMPO 5000 | 6 | Noark Electrics (Shanghai) Co., Ltd. | Ex9N-DH-12KT-AU (AS4777-2 2020) | ZYC Energy | 2027-01-16
2024-09-20 | HBS14109 | ZYC Energy Company Ltd SIMPO 5000 (x17) w/ Noark Electrics (Shanghai) Co., Ltd. Ex9N-DH-12KT-AU (AS4777-2 2020) Eastron SDM630 MCT (40mA) Series | 87.04 |  |  | ZYC Energy Company Ltd | SIMPO 5000 | 6 | Noark Electrics (Shanghai) Co., Ltd. | Ex9N-DH-12KT-AU (AS4777-2 2020) | ZYC Energy | 2027-01-16
2024-09-20 | HBS14110 | ZYC Energy Company Ltd SIMPO 5000 (x18) w/ Noark Electrics (Shanghai) Co., Ltd. Ex9N-DH-12KT-AU (AS4777-2 2020) Eastron SDM630 MCT (40mA) Series | 92.16 |  |  | ZYC Energy Company Ltd | SIMPO 5000 | 6 | Noark Electrics (Shanghai) Co., Ltd. | Ex9N-DH-12KT-AU (AS4777-2 2020) | ZYC Energy | 2027-01-16
2024-09-20 | HBS14111 | ZYC Energy Company Ltd SIMPO 5000 (x19) w/ Noark Electrics (Shanghai) Co., Ltd. Ex9N-DH-12KT-AU (AS4777-2 2020) Eastron SDM630 MCT (40mA) Series | 97.28 |  |  | ZYC Energy Company Ltd | SIMPO 5000 | 6 | Noark Electrics (Shanghai) Co., Ltd. | Ex9N-DH-12KT-AU (AS4777-2 2020) | ZYC Energy | 2027-01-16
2024-09-20 | HBS14112 | ZYC Energy Company Ltd SIMPO 5000 (x20) w/ Noark Electrics (Shanghai) Co., Ltd. Ex9N-DH-12KT-AU (AS4777-2 2020) Eastron SDM630 MCT (40mA) Series | 102.4 |  |  | ZYC Energy Company Ltd | SIMPO 5000 | 6 | Noark Electrics (Shanghai) Co., Ltd. | Ex9N-DH-12KT-AU (AS4777-2 2020) | ZYC Energy | 2027-01-16
2024-09-20 | HBS14113 | ZYC Energy Company Ltd SIMPO 5000 (x21) w/ Noark Electrics (Shanghai) Co., Ltd. Ex9N-DH-12KT-AU (AS4777-2 2020) Eastron SDM630 MCT (40mA) Series | 107.52 |  |  | ZYC Energy Company Ltd | SIMPO 5000 | 6 | Noark Electrics (Shanghai) Co., Ltd. | Ex9N-DH-12KT-AU (AS4777-2 2020) | ZYC Energy | 2027-01-16
2024-09-20 | HBS14114 | ZYC Energy Company Ltd SIMPO 5000 (x22) w/ Noark Electrics (Shanghai) Co., Ltd. Ex9N-DH-12KT-AU (AS4777-2 2020) Eastron SDM630 MCT (40mA) Series | 112.64 |  |  | ZYC Energy Company Ltd | SIMPO 5000 | 6 | Noark Electrics (Shanghai) Co., Ltd. | Ex9N-DH-12KT-AU (AS4777-2 2020) | ZYC Energy | 2027-01-16
2024-09-20 | HBS14115 | ZYC Energy Company Ltd SIMPO 5000 (x23) w/ Noark Electrics (Shanghai) Co., Ltd. Ex9N-DH-12KT-AU (AS4777-2 2020) Eastron SDM630 MCT (40mA) Series | 117.76 |  |  | ZYC Energy Company Ltd | SIMPO 5000 | 6 | Noark Electrics (Shanghai) Co., Ltd. | Ex9N-DH-12KT-AU (AS4777-2 2020) | ZYC Energy | 2027-01-16
2024-09-20 | HBS14116 | ZYC Energy Company Ltd SIMPO 5000 (x24) w/ Noark Electrics (Shanghai) Co., Ltd. Ex9N-DH-12KT-AU (AS4777-2 2020) Eastron SDM630 MCT (40mA) Series | 122.88 |  |  | ZYC Energy Company Ltd | SIMPO 5000 | 6 | Noark Electrics (Shanghai) Co., Ltd. | Ex9N-DH-12KT-AU (AS4777-2 2020) | ZYC Energy | 2027-01-16
2024-09-20 | HBS14117 | ZYC Energy Company Ltd SIMPO 5000 (x25) w/ Noark Electrics (Shanghai) Co., Ltd. Ex9N-DH-12KT-AU (AS4777-2 2020) Eastron SDM630 MCT (40mA) Series | 128 |  |  | ZYC Energy Company Ltd | SIMPO 5000 | 6 | Noark Electrics (Shanghai) Co., Ltd. | Ex9N-DH-12KT-AU (AS4777-2 2020) | ZYC Energy | 2027-01-16
2024-09-20 | HBS14118 | ZYC Energy Company Ltd SIMPO 5000 (x26) w/ Noark Electrics (Shanghai) Co., Ltd. Ex9N-DH-12KT-AU (AS4777-2 2020) Eastron SDM630 MCT (40mA) Series | 133.12 |  |  | ZYC Energy Company Ltd | SIMPO 5000 | 6 | Noark Electrics (Shanghai) Co., Ltd. | Ex9N-DH-12KT-AU (AS4777-2 2020) | ZYC Energy | 2027-01-16
2024-09-20 | HBS14119 | ZYC Energy Company Ltd SIMPO 5000 (x27) w/ Noark Electrics (Shanghai) Co., Ltd. Ex9N-DH-12KT-AU (AS4777-2 2020) Eastron SDM630 MCT (40mA) Series | 138.24 |  |  | ZYC Energy Company Ltd | SIMPO 5000 | 6 | Noark Electrics (Shanghai) Co., Ltd. | Ex9N-DH-12KT-AU (AS4777-2 2020) | ZYC Energy | 2027-01-16
2024-09-20 | HBS14120 | ZYC Energy Company Ltd SIMPO 5000 (x28) w/ Noark Electrics (Shanghai) Co., Ltd. Ex9N-DH-12KT-AU (AS4777-2 2020) Eastron SDM630 MCT (40mA) Series | 143.36 |  |  | ZYC Energy Company Ltd | SIMPO 5000 | 6 | Noark Electrics (Shanghai) Co., Ltd. | Ex9N-DH-12KT-AU (AS4777-2 2020) | ZYC Energy | 2027-01-16
2024-09-20 | HBS14121 | ZYC Energy Company Ltd SIMPO 5000 (x29) w/ Noark Electrics (Shanghai) Co., Ltd. Ex9N-DH-12KT-AU (AS4777-2 2020) Eastron SDM630 MCT (40mA) Series | 148.48 |  |  | ZYC Energy Company Ltd | SIMPO 5000 | 6 | Noark Electrics (Shanghai) Co., Ltd. | Ex9N-DH-12KT-AU (AS4777-2 2020) | ZYC Energy | 2027-01-16
2024-09-20 | HBS14122 | ZYC Energy Company Ltd SIMPO 5000 (x30) w/ Noark Electrics (Shanghai) Co., Ltd. Ex9N-DH-12KT-AU (AS4777-2 2020) Eastron SDM630 MCT (40mA) Series | 153.6 |  |  | ZYC Energy Company Ltd | SIMPO 5000 | 6 | Noark Electrics (Shanghai) Co., Ltd. | Ex9N-DH-12KT-AU (AS4777-2 2020) | ZYC Energy | 2027-01-16
2024-09-20 | HBS14123 | ZYC Energy Company Ltd SIMPO 5000 (x31) w/ Noark Electrics (Shanghai) Co., Ltd. Ex9N-DH-12KT-AU (AS4777-2 2020) Eastron SDM630 MCT (40mA) Series | 158.72 |  |  | ZYC Energy Company Ltd | SIMPO 5000 | 6 | Noark Electrics (Shanghai) Co., Ltd. | Ex9N-DH-12KT-AU (AS4777-2 2020) | ZYC Energy | 2027-01-16
2024-09-20 | HBS14124 | ZYC Energy Company Ltd SIMPO 5000 (x32) w/ Noark Electrics (Shanghai) Co., Ltd. Ex9N-DH-12KT-AU (AS4777-2 2020) Eastron SDM630 MCT (40mA) Series | 163.84 |  |  | ZYC Energy Company Ltd | SIMPO 5000 | 6 | Noark Electrics (Shanghai) Co., Ltd. | Ex9N-DH-12KT-AU (AS4777-2 2020) | ZYC Energy | 2027-01-16
2024-09-20 | HBS14125 | ZYC Energy Company Ltd SIMPO 5000 (x33) w/ Noark Electrics (Shanghai) Co., Ltd. Ex9N-DH-12KT-AU (AS4777-2 2020) Eastron SDM630 MCT (40mA) Series | 168.96 |  |  | ZYC Energy Company Ltd | SIMPO 5000 | 6 | Noark Electrics (Shanghai) Co., Ltd. | Ex9N-DH-12KT-AU (AS4777-2 2020) | ZYC Energy | 2027-01-16
2024-09-20 | HBS14126 | ZYC Energy Company Ltd SIMPO 5000 (x34) w/ Noark Electrics (Shanghai) Co., Ltd. Ex9N-DH-12KT-AU (AS4777-2 2020) Eastron SDM630 MCT (40mA) Series | 174.08 |  |  | ZYC Energy Company Ltd | SIMPO 5000 | 6 | Noark Electrics (Shanghai) Co., Ltd. | Ex9N-DH-12KT-AU (AS4777-2 2020) | ZYC Energy | 2027-01-16
2024-09-20 | HBS14127 | ZYC Energy Company Ltd SIMPO 5000 (x35) w/ Noark Electrics (Shanghai) Co., Ltd. Ex9N-DH-12KT-AU (AS4777-2 2020) Eastron SDM630 MCT (40mA) Series | 179.2 |  |  | ZYC Energy Company Ltd | SIMPO 5000 | 6 | Noark Electrics (Shanghai) Co., Ltd. | Ex9N-DH-12KT-AU (AS4777-2 2020) | ZYC Energy | 2027-01-16
2024-09-20 | HBS14128 | ZYC Energy Company Ltd SIMPO 5000 (x36) w/ Noark Electrics (Shanghai) Co., Ltd. Ex9N-DH-12KT-AU (AS4777-2 2020) Eastron SDM630 MCT (40mA) Series | 184.32 |  |  | ZYC Energy Company Ltd | SIMPO 5000 | 6 | Noark Electrics (Shanghai) Co., Ltd. | Ex9N-DH-12KT-AU (AS4777-2 2020) | ZYC Energy | 2027-01-16
2024-09-20 | HBS14129 | ZYC Energy Company Ltd SIMPO 5000 (x37) w/ Noark Electrics (Shanghai) Co., Ltd. Ex9N-DH-12KT-AU (AS4777-2 2020) Eastron SDM630 MCT (40mA) Series | 189.44 |  |  | ZYC Energy Company Ltd | SIMPO 5000 | 6 | Noark Electrics (Shanghai) Co., Ltd. | Ex9N-DH-12KT-AU (AS4777-2 2020) | ZYC Energy | 2027-01-16
2024-09-20 | HBS14130 | ZYC Energy Company Ltd SIMPO 5000 (x38) w/ Noark Electrics (Shanghai) Co., Ltd. Ex9N-DH-12KT-AU (AS4777-2 2020) Eastron SDM630 MCT (40mA) Series | 194.56 |  |  | ZYC Energy Company Ltd | SIMPO 5000 | 6 | Noark Electrics (Shanghai) Co., Ltd. | Ex9N-DH-12KT-AU (AS4777-2 2020) | ZYC Energy | 2027-01-16
2024-09-20 | HBS14131 | ZYC Energy Company Ltd SIMPO 5000 (x39) w/ Noark Electrics (Shanghai) Co., Ltd. Ex9N-DH-12KT-AU (AS4777-2 2020) Eastron SDM630 MCT (40mA) Series | 199.68 |  |  | ZYC Energy Company Ltd | SIMPO 5000 | 6 | Noark Electrics (Shanghai) Co., Ltd. | Ex9N-DH-12KT-AU (AS4777-2 2020) | ZYC Energy | 2027-01-16
2024-09-20 | HBS14132 | ZYC Energy Company Ltd SIMPO 5000 (x40) w/ Noark Electrics (Shanghai) Co., Ltd. Ex9N-DH-12KT-AU (AS4777-2 2020) Eastron SDM630 MCT (40mA) Series | 204.8 |  |  | ZYC Energy Company Ltd | SIMPO 5000 | 6 | Noark Electrics (Shanghai) Co., Ltd. | Ex9N-DH-12KT-AU (AS4777-2 2020) | ZYC Energy | 2027-01-16
2024-09-20 | HBS14133 | ZYC Energy Company Ltd SIMPO 5000 (x41) w/ Noark Electrics (Shanghai) Co., Ltd. Ex9N-DH-12KT-AU (AS4777-2 2020) Eastron SDM630 MCT (40mA) Series | 209.92 |  |  | ZYC Energy Company Ltd | SIMPO 5000 | 6 | Noark Electrics (Shanghai) Co., Ltd. | Ex9N-DH-12KT-AU (AS4777-2 2020) | ZYC Energy | 2027-01-16
2024-09-20 | HBS14134 | ZYC Energy Company Ltd SIMPO 5000 (x42) w/ Noark Electrics (Shanghai) Co., Ltd. Ex9N-DH-12KT-AU (AS4777-2 2020) Eastron SDM630 MCT (40mA) Series | 215.04 |  |  | ZYC Energy Company Ltd | SIMPO 5000 | 6 | Noark Electrics (Shanghai) Co., Ltd. | Ex9N-DH-12KT-AU (AS4777-2 2020) | ZYC Energy | 2027-01-16
2024-09-20 | HBS14135 | ZYC Energy Company Ltd SIMPO 5000 (x43) w/ Noark Electrics (Shanghai) Co., Ltd. Ex9N-DH-12KT-AU (AS4777-2 2020) Eastron SDM630 MCT (40mA) Series | 220.16 |  |  | ZYC Energy Company Ltd | SIMPO 5000 | 6 | Noark Electrics (Shanghai) Co., Ltd. | Ex9N-DH-12KT-AU (AS4777-2 2020) | ZYC Energy | 2027-01-16
2024-09-20 | HBS14136 | ZYC Energy Company Ltd SIMPO 5000 (x44) w/ Noark Electrics (Shanghai) Co., Ltd. Ex9N-DH-12KT-AU (AS4777-2 2020) Eastron SDM630 MCT (40mA) Series | 225.28 |  |  | ZYC Energy Company Ltd | SIMPO 5000 | 6 | Noark Electrics (Shanghai) Co., Ltd. | Ex9N-DH-12KT-AU (AS4777-2 2020) | ZYC Energy | 2027-01-16
2024-09-20 | HBS14137 | ZYC Energy Company Ltd SIMPO 5000 (x45) w/ Noark Electrics (Shanghai) Co., Ltd. Ex9N-DH-12KT-AU (AS4777-2 2020) Eastron SDM630 MCT (40mA) Series | 230.4 |  |  | ZYC Energy Company Ltd | SIMPO 5000 | 6 | Noark Electrics (Shanghai) Co., Ltd. | Ex9N-DH-12KT-AU (AS4777-2 2020) | ZYC Energy | 2027-01-16
2024-09-20 | HBS14138 | ZYC Energy Company Ltd SIMPO 5000 (x46) w/ Noark Electrics (Shanghai) Co., Ltd. Ex9N-DH-12KT-AU (AS4777-2 2020) Eastron SDM630 MCT (40mA) Series | 235.52 |  |  | ZYC Energy Company Ltd | SIMPO 5000 | 6 | Noark Electrics (Shanghai) Co., Ltd. | Ex9N-DH-12KT-AU (AS4777-2 2020) | ZYC Energy | 2027-01-16
2024-09-20 | HBS14139 | ZYC Energy Company Ltd SIMPO 5000 (x47) w/ Noark Electrics (Shanghai) Co., Ltd. Ex9N-DH-12KT-AU (AS4777-2 2020) Eastron SDM630 MCT (40mA) Series | 240.64 |  |  | ZYC Energy Company Ltd | SIMPO 5000 | 6 | Noark Electrics (Shanghai) Co., Ltd. | Ex9N-DH-12KT-AU (AS4777-2 2020) | ZYC Energy | 2027-01-16
2024-09-20 | HBS14140 | ZYC Energy Company Ltd SIMPO 5000 (x48) w/ Noark Electrics (Shanghai) Co., Ltd. Ex9N-DH-12KT-AU (AS4777-2 2020) Eastron SDM630 MCT (40mA) Series | 245.76 |  |  | ZYC Energy Company Ltd | SIMPO 5000 | 6 | Noark Electrics (Shanghai) Co., Ltd. | Ex9N-DH-12KT-AU (AS4777-2 2020) | ZYC Energy | 2027-01-16
2024-09-20 | HBS14141 | ZYC Energy Company Ltd SIMPO 5000 (x49) w/ Noark Electrics (Shanghai) Co., Ltd. Ex9N-DH-12KT-AU (AS4777-2 2020) Eastron SDM630 MCT (40mA) Series | 250.88 |  |  | ZYC Energy Company Ltd | SIMPO 5000 | 6 | Noark Electrics (Shanghai) Co., Ltd. | Ex9N-DH-12KT-AU (AS4777-2 2020) | ZYC Energy | 2027-01-16
2024-09-20 | HBS14142 | ZYC Energy Company Ltd SIMPO 5000 (x50) w/ Noark Electrics (Shanghai) Co., Ltd. Ex9N-DH-12KT-AU (AS4777-2 2020) Eastron SDM630 MCT (40mA) Series | 256 |  |  | ZYC Energy Company Ltd | SIMPO 5000 | 6 | Noark Electrics (Shanghai) Co., Ltd. | Ex9N-DH-12KT-AU (AS4777-2 2020) | ZYC Energy | 2027-01-16
2024-09-20 | HBS14143 | ZYC Energy Company Ltd SIMPO 5000 (x51) w/ Noark Electrics (Shanghai) Co., Ltd. Ex9N-DH-12KT-AU (AS4777-2 2020) Eastron SDM630 MCT (40mA) Series | 261.12 |  |  | ZYC Energy Company Ltd | SIMPO 5000 | 6 | Noark Electrics (Shanghai) Co., Ltd. | Ex9N-DH-12KT-AU (AS4777-2 2020) | ZYC Energy | 2027-01-16
2024-09-20 | HBS14144 | ZYC Energy Company Ltd SIMPO 5000 (x52) w/ Noark Electrics (Shanghai) Co., Ltd. Ex9N-DH-12KT-AU (AS4777-2 2020) Eastron SDM630 MCT (40mA) Series | 266.24 |  |  | ZYC Energy Company Ltd | SIMPO 5000 | 6 | Noark Electrics (Shanghai) Co., Ltd. | Ex9N-DH-12KT-AU (AS4777-2 2020) | ZYC Energy | 2027-01-16
2024-09-20 | HBS14145 | ZYC Energy Company Ltd SIMPO 5000 (x53) w/ Noark Electrics (Shanghai) Co., Ltd. Ex9N-DH-12KT-AU (AS4777-2 2020) Eastron SDM630 MCT (40mA) Series | 271.36 |  |  | ZYC Energy Company Ltd | SIMPO 5000 | 6 | Noark Electrics (Shanghai) Co., Ltd. | Ex9N-DH-12KT-AU (AS4777-2 2020) | ZYC Energy | 2027-01-16
2024-09-20 | HBS14146 | ZYC Energy Company Ltd SIMPO 5000 (x54) w/ Noark Electrics (Shanghai) Co., Ltd. Ex9N-DH-12KT-AU (AS4777-2 2020) Eastron SDM630 MCT (40mA) Series | 276.48 |  |  | ZYC Energy Company Ltd | SIMPO 5000 | 6 | Noark Electrics (Shanghai) Co., Ltd. | Ex9N-DH-12KT-AU (AS4777-2 2020) | ZYC Energy | 2027-01-16
2024-09-20 | HBS14147 | ZYC Energy Company Ltd SIMPO 5000 (x55) w/ Noark Electrics (Shanghai) Co., Ltd. Ex9N-DH-12KT-AU (AS4777-2 2020) Eastron SDM630 MCT (40mA) Series | 281.6 |  |  | ZYC Energy Company Ltd | SIMPO 5000 | 6 | Noark Electrics (Shanghai) Co., Ltd. | Ex9N-DH-12KT-AU (AS4777-2 2020) | ZYC Energy | 2027-01-16
2024-09-20 | HBS14148 | ZYC Energy Company Ltd SIMPO 5000 (x56) w/ Noark Electrics (Shanghai) Co., Ltd. Ex9N-DH-12KT-AU (AS4777-2 2020) Eastron SDM630 MCT (40mA) Series | 286.72 |  |  | ZYC Energy Company Ltd | SIMPO 5000 | 6 | Noark Electrics (Shanghai) Co., Ltd. | Ex9N-DH-12KT-AU (AS4777-2 2020) | ZYC Energy | 2027-01-16
2024-09-20 | HBS14149 | ZYC Energy Company Ltd SIMPO 5000 (x57) w/ Noark Electrics (Shanghai) Co., Ltd. Ex9N-DH-12KT-AU (AS4777-2 2020) Eastron SDM630 MCT (40mA) Series | 291.84 |  |  | ZYC Energy Company Ltd | SIMPO 5000 | 6 | Noark Electrics (Shanghai) Co., Ltd. | Ex9N-DH-12KT-AU (AS4777-2 2020) | ZYC Energy | 2027-01-16
2024-09-20 | HBS14150 | ZYC Energy Company Ltd SIMPO 5000 (x58) w/ Noark Electrics (Shanghai) Co., Ltd. Ex9N-DH-12KT-AU (AS4777-2 2020) Eastron SDM630 MCT (40mA) Series | 296.96 |  |  | ZYC Energy Company Ltd | SIMPO 5000 | 6 | Noark Electrics (Shanghai) Co., Ltd. | Ex9N-DH-12KT-AU (AS4777-2 2020) | ZYC Energy | 2027-01-16
2024-09-20 | HBS14151 | ZYC Energy Company Ltd SIMPO 5000 (x59) w/ Noark Electrics (Shanghai) Co., Ltd. Ex9N-DH-12KT-AU (AS4777-2 2020) Eastron SDM630 MCT (40mA) Series | 302.08 |  |  | ZYC Energy Company Ltd | SIMPO 5000 | 6 | Noark Electrics (Shanghai) Co., Ltd. | Ex9N-DH-12KT-AU (AS4777-2 2020) | ZYC Energy | 2027-01-16
2024-09-20 | HBS14152 | ZYC Energy Company Ltd SIMPO 5000 (x60) w/ Noark Electrics (Shanghai) Co., Ltd. Ex9N-DH-12KT-AU (AS4777-2 2020) Eastron SDM630 MCT (40mA) Series | 307.2 |  |  | ZYC Energy Company Ltd | SIMPO 5000 | 6 | Noark Electrics (Shanghai) Co., Ltd. | Ex9N-DH-12KT-AU (AS4777-2 2020) | ZYC Energy | 2027-01-16
2024-09-20 | HBS14153 | ZYC Energy Company Ltd SIMPO 5000 (x61) w/ Noark Electrics (Shanghai) Co., Ltd. Ex9N-DH-12KT-AU (AS4777-2 2020) Eastron SDM630 MCT (40mA) Series | 312.32 |  |  | ZYC Energy Company Ltd | SIMPO 5000 | 6 | Noark Electrics (Shanghai) Co., Ltd. | Ex9N-DH-12KT-AU (AS4777-2 2020) | ZYC Energy | 2027-01-16
2024-09-20 | HBS14154 | ZYC Energy Company Ltd SIMPO 5000 (x62) w/ Noark Electrics (Shanghai) Co., Ltd. Ex9N-DH-12KT-AU (AS4777-2 2020) Eastron SDM630 MCT (40mA) Series | 317.44 |  |  | ZYC Energy Company Ltd | SIMPO 5000 | 6 | Noark Electrics (Shanghai) Co., Ltd. | Ex9N-DH-12KT-AU (AS4777-2 2020) | ZYC Energy | 2027-01-16
2024-09-20 | HBS14155 | ZYC Energy Company Ltd SIMPO 5000 (x63) w/ Noark Electrics (Shanghai) Co., Ltd. Ex9N-DH-12KT-AU (AS4777-2 2020) Eastron SDM630 MCT (40mA) Series | 322.56 |  |  | ZYC Energy Company Ltd | SIMPO 5000 | 6 | Noark Electrics (Shanghai) Co., Ltd. | Ex9N-DH-12KT-AU (AS4777-2 2020) | ZYC Energy | 2027-01-16
2024-09-20 | HBS14156 | ZYC Energy Company Ltd SIMPO 5000 (x64) w/ Noark Electrics (Shanghai) Co., Ltd. Ex9N-DH-12KT-AU (AS4777-2 2020) Eastron SDM630 MCT (40mA) Series | 327.68 |  |  | ZYC Energy Company Ltd | SIMPO 5000 | 6 | Noark Electrics (Shanghai) Co., Ltd. | Ex9N-DH-12KT-AU (AS4777-2 2020) | ZYC Energy | 2027-01-16
2024-10-01 | HBS14157 | Sungrow Power Supply Co LTD SBR096 (x1) w/ Sungrow Power Supply Co LTD SH5T (AS4777-2 2020) | 9.6 |  |  | Sungrow Power Supply Co LTD | SBR096 | 6 | Sungrow Power Supply Co LTD | SH5T (AS4777-2 2020) | Sungrow | 2027-08-14
2024-10-01 | HBS14158 | Sungrow Power Supply Co LTD SBR128 (x1) w/ Sungrow Power Supply Co LTD SH5T (AS4777-2 2020) | 12.8 |  |  | Sungrow Power Supply Co LTD | SBR128 | 6 | Sungrow Power Supply Co LTD | SH5T (AS4777-2 2020) | Sungrow | 2027-08-14
2024-10-01 | HBS14159 | Sungrow Power Supply Co LTD SBR160 (x1) w/ Sungrow Power Supply Co LTD SH5T (AS4777-2 2020) | 16 |  |  | Sungrow Power Supply Co LTD | SBR160 | 6 | Sungrow Power Supply Co LTD | SH5T (AS4777-2 2020) | Sungrow | 2027-08-14
2024-10-01 | HBS14160 | Sungrow Power Supply Co LTD SBR192 (x1) w/ Sungrow Power Supply Co LTD SH5T (AS4777-2 2020) | 19.2 |  |  | Sungrow Power Supply Co LTD | SBR192 | 6 | Sungrow Power Supply Co LTD | SH5T (AS4777-2 2020) | Sungrow | 2027-08-14
2024-10-01 | HBS14161 | Sungrow Power Supply Co LTD SBR224 (x1) w/ Sungrow Power Supply Co LTD SH5T (AS4777-2 2020) | 22.4 |  |  | Sungrow Power Supply Co LTD | SBR224 | 6 | Sungrow Power Supply Co LTD | SH5T (AS4777-2 2020) | Sungrow | 2027-08-14
2024-10-01 | HBS14162 | Sungrow Power Supply Co LTD SBR256 (x1) w/ Sungrow Power Supply Co LTD SH5T (AS4777-2 2020) | 25.6 |  |  | Sungrow Power Supply Co LTD | SBR256 | 6 | Sungrow Power Supply Co LTD | SH5T (AS4777-2 2020) | Sungrow | 2027-08-14
2024-10-01 | HBS14163 | Sungrow Power Supply Co LTD SBR096 (x2) w/ Sungrow Power Supply Co LTD SH5T (AS4777-2 2020) | 19.2 |  |  | Sungrow Power Supply Co LTD | SBR096 | 6 | Sungrow Power Supply Co LTD | SH5T (AS4777-2 2020) | Sungrow | 2027-08-14
2024-10-01 | HBS14164 | Sungrow Power Supply Co LTD SBR128 (x2) w/ Sungrow Power Supply Co LTD SH5T (AS4777-2 2020) | 25.6 |  |  | Sungrow Power Supply Co LTD | SBR128 | 6 | Sungrow Power Supply Co LTD | SH5T (AS4777-2 2020) | Sungrow | 2027-08-14
2024-10-01 | HBS14165 | Sungrow Power Supply Co LTD SBR160 (x2) w/ Sungrow Power Supply Co LTD SH5T (AS4777-2 2020) | 32 |  |  | Sungrow Power Supply Co LTD | SBR160 | 6 | Sungrow Power Supply Co LTD | SH5T (AS4777-2 2020) | Sungrow | 2027-08-14
2024-10-01 | HBS14166 | Sungrow Power Supply Co LTD SBR192 (x2) w/ Sungrow Power Supply Co LTD SH5T (AS4777-2 2020) | 38.4 |  |  | Sungrow Power Supply Co LTD | SBR192 | 6 | Sungrow Power Supply Co LTD | SH5T (AS4777-2 2020) | Sungrow | 2027-08-14
2024-10-01 | HBS14167 | Sungrow Power Supply Co LTD SBR224 (x2) w/ Sungrow Power Supply Co LTD SH5T (AS4777-2 2020) | 44.8 |  |  | Sungrow Power Supply Co LTD | SBR224 | 6 | Sungrow Power Supply Co LTD | SH5T (AS4777-2 2020) | Sungrow | 2027-08-14
2024-10-01 | HBS14168 | Sungrow Power Supply Co LTD SBR256 (x2) w/ Sungrow Power Supply Co LTD SH5T (AS4777-2 2020) | 51.2 |  |  | Sungrow Power Supply Co LTD | SBR256 | 6 | Sungrow Power Supply Co LTD | SH5T (AS4777-2 2020) | Sungrow | 2027-08-14
2024-10-01 | HBS14169 | Sungrow Power Supply Co LTD SBR096 (x3) w/ Sungrow Power Supply Co LTD SH5T (AS4777-2 2020) | 28.8 |  |  | Sungrow Power Supply Co LTD | SBR096 | 6 | Sungrow Power Supply Co LTD | SH5T (AS4777-2 2020) | Sungrow | 2027-08-14
2024-10-01 | HBS14170 | Sungrow Power Supply Co LTD SBR128 (x3) w/ Sungrow Power Supply Co LTD SH5T (AS4777-2 2020) | 38.4 |  |  | Sungrow Power Supply Co LTD | SBR128 | 6 | Sungrow Power Supply Co LTD | SH5T (AS4777-2 2020) | Sungrow | 2027-08-14
2024-10-01 | HBS14171 | Sungrow Power Supply Co LTD SBR160 (x3) w/ Sungrow Power Supply Co LTD SH5T (AS4777-2 2020) | 48 |  |  | Sungrow Power Supply Co LTD | SBR160 | 6 | Sungrow Power Supply Co LTD | SH5T (AS4777-2 2020) | Sungrow | 2027-08-14
2024-10-01 | HBS14172 | Sungrow Power Supply Co LTD SBR192 (x3) w/ Sungrow Power Supply Co LTD SH5T (AS4777-2 2020) | 57.6 |  |  | Sungrow Power Supply Co LTD | SBR192 | 6 | Sungrow Power Supply Co LTD | SH5T (AS4777-2 2020) | Sungrow | 2027-08-14
2024-10-01 | HBS14173 | Sungrow Power Supply Co LTD SBR224 (x3) w/ Sungrow Power Supply Co LTD SH5T (AS4777-2 2020) | 67.2 |  |  | Sungrow Power Supply Co LTD | SBR224 | 6 | Sungrow Power Supply Co LTD | SH5T (AS4777-2 2020) | Sungrow | 2027-08-14
2024-10-01 | HBS14174 | Sungrow Power Supply Co LTD SBR256 (x3) w/ Sungrow Power Supply Co LTD SH5T (AS4777-2 2020) | 76.8 |  |  | Sungrow Power Supply Co LTD | SBR256 | 6 | Sungrow Power Supply Co LTD | SH5T (AS4777-2 2020) | Sungrow | 2027-08-14
2024-10-01 | HBS14175 | Sungrow Power Supply Co LTD SBR096 (x4) w/ Sungrow Power Supply Co LTD SH5T (AS4777-2 2020) | 38.4 |  |  | Sungrow Power Supply Co LTD | SBR096 | 6 | Sungrow Power Supply Co LTD | SH5T (AS4777-2 2020) | Sungrow | 2027-08-14
2024-10-01 | HBS14176 | Sungrow Power Supply Co LTD SBR128 (x4) w/ Sungrow Power Supply Co LTD SH5T (AS4777-2 2020) | 51.2 |  |  | Sungrow Power Supply Co LTD | SBR128 | 6 | Sungrow Power Supply Co LTD | SH5T (AS4777-2 2020) | Sungrow | 2027-08-14
2024-10-01 | HBS14177 | Sungrow Power Supply Co LTD SBR160 (x4) w/ Sungrow Power Supply Co LTD SH5T (AS4777-2 2020) | 64 |  |  | Sungrow Power Supply Co LTD | SBR160 | 6 | Sungrow Power Supply Co LTD | SH5T (AS4777-2 2020) | Sungrow | 2027-08-14
2024-10-01 | HBS14178 | Sungrow Power Supply Co LTD SBR192 (x4) w/ Sungrow Power Supply Co LTD SH5T (AS4777-2 2020) | 76.8 |  |  | Sungrow Power Supply Co LTD | SBR192 | 6 | Sungrow Power Supply Co LTD | SH5T (AS4777-2 2020) | Sungrow | 2027-08-14
2024-10-01 | HBS14179 | Sungrow Power Supply Co LTD SBR224 (x4) w/ Sungrow Power Supply Co LTD SH5T (AS4777-2 2020) | 89.6 |  |  | Sungrow Power Supply Co LTD | SBR224 | 6 | Sungrow Power Supply Co LTD | SH5T (AS4777-2 2020) | Sungrow | 2027-08-14
2024-10-01 | HBS14180 | Sungrow Power Supply Co LTD SBR256 (x4) w/ Sungrow Power Supply Co LTD SH5T (AS4777-2 2020) | 102.4 |  |  | Sungrow Power Supply Co LTD | SBR256 | 6 | Sungrow Power Supply Co LTD | SH5T (AS4777-2 2020) | Sungrow | 2027-08-14
2024-10-01 | HBS14181 | Sungrow Power Supply Co LTD SBR096 (x1) w/ Sungrow Power Supply Co LTD SH10T (AS4777-2 2020) | 9.6 |  |  | Sungrow Power Supply Co LTD | SBR096 | 6 | Sungrow Power Supply Co LTD | SH10T (AS4777-2 2020) | Sungrow | 2027-08-14
2024-10-01 | HBS14182 | Sungrow Power Supply Co LTD SBR128 (x1) w/ Sungrow Power Supply Co LTD SH10T (AS4777-2 2020) | 12.8 |  |  | Sungrow Power Supply Co LTD | SBR128 | 6 | Sungrow Power Supply Co LTD | SH10T (AS4777-2 2020) | Sungrow | 2027-08-14
2024-10-01 | HBS14183 | Sungrow Power Supply Co LTD SBR160 (x1) w/ Sungrow Power Supply Co LTD SH10T (AS4777-2 2020) | 16 |  |  | Sungrow Power Supply Co LTD | SBR160 | 6 | Sungrow Power Supply Co LTD | SH10T (AS4777-2 2020) | Sungrow | 2027-08-14
2024-10-01 | HBS14184 | Sungrow Power Supply Co LTD SBR192 (x1) w/ Sungrow Power Supply Co LTD SH10T (AS4777-2 2020) | 19.2 |  |  | Sungrow Power Supply Co LTD | SBR192 | 6 | Sungrow Power Supply Co LTD | SH10T (AS4777-2 2020) | Sungrow | 2027-08-14
2024-10-01 | HBS14185 | Sungrow Power Supply Co LTD SBR224 (x1) w/ Sungrow Power Supply Co LTD SH10T (AS4777-2 2020) | 22.4 |  |  | Sungrow Power Supply Co LTD | SBR224 | 6 | Sungrow Power Supply Co LTD | SH10T (AS4777-2 2020) | Sungrow | 2027-08-14
2024-10-01 | HBS14186 | Sungrow Power Supply Co LTD SBR256 (x1) w/ Sungrow Power Supply Co LTD SH10T (AS4777-2 2020) | 25.6 |  |  | Sungrow Power Supply Co LTD | SBR256 | 6 | Sungrow Power Supply Co LTD | SH10T (AS4777-2 2020) | Sungrow | 2027-08-14
2024-10-01 | HBS14187 | Sungrow Power Supply Co LTD SBR096 (x2) w/ Sungrow Power Supply Co LTD SH10T (AS4777-2 2020) | 19.2 |  |  | Sungrow Power Supply Co LTD | SBR096 | 6 | Sungrow Power Supply Co LTD | SH10T (AS4777-2 2020) | Sungrow | 2027-08-14
2024-10-01 | HBS14188 | Sungrow Power Supply Co LTD SBR128 (x2) w/ Sungrow Power Supply Co LTD SH10T (AS4777-2 2020) | 25.6 |  |  | Sungrow Power Supply Co LTD | SBR128 | 6 | Sungrow Power Supply Co LTD | SH10T (AS4777-2 2020) | Sungrow | 2027-08-14
2024-10-01 | HBS14189 | Sungrow Power Supply Co LTD SBR160 (x2) w/ Sungrow Power Supply Co LTD SH10T (AS4777-2 2020) | 32 |  |  | Sungrow Power Supply Co LTD | SBR160 | 6 | Sungrow Power Supply Co LTD | SH10T (AS4777-2 2020) | Sungrow | 2027-08-14
2024-10-01 | HBS14190 | Sungrow Power Supply Co LTD SBR192 (x2) w/ Sungrow Power Supply Co LTD SH10T (AS4777-2 2020) | 38.4 |  |  | Sungrow Power Supply Co LTD | SBR192 | 6 | Sungrow Power Supply Co LTD | SH10T (AS4777-2 2020) | Sungrow | 2027-08-14
2024-10-01 | HBS14191 | Sungrow Power Supply Co LTD SBR224 (x2) w/ Sungrow Power Supply Co LTD SH10T (AS4777-2 2020) | 44.8 |  |  | Sungrow Power Supply Co LTD | SBR224 | 6 | Sungrow Power Supply Co LTD | SH10T (AS4777-2 2020) | Sungrow | 2027-08-14
2024-10-01 | HBS14192 | Sungrow Power Supply Co LTD SBR256 (x2) w/ Sungrow Power Supply Co LTD SH10T (AS4777-2 2020) | 51.2 |  |  | Sungrow Power Supply Co LTD | SBR256 | 6 | Sungrow Power Supply Co LTD | SH10T (AS4777-2 2020) | Sungrow | 2027-08-14
2024-10-01 | HBS14193 | Sungrow Power Supply Co LTD SBR096 (x3) w/ Sungrow Power Supply Co LTD SH10T (AS4777-2 2020) | 28.8 |  |  | Sungrow Power Supply Co LTD | SBR096 | 6 | Sungrow Power Supply Co LTD | SH10T (AS4777-2 2020) | Sungrow | 2027-08-14
2024-10-01 | HBS14194 | Sungrow Power Supply Co LTD SBR128 (x3) w/ Sungrow Power Supply Co LTD SH10T (AS4777-2 2020) | 38.4 |  |  | Sungrow Power Supply Co LTD | SBR128 | 6 | Sungrow Power Supply Co LTD | SH10T (AS4777-2 2020) | Sungrow | 2027-08-14
2024-10-01 | HBS14195 | Sungrow Power Supply Co LTD SBR160 (x3) w/ Sungrow Power Supply Co LTD SH10T (AS4777-2 2020) | 48 |  |  | Sungrow Power Supply Co LTD | SBR160 | 6 | Sungrow Power Supply Co LTD | SH10T (AS4777-2 2020) | Sungrow | 2027-08-14
2024-10-01 | HBS14196 | Sungrow Power Supply Co LTD SBR192 (x3) w/ Sungrow Power Supply Co LTD SH10T (AS4777-2 2020) | 57.6 |  |  | Sungrow Power Supply Co LTD | SBR192 | 6 | Sungrow Power Supply Co LTD | SH10T (AS4777-2 2020) | Sungrow | 2027-08-14
2024-10-01 | HBS14197 | Sungrow Power Supply Co LTD SBR224 (x3) w/ Sungrow Power Supply Co LTD SH10T (AS4777-2 2020) | 67.2 |  |  | Sungrow Power Supply Co LTD | SBR224 | 6 | Sungrow Power Supply Co LTD | SH10T (AS4777-2 2020) | Sungrow | 2027-08-14
2024-10-01 | HBS14198 | Sungrow Power Supply Co LTD SBR256 (x3) w/ Sungrow Power Supply Co LTD SH10T (AS4777-2 2020) | 76.8 |  |  | Sungrow Power Supply Co LTD | SBR256 | 6 | Sungrow Power Supply Co LTD | SH10T (AS4777-2 2020) | Sungrow | 2027-08-14
2024-10-01 | HBS14199 | Sungrow Power Supply Co LTD SBR096 (x4) w/ Sungrow Power Supply Co LTD SH10T (AS4777-2 2020) | 38.4 |  |  | Sungrow Power Supply Co LTD | SBR096 | 6 | Sungrow Power Supply Co LTD | SH10T (AS4777-2 2020) | Sungrow | 2027-08-14
2024-10-01 | HBS14200 | Sungrow Power Supply Co LTD SBR128 (x4) w/ Sungrow Power Supply Co LTD SH10T (AS4777-2 2020) | 51.2 |  |  | Sungrow Power Supply Co LTD | SBR128 | 6 | Sungrow Power Supply Co LTD | SH10T (AS4777-2 2020) | Sungrow | 2027-08-14
2024-10-01 | HBS14201 | Sungrow Power Supply Co LTD SBR160 (x4) w/ Sungrow Power Supply Co LTD SH10T (AS4777-2 2020) | 64 |  |  | Sungrow Power Supply Co LTD | SBR160 | 6 | Sungrow Power Supply Co LTD | SH10T (AS4777-2 2020) | Sungrow | 2027-08-14
2024-10-01 | HBS14202 | Sungrow Power Supply Co LTD SBR192 (x4) w/ Sungrow Power Supply Co LTD SH10T (AS4777-2 2020) | 76.8 |  |  | Sungrow Power Supply Co LTD | SBR192 | 6 | Sungrow Power Supply Co LTD | SH10T (AS4777-2 2020) | Sungrow | 2027-08-14
2024-10-01 | HBS14203 | Sungrow Power Supply Co LTD SBR224 (x4) w/ Sungrow Power Supply Co LTD SH10T (AS4777-2 2020) | 89.6 |  |  | Sungrow Power Supply Co LTD | SBR224 | 6 | Sungrow Power Supply Co LTD | SH10T (AS4777-2 2020) | Sungrow | 2027-08-14
2024-10-01 | HBS14204 | Sungrow Power Supply Co LTD SBR256 (x4) w/ Sungrow Power Supply Co LTD SH10T (AS4777-2 2020) | 102.4 |  |  | Sungrow Power Supply Co LTD | SBR256 | 6 | Sungrow Power Supply Co LTD | SH10T (AS4777-2 2020) | Sungrow | 2027-08-14
2024-10-01 | HBS14205 | Sungrow Power Supply Co LTD SBH200 (x1) w/ Sungrow Power Supply Co LTD SH5T (AS4777-2 2020) | 20 |  |  | Sungrow Power Supply Co LTD | SBH200 | 6 | Sungrow Power Supply Co LTD | SH5T (AS4777-2 2020) | Sungrow | 2027-08-14
2024-10-01 | HBS14206 | Sungrow Power Supply Co LTD SBH250 (x1) w/ Sungrow Power Supply Co LTD SH5T (AS4777-2 2020) | 25 |  |  | Sungrow Power Supply Co LTD | SBH250 | 6 | Sungrow Power Supply Co LTD | SH5T (AS4777-2 2020) | Sungrow | 2027-08-14
2024-10-01 | HBS14207 | Sungrow Power Supply Co LTD SBH300 (x1) w/ Sungrow Power Supply Co LTD SH5T (AS4777-2 2020) | 30 |  |  | Sungrow Power Supply Co LTD | SBH300 | 6 | Sungrow Power Supply Co LTD | SH5T (AS4777-2 2020) | Sungrow | 2027-08-14
2024-10-01 | HBS14208 | Sungrow Power Supply Co LTD SBH350 (x1) w/ Sungrow Power Supply Co LTD SH5T (AS4777-2 2020) | 35 |  |  | Sungrow Power Supply Co LTD | SBH350 | 6 | Sungrow Power Supply Co LTD | SH5T (AS4777-2 2020) | Sungrow | 2027-08-14
2024-10-01 | HBS14209 | Sungrow Power Supply Co LTD SBH400 (x1) w/ Sungrow Power Supply Co LTD SH5T (AS4777-2 2020) | 40 |  |  | Sungrow Power Supply Co LTD | SBH400 | 6 | Sungrow Power Supply Co LTD | SH5T (AS4777-2 2020) | Sungrow | 2027-08-14
2024-10-01 | HBS14210 | Sungrow Power Supply Co LTD SBH200 (x2) w/ Sungrow Power Supply Co LTD SH5T (AS4777-2 2020) | 40 |  |  | Sungrow Power Supply Co LTD | SBH200 | 6 | Sungrow Power Supply Co LTD | SH5T (AS4777-2 2020) | Sungrow | 2027-08-14
2024-10-01 | HBS14211 | Sungrow Power Supply Co LTD SBH250 (x2) w/ Sungrow Power Supply Co LTD SH5T (AS4777-2 2020) | 50 |  |  | Sungrow Power Supply Co LTD | SBH250 | 6 | Sungrow Power Supply Co LTD | SH5T (AS4777-2 2020) | Sungrow | 2027-08-14
2024-10-01 | HBS14212 | Sungrow Power Supply Co LTD SBH300 (x2) w/ Sungrow Power Supply Co LTD SH5T (AS4777-2 2020) | 60 |  |  | Sungrow Power Supply Co LTD | SBH300 | 6 | Sungrow Power Supply Co LTD | SH5T (AS4777-2 2020) | Sungrow | 2027-08-14
2024-10-01 | HBS14213 | Sungrow Power Supply Co LTD SBH350 (x2) w/ Sungrow Power Supply Co LTD SH5T (AS4777-2 2020) | 70 |  |  | Sungrow Power Supply Co LTD | SBH350 | 6 | Sungrow Power Supply Co LTD | SH5T (AS4777-2 2020) | Sungrow | 2027-08-14
2024-10-01 | HBS14214 | Sungrow Power Supply Co LTD SBH400 (x2) w/ Sungrow Power Supply Co LTD SH5T (AS4777-2 2020) | 80 |  |  | Sungrow Power Supply Co LTD | SBH400 | 6 | Sungrow Power Supply Co LTD | SH5T (AS4777-2 2020) | Sungrow | 2027-08-14
2024-10-01 | HBS14215 | Sungrow Power Supply Co LTD SBH200 (x3) w/ Sungrow Power Supply Co LTD SH5T (AS4777-2 2020) | 60 |  |  | Sungrow Power Supply Co LTD | SBH200 | 6 | Sungrow Power Supply Co LTD | SH5T (AS4777-2 2020) | Sungrow | 2027-08-14
2024-10-01 | HBS14216 | Sungrow Power Supply Co LTD SBH250 (x3) w/ Sungrow Power Supply Co LTD SH5T (AS4777-2 2020) | 75 |  |  | Sungrow Power Supply Co LTD | SBH250 | 6 | Sungrow Power Supply Co LTD | SH5T (AS4777-2 2020) | Sungrow | 2027-08-14
2024-10-01 | HBS14217 | Sungrow Power Supply Co LTD SBH300 (x3) w/ Sungrow Power Supply Co LTD SH5T (AS4777-2 2020) | 90 |  |  | Sungrow Power Supply Co LTD | SBH300 | 6 | Sungrow Power Supply Co LTD | SH5T (AS4777-2 2020) | Sungrow | 2027-08-14
2024-10-01 | HBS14218 | Sungrow Power Supply Co LTD SBH350 (x3) w/ Sungrow Power Supply Co LTD SH5T (AS4777-2 2020) | 105 |  |  | Sungrow Power Supply Co LTD | SBH350 | 6 | Sungrow Power Supply Co LTD | SH5T (AS4777-2 2020) | Sungrow | 2027-08-14
2024-10-01 | HBS14219 | Sungrow Power Supply Co LTD SBH400 (x3) w/ Sungrow Power Supply Co LTD SH5T (AS4777-2 2020) | 120 |  |  | Sungrow Power Supply Co LTD | SBH400 | 6 | Sungrow Power Supply Co LTD | SH5T (AS4777-2 2020) | Sungrow | 2027-08-14
2024-10-01 | HBS14220 | Sungrow Power Supply Co LTD SBH200 (x4) w/ Sungrow Power Supply Co LTD SH5T (AS4777-2 2020) | 80 |  |  | Sungrow Power Supply Co LTD | SBH200 | 6 | Sungrow Power Supply Co LTD | SH5T (AS4777-2 2020) | Sungrow | 2027-08-14
2024-10-01 | HBS14221 | Sungrow Power Supply Co LTD SBH250 (x4) w/ Sungrow Power Supply Co LTD SH5T (AS4777-2 2020) | 100 |  |  | Sungrow Power Supply Co LTD | SBH250 | 6 | Sungrow Power Supply Co LTD | SH5T (AS4777-2 2020) | Sungrow | 2027-08-14
2024-10-01 | HBS14222 | Sungrow Power Supply Co LTD SBH300 (x4) w/ Sungrow Power Supply Co LTD SH5T (AS4777-2 2020) | 120 |  |  | Sungrow Power Supply Co LTD | SBH300 | 6 | Sungrow Power Supply Co LTD | SH5T (AS4777-2 2020) | Sungrow | 2027-08-14
2024-10-01 | HBS14223 | Sungrow Power Supply Co LTD SBH350 (x4) w/ Sungrow Power Supply Co LTD SH5T (AS4777-2 2020) | 140 |  |  | Sungrow Power Supply Co LTD | SBH350 | 6 | Sungrow Power Supply Co LTD | SH5T (AS4777-2 2020) | Sungrow | 2027-08-14
2024-10-01 | HBS14224 | Sungrow Power Supply Co LTD SBH400 (x4) w/ Sungrow Power Supply Co LTD SH5T (AS4777-2 2020) | 160 |  |  | Sungrow Power Supply Co LTD | SBH400 | 6 | Sungrow Power Supply Co LTD | SH5T (AS4777-2 2020) | Sungrow | 2027-08-14
2024-10-01 | HBS14225 | Sungrow Power Supply Co LTD SBH200 (x1) w/ Sungrow Power Supply Co LTD SH10T (AS4777-2 2020) | 20 |  |  | Sungrow Power Supply Co LTD | SBH200 | 6 | Sungrow Power Supply Co LTD | SH10T (AS4777-2 2020) | Sungrow | 2027-08-14
2024-10-01 | HBS14226 | Sungrow Power Supply Co LTD SBH250 (x1) w/ Sungrow Power Supply Co LTD SH10T (AS4777-2 2020) | 25 |  |  | Sungrow Power Supply Co LTD | SBH250 | 6 | Sungrow Power Supply Co LTD | SH10T (AS4777-2 2020) | Sungrow | 2027-08-14
2024-10-01 | HBS14227 | Sungrow Power Supply Co LTD SBH300 (x1) w/ Sungrow Power Supply Co LTD SH10T (AS4777-2 2020) | 30 |  |  | Sungrow Power Supply Co LTD | SBH300 | 6 | Sungrow Power Supply Co LTD | SH10T (AS4777-2 2020) | Sungrow | 2027-08-14
2024-10-01 | HBS14228 | Sungrow Power Supply Co LTD SBH350 (x1) w/ Sungrow Power Supply Co LTD SH10T (AS4777-2 2020) | 35 |  |  | Sungrow Power Supply Co LTD | SBH350 | 6 | Sungrow Power Supply Co LTD | SH10T (AS4777-2 2020) | Sungrow | 2027-08-14
2024-10-01 | HBS14229 | Sungrow Power Supply Co LTD SBH400 (x1) w/ Sungrow Power Supply Co LTD SH10T (AS4777-2 2020) | 40 |  |  | Sungrow Power Supply Co LTD | SBH400 | 6 | Sungrow Power Supply Co LTD | SH10T (AS4777-2 2020) | Sungrow | 2027-08-14
2024-10-01 | HBS14230 | Sungrow Power Supply Co LTD SBH200 (x2) w/ Sungrow Power Supply Co LTD SH10T (AS4777-2 2020) | 40 |  |  | Sungrow Power Supply Co LTD | SBH200 | 6 | Sungrow Power Supply Co LTD | SH10T (AS4777-2 2020) | Sungrow | 2027-08-14
2024-10-01 | HBS14231 | Sungrow Power Supply Co LTD SBH250 (x2) w/ Sungrow Power Supply Co LTD SH10T (AS4777-2 2020) | 50 |  |  | Sungrow Power Supply Co LTD | SBH250 | 6 | Sungrow Power Supply Co LTD | SH10T (AS4777-2 2020) | Sungrow | 2027-08-14
2024-10-01 | HBS14232 | Sungrow Power Supply Co LTD SBH300 (x2) w/ Sungrow Power Supply Co LTD SH10T (AS4777-2 2020) | 60 |  |  | Sungrow Power Supply Co LTD | SBH300 | 6 | Sungrow Power Supply Co LTD | SH10T (AS4777-2 2020) | Sungrow | 2027-08-14
2024-10-01 | HBS14233 | Sungrow Power Supply Co LTD SBH350 (x2) w/ Sungrow Power Supply Co LTD SH10T (AS4777-2 2020) | 70 |  |  | Sungrow Power Supply Co LTD | SBH350 | 6 | Sungrow Power Supply Co LTD | SH10T (AS4777-2 2020) | Sungrow | 2027-08-14
2024-10-01 | HBS14234 | Sungrow Power Supply Co LTD SBH400 (x2) w/ Sungrow Power Supply Co LTD SH10T (AS4777-2 2020) | 80 |  |  | Sungrow Power Supply Co LTD | SBH400 | 6 | Sungrow Power Supply Co LTD | SH10T (AS4777-2 2020) | Sungrow | 2027-08-14
2024-10-01 | HBS14235 | Sungrow Power Supply Co LTD SBH200 (x3) w/ Sungrow Power Supply Co LTD SH10T (AS4777-2 2020) | 60 |  |  | Sungrow Power Supply Co LTD | SBH200 | 6 | Sungrow Power Supply Co LTD | SH10T (AS4777-2 2020) | Sungrow | 2027-08-14
2024-10-01 | HBS14236 | Sungrow Power Supply Co LTD SBH250 (x3) w/ Sungrow Power Supply Co LTD SH10T (AS4777-2 2020) | 75 |  |  | Sungrow Power Supply Co LTD | SBH250 | 6 | Sungrow Power Supply Co LTD | SH10T (AS4777-2 2020) | Sungrow | 2027-08-14
2024-10-01 | HBS14237 | Sungrow Power Supply Co LTD SBH300 (x3) w/ Sungrow Power Supply Co LTD SH10T (AS4777-2 2020) | 90 |  |  | Sungrow Power Supply Co LTD | SBH300 | 6 | Sungrow Power Supply Co LTD | SH10T (AS4777-2 2020) | Sungrow | 2027-08-14
2024-10-01 | HBS14238 | Sungrow Power Supply Co LTD SBH350 (x3) w/ Sungrow Power Supply Co LTD SH10T (AS4777-2 2020) | 105 |  |  | Sungrow Power Supply Co LTD | SBH350 | 6 | Sungrow Power Supply Co LTD | SH10T (AS4777-2 2020) | Sungrow | 2027-08-14
2024-10-01 | HBS14239 | Sungrow Power Supply Co LTD SBH400 (x3) w/ Sungrow Power Supply Co LTD SH10T (AS4777-2 2020) | 120 |  |  | Sungrow Power Supply Co LTD | SBH400 | 6 | Sungrow Power Supply Co LTD | SH10T (AS4777-2 2020) | Sungrow | 2027-08-14
2024-10-01 | HBS14240 | Sungrow Power Supply Co LTD SBH200 (x4) w/ Sungrow Power Supply Co LTD SH10T (AS4777-2 2020) | 80 |  |  | Sungrow Power Supply Co LTD | SBH200 | 6 | Sungrow Power Supply Co LTD | SH10T (AS4777-2 2020) | Sungrow | 2027-08-14
2024-10-01 | HBS14241 | Sungrow Power Supply Co LTD SBH250 (x4) w/ Sungrow Power Supply Co LTD SH10T (AS4777-2 2020) | 100 |  |  | Sungrow Power Supply Co LTD | SBH250 | 6 | Sungrow Power Supply Co LTD | SH10T (AS4777-2 2020) | Sungrow | 2027-08-14
2024-10-01 | HBS14242 | Sungrow Power Supply Co LTD SBH300 (x4) w/ Sungrow Power Supply Co LTD SH10T (AS4777-2 2020) | 120 |  |  | Sungrow Power Supply Co LTD | SBH300 | 6 | Sungrow Power Supply Co LTD | SH10T (AS4777-2 2020) | Sungrow | 2027-08-14
2024-10-01 | HBS14243 | Sungrow Power Supply Co LTD SBH350 (x4) w/ Sungrow Power Supply Co LTD SH10T (AS4777-2 2020) | 140 |  |  | Sungrow Power Supply Co LTD | SBH350 | 6 | Sungrow Power Supply Co LTD | SH10T (AS4777-2 2020) | Sungrow | 2027-08-14
2024-10-01 | HBS14244 | Sungrow Power Supply Co LTD SBH400 (x4) w/ Sungrow Power Supply Co LTD SH10T (AS4777-2 2020) | 160 |  |  | Sungrow Power Supply Co LTD | SBH400 | 6 | Sungrow Power Supply Co LTD | SH10T (AS4777-2 2020) | Sungrow | 2027-08-14
2024-10-01 | HBS14250 | Shenzhen OLiPower Energy & Automation Technology Co Ltd BRE-B-10K (x1) w/ Solis Australasia Pty Ltd S6-EH1P3K-L-AU (AS4777-2 2020) | 8.6 |  |  | Shenzhen OLiPower Energy & Automation Technology Co Ltd | BRE-B-10K | 6 | Solis Australasia Pty Ltd | S6-EH1P3K-L-AU (AS4777-2 2020) | Olipower | 2026-09-18
2024-10-01 | HBS14251 | Shenzhen OLiPower Energy & Automation Technology Co Ltd BRE-B-10K (x1) w/ Solis Australasia Pty Ltd S6-EH1P3.6K-L-AU (AS4777-2 2020) | 8.6 |  |  | Shenzhen OLiPower Energy & Automation Technology Co Ltd | BRE-B-10K | 6 | Solis Australasia Pty Ltd | S6-EH1P3.6K-L-AU (AS4777-2 2020) | Olipower | 2026-09-18
2024-10-01 | HBS14252 | Shenzhen OLiPower Energy & Automation Technology Co Ltd BRE-B-10K (x1) w/ Solis Australasia Pty Ltd S6-EH1P4.6K-L-AU (AS4777-2 2020) | 8.6 |  |  | Shenzhen OLiPower Energy & Automation Technology Co Ltd | BRE-B-10K | 6 | Solis Australasia Pty Ltd | S6-EH1P4.6K-L-AU (AS4777-2 2020) | Olipower | 2026-09-18
2024-10-01 | HBS14253 | Shenzhen OLiPower Energy & Automation Technology Co Ltd BRE-B-10K (x1) w/ Solis Australasia Pty Ltd S6-EH1P5K-L-AU (AS4777-2 2020) | 8.6 |  |  | Shenzhen OLiPower Energy & Automation Technology Co Ltd | BRE-B-10K | 6 | Solis Australasia Pty Ltd | S6-EH1P5K-L-AU (AS4777-2 2020) | Olipower | 2026-09-18
2024-10-01 | HBS14254 | Shenzhen OLiPower Energy & Automation Technology Co Ltd BRE-B-10K (x1) w/ Solis Australasia Pty Ltd S6-EH1P6K-L-AU (AS4777-2 2020) | 8.6 |  |  | Shenzhen OLiPower Energy & Automation Technology Co Ltd | BRE-B-10K | 6 | Solis Australasia Pty Ltd | S6-EH1P6K-L-AU (AS4777-2 2020) | Olipower | 2026-09-18
2024-10-09 | HBS14265 | PowerPlus Energy Pty Ltd LiFe4838P (x2) w/ Noark Electrics (Shanghai) Co., Ltd. Ex9N-DG-3.6KS-AU (AS4777-2 2020) | 7.6 |  |  | PowerPlus Energy Pty Ltd | LiFe4838P | 6 | Noark Electrics (Shanghai) Co., Ltd. | Ex9N-DG-3.6KS-AU (AS4777-2 2020) | PowerPlus Energy | 2026-11-08
2024-10-09 | HBS14266 | PowerPlus Energy Pty Ltd LiFe4838P (x3) w/ Noark Electrics (Shanghai) Co., Ltd. Ex9N-DG-3.6KS-AU (AS4777-2 2020) | 11.4 |  |  | PowerPlus Energy Pty Ltd | LiFe4838P | 6 | Noark Electrics (Shanghai) Co., Ltd. | Ex9N-DG-3.6KS-AU (AS4777-2 2020) | PowerPlus Energy | 2026-11-08
2024-10-09 | HBS14267 | PowerPlus Energy Pty Ltd LiFe4838P (x4) w/ Noark Electrics (Shanghai) Co., Ltd. Ex9N-DG-3.6KS-AU (AS4777-2 2020) | 15.2 |  |  | PowerPlus Energy Pty Ltd | LiFe4838P | 6 | Noark Electrics (Shanghai) Co., Ltd. | Ex9N-DG-3.6KS-AU (AS4777-2 2020) | PowerPlus Energy | 2026-11-08
2024-10-09 | HBS14268 | PowerPlus Energy Pty Ltd LiFe4838P (x5) w/ Noark Electrics (Shanghai) Co., Ltd. Ex9N-DG-3.6KS-AU (AS4777-2 2020) | 19 |  |  | PowerPlus Energy Pty Ltd | LiFe4838P | 6 | Noark Electrics (Shanghai) Co., Ltd. | Ex9N-DG-3.6KS-AU (AS4777-2 2020) | PowerPlus Energy | 2026-11-08
2024-10-09 | HBS14269 | PowerPlus Energy Pty Ltd LiFe4838P (x6) w/ Noark Electrics (Shanghai) Co., Ltd. Ex9N-DG-3.6KS-AU (AS4777-2 2020) | 22.8 |  |  | PowerPlus Energy Pty Ltd | LiFe4838P | 6 | Noark Electrics (Shanghai) Co., Ltd. | Ex9N-DG-3.6KS-AU (AS4777-2 2020) | PowerPlus Energy | 2026-11-08
2024-10-09 | HBS14270 | PowerPlus Energy Pty Ltd LiFe4838P (x7) w/ Noark Electrics (Shanghai) Co., Ltd. Ex9N-DG-3.6KS-AU (AS4777-2 2020) | 26.6 |  |  | PowerPlus Energy Pty Ltd | LiFe4838P | 6 | Noark Electrics (Shanghai) Co., Ltd. | Ex9N-DG-3.6KS-AU (AS4777-2 2020) | PowerPlus Energy | 2026-11-08
2024-10-09 | HBS14271 | PowerPlus Energy Pty Ltd LiFe4838P (x8) w/ Noark Electrics (Shanghai) Co., Ltd. Ex9N-DG-3.6KS-AU (AS4777-2 2020) | 30.4 |  |  | PowerPlus Energy Pty Ltd | LiFe4838P | 6 | Noark Electrics (Shanghai) Co., Ltd. | Ex9N-DG-3.6KS-AU (AS4777-2 2020) | PowerPlus Energy | 2026-11-08
2024-10-09 | HBS14272 | PowerPlus Energy Pty Ltd LiFe4838P (x9) w/ Noark Electrics (Shanghai) Co., Ltd. Ex9N-DG-3.6KS-AU (AS4777-2 2020) | 34.2 |  |  | PowerPlus Energy Pty Ltd | LiFe4838P | 6 | Noark Electrics (Shanghai) Co., Ltd. | Ex9N-DG-3.6KS-AU (AS4777-2 2020) | PowerPlus Energy | 2026-11-08
2024-10-09 | HBS14273 | PowerPlus Energy Pty Ltd LiFe4838P (x10) w/ Noark Electrics (Shanghai) Co., Ltd. Ex9N-DG-3.6KS-AU (AS4777-2 2020) | 38 |  |  | PowerPlus Energy Pty Ltd | LiFe4838P | 6 | Noark Electrics (Shanghai) Co., Ltd. | Ex9N-DG-3.6KS-AU (AS4777-2 2020) | PowerPlus Energy | 2026-11-08
2024-10-09 | HBS14274 | PowerPlus Energy Pty Ltd LiFe4838P (x11) w/ Noark Electrics (Shanghai) Co., Ltd. Ex9N-DG-3.6KS-AU (AS4777-2 2020) | 41.8 |  |  | PowerPlus Energy Pty Ltd | LiFe4838P | 6 | Noark Electrics (Shanghai) Co., Ltd. | Ex9N-DG-3.6KS-AU (AS4777-2 2020) | PowerPlus Energy | 2026-11-08
2024-10-09 | HBS14275 | PowerPlus Energy Pty Ltd LiFe4838P (x12) w/ Noark Electrics (Shanghai) Co., Ltd. Ex9N-DG-3.6KS-AU (AS4777-2 2020) | 45.6 |  |  | PowerPlus Energy Pty Ltd | LiFe4838P | 6 | Noark Electrics (Shanghai) Co., Ltd. | Ex9N-DG-3.6KS-AU (AS4777-2 2020) | PowerPlus Energy | 2026-11-08
2024-10-09 | HBS14276 | PowerPlus Energy Pty Ltd LiFe4838P (x13) w/ Noark Electrics (Shanghai) Co., Ltd. Ex9N-DG-3.6KS-AU (AS4777-2 2020) | 49.4 |  |  | PowerPlus Energy Pty Ltd | LiFe4838P | 6 | Noark Electrics (Shanghai) Co., Ltd. | Ex9N-DG-3.6KS-AU (AS4777-2 2020) | PowerPlus Energy | 2026-11-08
2024-10-09 | HBS14277 | PowerPlus Energy Pty Ltd LiFe4838P (x14) w/ Noark Electrics (Shanghai) Co., Ltd. Ex9N-DG-3.6KS-AU (AS4777-2 2020) | 53.2 |  |  | PowerPlus Energy Pty Ltd | LiFe4838P | 6 | Noark Electrics (Shanghai) Co., Ltd. | Ex9N-DG-3.6KS-AU (AS4777-2 2020) | PowerPlus Energy | 2026-11-08
2024-10-09 | HBS14278 | PowerPlus Energy Pty Ltd LiFe4838P (x15) w/ Noark Electrics (Shanghai) Co., Ltd. Ex9N-DG-3.6KS-AU (AS4777-2 2020) | 57 |  |  | PowerPlus Energy Pty Ltd | LiFe4838P | 6 | Noark Electrics (Shanghai) Co., Ltd. | Ex9N-DG-3.6KS-AU (AS4777-2 2020) | PowerPlus Energy | 2026-11-08
2024-10-09 | HBS14279 | PowerPlus Energy Pty Ltd LiFe4838P (x16) w/ Noark Electrics (Shanghai) Co., Ltd. Ex9N-DG-3.6KS-AU (AS4777-2 2020) | 60.8 |  |  | PowerPlus Energy Pty Ltd | LiFe4838P | 6 | Noark Electrics (Shanghai) Co., Ltd. | Ex9N-DG-3.6KS-AU (AS4777-2 2020) | PowerPlus Energy | 2026-11-08
2024-10-09 | HBS14280 | PowerPlus Energy Pty Ltd LiFe4838P (x17) w/ Noark Electrics (Shanghai) Co., Ltd. Ex9N-DG-3.6KS-AU (AS4777-2 2020) | 64.6 |  |  | PowerPlus Energy Pty Ltd | LiFe4838P | 6 | Noark Electrics (Shanghai) Co., Ltd. | Ex9N-DG-3.6KS-AU (AS4777-2 2020) | PowerPlus Energy | 2026-11-08
2024-10-09 | HBS14281 | PowerPlus Energy Pty Ltd LiFe4838P (x18) w/ Noark Electrics (Shanghai) Co., Ltd. Ex9N-DG-3.6KS-AU (AS4777-2 2020) | 68.4 |  |  | PowerPlus Energy Pty Ltd | LiFe4838P | 6 | Noark Electrics (Shanghai) Co., Ltd. | Ex9N-DG-3.6KS-AU (AS4777-2 2020) | PowerPlus Energy | 2026-11-08
2024-10-09 | HBS14282 | PowerPlus Energy Pty Ltd LiFe4838P (x19) w/ Noark Electrics (Shanghai) Co., Ltd. Ex9N-DG-3.6KS-AU (AS4777-2 2020) | 72.2 |  |  | PowerPlus Energy Pty Ltd | LiFe4838P | 6 | Noark Electrics (Shanghai) Co., Ltd. | Ex9N-DG-3.6KS-AU (AS4777-2 2020) | PowerPlus Energy | 2026-11-08
2024-10-09 | HBS14283 | PowerPlus Energy Pty Ltd LiFe4838P (x20) w/ Noark Electrics (Shanghai) Co., Ltd. Ex9N-DG-3.6KS-AU (AS4777-2 2020) | 76 |  |  | PowerPlus Energy Pty Ltd | LiFe4838P | 6 | Noark Electrics (Shanghai) Co., Ltd. | Ex9N-DG-3.6KS-AU (AS4777-2 2020) | PowerPlus Energy | 2026-11-08
2024-10-09 | HBS14284 | PowerPlus Energy Pty Ltd LiFe4838P (x2) w/ Noark Electrics (Shanghai) Co., Ltd. Ex9N-DG-4KS-AU (AS4777-2 2020) | 7.6 |  |  | PowerPlus Energy Pty Ltd | LiFe4838P | 6 | Noark Electrics (Shanghai) Co., Ltd. | Ex9N-DG-4KS-AU (AS4777-2 2020) | PowerPlus Energy | 2026-11-08
2024-10-09 | HBS14285 | PowerPlus Energy Pty Ltd LiFe4838P (x3) w/ Noark Electrics (Shanghai) Co., Ltd. Ex9N-DG-4KS-AU (AS4777-2 2020) | 11.4 |  |  | PowerPlus Energy Pty Ltd | LiFe4838P | 6 | Noark Electrics (Shanghai) Co., Ltd. | Ex9N-DG-4KS-AU (AS4777-2 2020) | PowerPlus Energy | 2026-11-08
2024-10-09 | HBS14286 | PowerPlus Energy Pty Ltd LiFe4838P (x4) w/ Noark Electrics (Shanghai) Co., Ltd. Ex9N-DG-4KS-AU (AS4777-2 2020) | 15.2 |  |  | PowerPlus Energy Pty Ltd | LiFe4838P | 6 | Noark Electrics (Shanghai) Co., Ltd. | Ex9N-DG-4KS-AU (AS4777-2 2020) | PowerPlus Energy | 2026-11-08
2024-10-09 | HBS14287 | PowerPlus Energy Pty Ltd LiFe4838P (x5) w/ Noark Electrics (Shanghai) Co., Ltd. Ex9N-DG-4KS-AU (AS4777-2 2020) | 19 |  |  | PowerPlus Energy Pty Ltd | LiFe4838P | 6 | Noark Electrics (Shanghai) Co., Ltd. | Ex9N-DG-4KS-AU (AS4777-2 2020) | PowerPlus Energy | 2026-11-08
2024-10-09 | HBS14288 | PowerPlus Energy Pty Ltd LiFe4838P (x6) w/ Noark Electrics (Shanghai) Co., Ltd. Ex9N-DG-4KS-AU (AS4777-2 2020) | 22.8 |  |  | PowerPlus Energy Pty Ltd | LiFe4838P | 6 | Noark Electrics (Shanghai) Co., Ltd. | Ex9N-DG-4KS-AU (AS4777-2 2020) | PowerPlus Energy | 2026-11-08
2024-10-09 | HBS14289 | PowerPlus Energy Pty Ltd LiFe4838P (x7) w/ Noark Electrics (Shanghai) Co., Ltd. Ex9N-DG-4KS-AU (AS4777-2 2020) | 26.6 |  |  | PowerPlus Energy Pty Ltd | LiFe4838P | 6 | Noark Electrics (Shanghai) Co., Ltd. | Ex9N-DG-4KS-AU (AS4777-2 2020) | PowerPlus Energy | 2026-11-08
2024-10-09 | HBS14290 | PowerPlus Energy Pty Ltd LiFe4838P (x8) w/ Noark Electrics (Shanghai) Co., Ltd. Ex9N-DG-4KS-AU (AS4777-2 2020) | 30.4 |  |  | PowerPlus Energy Pty Ltd | LiFe4838P | 6 | Noark Electrics (Shanghai) Co., Ltd. | Ex9N-DG-4KS-AU (AS4777-2 2020) | PowerPlus Energy | 2026-11-08
2024-10-09 | HBS14291 | PowerPlus Energy Pty Ltd LiFe4838P (x9) w/ Noark Electrics (Shanghai) Co., Ltd. Ex9N-DG-4KS-AU (AS4777-2 2020) | 34.2 |  |  | PowerPlus Energy Pty Ltd | LiFe4838P | 6 | Noark Electrics (Shanghai) Co., Ltd. | Ex9N-DG-4KS-AU (AS4777-2 2020) | PowerPlus Energy | 2026-11-08
2024-10-09 | HBS14292 | PowerPlus Energy Pty Ltd LiFe4838P (x10) w/ Noark Electrics (Shanghai) Co., Ltd. Ex9N-DG-4KS-AU (AS4777-2 2020) | 38 |  |  | PowerPlus Energy Pty Ltd | LiFe4838P | 6 | Noark Electrics (Shanghai) Co., Ltd. | Ex9N-DG-4KS-AU (AS4777-2 2020) | PowerPlus Energy | 2026-11-08
2024-10-09 | HBS14293 | PowerPlus Energy Pty Ltd LiFe4838P (x11) w/ Noark Electrics (Shanghai) Co., Ltd. Ex9N-DG-4KS-AU (AS4777-2 2020) | 41.8 |  |  | PowerPlus Energy Pty Ltd | LiFe4838P | 6 | Noark Electrics (Shanghai) Co., Ltd. | Ex9N-DG-4KS-AU (AS4777-2 2020) | PowerPlus Energy | 2026-11-08
2024-10-09 | HBS14294 | PowerPlus Energy Pty Ltd LiFe4838P (x12) w/ Noark Electrics (Shanghai) Co., Ltd. Ex9N-DG-4KS-AU (AS4777-2 2020) | 45.6 |  |  | PowerPlus Energy Pty Ltd | LiFe4838P | 6 | Noark Electrics (Shanghai) Co., Ltd. | Ex9N-DG-4KS-AU (AS4777-2 2020) | PowerPlus Energy | 2026-11-08
2024-10-09 | HBS14295 | PowerPlus Energy Pty Ltd LiFe4838P (x13) w/ Noark Electrics (Shanghai) Co., Ltd. Ex9N-DG-4KS-AU (AS4777-2 2020) | 49.4 |  |  | PowerPlus Energy Pty Ltd | LiFe4838P | 6 | Noark Electrics (Shanghai) Co., Ltd. | Ex9N-DG-4KS-AU (AS4777-2 2020) | PowerPlus Energy | 2026-11-08
2024-10-09 | HBS14296 | PowerPlus Energy Pty Ltd LiFe4838P (x14) w/ Noark Electrics (Shanghai) Co., Ltd. Ex9N-DG-4KS-AU (AS4777-2 2020) | 53.2 |  |  | PowerPlus Energy Pty Ltd | LiFe4838P | 6 | Noark Electrics (Shanghai) Co., Ltd. | Ex9N-DG-4KS-AU (AS4777-2 2020) | PowerPlus Energy | 2026-11-08
2024-10-09 | HBS14297 | PowerPlus Energy Pty Ltd LiFe4838P (x15) w/ Noark Electrics (Shanghai) Co., Ltd. Ex9N-DG-4KS-AU (AS4777-2 2020) | 57 |  |  | PowerPlus Energy Pty Ltd | LiFe4838P | 6 | Noark Electrics (Shanghai) Co., Ltd. | Ex9N-DG-4KS-AU (AS4777-2 2020) | PowerPlus Energy | 2026-11-08
2024-10-09 | HBS14298 | PowerPlus Energy Pty Ltd LiFe4838P (x16) w/ Noark Electrics (Shanghai) Co., Ltd. Ex9N-DG-4KS-AU (AS4777-2 2020) | 60.8 |  |  | PowerPlus Energy Pty Ltd | LiFe4838P | 6 | Noark Electrics (Shanghai) Co., Ltd. | Ex9N-DG-4KS-AU (AS4777-2 2020) | PowerPlus Energy | 2026-11-08
2024-10-09 | HBS14299 | PowerPlus Energy Pty Ltd LiFe4838P (x17) w/ Noark Electrics (Shanghai) Co., Ltd. Ex9N-DG-4KS-AU (AS4777-2 2020) | 64.6 |  |  | PowerPlus Energy Pty Ltd | LiFe4838P | 6 | Noark Electrics (Shanghai) Co., Ltd. | Ex9N-DG-4KS-AU (AS4777-2 2020) | PowerPlus Energy | 2026-11-08
2024-10-09 | HBS14300 | PowerPlus Energy Pty Ltd LiFe4838P (x18) w/ Noark Electrics (Shanghai) Co., Ltd. Ex9N-DG-4KS-AU (AS4777-2 2020) | 68.4 |  |  | PowerPlus Energy Pty Ltd | LiFe4838P | 6 | Noark Electrics (Shanghai) Co., Ltd. | Ex9N-DG-4KS-AU (AS4777-2 2020) | PowerPlus Energy | 2026-11-08
2024-10-09 | HBS14301 | PowerPlus Energy Pty Ltd LiFe4838P (x19) w/ Noark Electrics (Shanghai) Co., Ltd. Ex9N-DG-4KS-AU (AS4777-2 2020) | 72.2 |  |  | PowerPlus Energy Pty Ltd | LiFe4838P | 6 | Noark Electrics (Shanghai) Co., Ltd. | Ex9N-DG-4KS-AU (AS4777-2 2020) | PowerPlus Energy | 2026-11-08
2024-10-09 | HBS14302 | PowerPlus Energy Pty Ltd LiFe4838P (x20) w/ Noark Electrics (Shanghai) Co., Ltd. Ex9N-DG-4KS-AU (AS4777-2 2020) | 76 |  |  | PowerPlus Energy Pty Ltd | LiFe4838P | 6 | Noark Electrics (Shanghai) Co., Ltd. | Ex9N-DG-4KS-AU (AS4777-2 2020) | PowerPlus Energy | 2026-11-08
2024-10-09 | HBS14303 | PowerPlus Energy Pty Ltd LiFe4838P (x2) w/ Noark Electrics (Shanghai) Co., Ltd. Ex9N-DG-4.6KS-AU (AS4777-2 2020) | 7.6 |  |  | PowerPlus Energy Pty Ltd | LiFe4838P | 6 | Noark Electrics (Shanghai) Co., Ltd. | Ex9N-DG-4.6KS-AU (AS4777-2 2020) | PowerPlus Energy | 2026-11-08
2024-10-09 | HBS14304 | PowerPlus Energy Pty Ltd LiFe4838P (x3) w/ Noark Electrics (Shanghai) Co., Ltd. Ex9N-DG-4.6KS-AU (AS4777-2 2020) | 11.4 |  |  | PowerPlus Energy Pty Ltd | LiFe4838P | 6 | Noark Electrics (Shanghai) Co., Ltd. | Ex9N-DG-4.6KS-AU (AS4777-2 2020) | PowerPlus Energy | 2026-11-08
2024-10-09 | HBS14305 | PowerPlus Energy Pty Ltd LiFe4838P (x4) w/ Noark Electrics (Shanghai) Co., Ltd. Ex9N-DG-4.6KS-AU (AS4777-2 2020) | 15.2 |  |  | PowerPlus Energy Pty Ltd | LiFe4838P | 6 | Noark Electrics (Shanghai) Co., Ltd. | Ex9N-DG-4.6KS-AU (AS4777-2 2020) | PowerPlus Energy | 2026-11-08
2024-10-09 | HBS14306 | PowerPlus Energy Pty Ltd LiFe4838P (x5) w/ Noark Electrics (Shanghai) Co., Ltd. Ex9N-DG-4.6KS-AU (AS4777-2 2020) | 19 |  |  | PowerPlus Energy Pty Ltd | LiFe4838P | 6 | Noark Electrics (Shanghai) Co., Ltd. | Ex9N-DG-4.6KS-AU (AS4777-2 2020) | PowerPlus Energy | 2026-11-08
2024-10-09 | HBS14307 | PowerPlus Energy Pty Ltd LiFe4838P (x6) w/ Noark Electrics (Shanghai) Co., Ltd. Ex9N-DG-4.6KS-AU (AS4777-2 2020) | 22.8 |  |  | PowerPlus Energy Pty Ltd | LiFe4838P | 6 | Noark Electrics (Shanghai) Co., Ltd. | Ex9N-DG-4.6KS-AU (AS4777-2 2020) | PowerPlus Energy | 2026-11-08
2024-10-09 | HBS14308 | PowerPlus Energy Pty Ltd LiFe4838P (x7) w/ Noark Electrics (Shanghai) Co., Ltd. Ex9N-DG-4.6KS-AU (AS4777-2 2020) | 26.6 |  |  | PowerPlus Energy Pty Ltd | LiFe4838P | 6 | Noark Electrics (Shanghai) Co., Ltd. | Ex9N-DG-4.6KS-AU (AS4777-2 2020) | PowerPlus Energy | 2026-11-08
2024-10-09 | HBS14309 | PowerPlus Energy Pty Ltd LiFe4838P (x8) w/ Noark Electrics (Shanghai) Co., Ltd. Ex9N-DG-4.6KS-AU (AS4777-2 2020) | 30.4 |  |  | PowerPlus Energy Pty Ltd | LiFe4838P | 6 | Noark Electrics (Shanghai) Co., Ltd. | Ex9N-DG-4.6KS-AU (AS4777-2 2020) | PowerPlus Energy | 2026-11-08
2024-10-09 | HBS14310 | PowerPlus Energy Pty Ltd LiFe4838P (x9) w/ Noark Electrics (Shanghai) Co., Ltd. Ex9N-DG-4.6KS-AU (AS4777-2 2020) | 34.2 |  |  | PowerPlus Energy Pty Ltd | LiFe4838P | 6 | Noark Electrics (Shanghai) Co., Ltd. | Ex9N-DG-4.6KS-AU (AS4777-2 2020) | PowerPlus Energy | 2026-11-08
2024-10-09 | HBS14311 | PowerPlus Energy Pty Ltd LiFe4838P (x10) w/ Noark Electrics (Shanghai) Co., Ltd. Ex9N-DG-4.6KS-AU (AS4777-2 2020) | 38 |  |  | PowerPlus Energy Pty Ltd | LiFe4838P | 6 | Noark Electrics (Shanghai) Co., Ltd. | Ex9N-DG-4.6KS-AU (AS4777-2 2020) | PowerPlus Energy | 2026-11-08
2024-10-09 | HBS14312 | PowerPlus Energy Pty Ltd LiFe4838P (x11) w/ Noark Electrics (Shanghai) Co., Ltd. Ex9N-DG-4.6KS-AU (AS4777-2 2020) | 41.8 |  |  | PowerPlus Energy Pty Ltd | LiFe4838P | 6 | Noark Electrics (Shanghai) Co., Ltd. | Ex9N-DG-4.6KS-AU (AS4777-2 2020) | PowerPlus Energy | 2026-11-08
2024-10-09 | HBS14313 | PowerPlus Energy Pty Ltd LiFe4838P (x12) w/ Noark Electrics (Shanghai) Co., Ltd. Ex9N-DG-4.6KS-AU (AS4777-2 2020) | 45.6 |  |  | PowerPlus Energy Pty Ltd | LiFe4838P | 6 | Noark Electrics (Shanghai) Co., Ltd. | Ex9N-DG-4.6KS-AU (AS4777-2 2020) | PowerPlus Energy | 2026-11-08
2024-10-09 | HBS14314 | PowerPlus Energy Pty Ltd LiFe4838P (x13) w/ Noark Electrics (Shanghai) Co., Ltd. Ex9N-DG-4.6KS-AU (AS4777-2 2020) | 49.4 |  |  | PowerPlus Energy Pty Ltd | LiFe4838P | 6 | Noark Electrics (Shanghai) Co., Ltd. | Ex9N-DG-4.6KS-AU (AS4777-2 2020) | PowerPlus Energy | 2026-11-08
2024-10-09 | HBS14315 | PowerPlus Energy Pty Ltd LiFe4838P (x14) w/ Noark Electrics (Shanghai) Co., Ltd. Ex9N-DG-4.6KS-AU (AS4777-2 2020) | 53.2 |  |  | PowerPlus Energy Pty Ltd | LiFe4838P | 6 | Noark Electrics (Shanghai) Co., Ltd. | Ex9N-DG-4.6KS-AU (AS4777-2 2020) | PowerPlus Energy | 2026-11-08
2024-10-09 | HBS14316 | PowerPlus Energy Pty Ltd LiFe4838P (x15) w/ Noark Electrics (Shanghai) Co., Ltd. Ex9N-DG-4.6KS-AU (AS4777-2 2020) | 57 |  |  | PowerPlus Energy Pty Ltd | LiFe4838P | 6 | Noark Electrics (Shanghai) Co., Ltd. | Ex9N-DG-4.6KS-AU (AS4777-2 2020) | PowerPlus Energy | 2026-11-08
2024-10-09 | HBS14317 | PowerPlus Energy Pty Ltd LiFe4838P (x16) w/ Noark Electrics (Shanghai) Co., Ltd. Ex9N-DG-4.6KS-AU (AS4777-2 2020) | 60.8 |  |  | PowerPlus Energy Pty Ltd | LiFe4838P | 6 | Noark Electrics (Shanghai) Co., Ltd. | Ex9N-DG-4.6KS-AU (AS4777-2 2020) | PowerPlus Energy | 2026-11-08
2024-10-09 | HBS14318 | PowerPlus Energy Pty Ltd LiFe4838P (x17) w/ Noark Electrics (Shanghai) Co., Ltd. Ex9N-DG-4.6KS-AU (AS4777-2 2020) | 64.6 |  |  | PowerPlus Energy Pty Ltd | LiFe4838P | 6 | Noark Electrics (Shanghai) Co., Ltd. | Ex9N-DG-4.6KS-AU (AS4777-2 2020) | PowerPlus Energy | 2026-11-08
2024-10-09 | HBS14319 | PowerPlus Energy Pty Ltd LiFe4838P (x18) w/ Noark Electrics (Shanghai) Co., Ltd. Ex9N-DG-4.6KS-AU (AS4777-2 2020) | 68.4 |  |  | PowerPlus Energy Pty Ltd | LiFe4838P | 6 | Noark Electrics (Shanghai) Co., Ltd. | Ex9N-DG-4.6KS-AU (AS4777-2 2020) | PowerPlus Energy | 2026-11-08
2024-10-09 | HBS14320 | PowerPlus Energy Pty Ltd LiFe4838P (x19) w/ Noark Electrics (Shanghai) Co., Ltd. Ex9N-DG-4.6KS-AU (AS4777-2 2020) | 72.2 |  |  | PowerPlus Energy Pty Ltd | LiFe4838P | 6 | Noark Electrics (Shanghai) Co., Ltd. | Ex9N-DG-4.6KS-AU (AS4777-2 2020) | PowerPlus Energy | 2026-11-08
2024-10-09 | HBS14321 | PowerPlus Energy Pty Ltd LiFe4838P (x20) w/ Noark Electrics (Shanghai) Co., Ltd. Ex9N-DG-4.6KS-AU (AS4777-2 2020) | 76 |  |  | PowerPlus Energy Pty Ltd | LiFe4838P | 6 | Noark Electrics (Shanghai) Co., Ltd. | Ex9N-DG-4.6KS-AU (AS4777-2 2020) | PowerPlus Energy | 2026-11-08
2024-10-09 | HBS14322 | PowerPlus Energy Pty Ltd LiFe4838P (x2) w/ Noark Electrics (Shanghai) Co., Ltd. Ex9N-DG-5KS-AU (AS4777-2 2020) | 7.6 |  |  | PowerPlus Energy Pty Ltd | LiFe4838P | 6 | Noark Electrics (Shanghai) Co., Ltd. | Ex9N-DG-5KS-AU (AS4777-2 2020) | PowerPlus Energy | 2026-11-08
2024-10-09 | HBS14323 | PowerPlus Energy Pty Ltd LiFe4838P (x3) w/ Noark Electrics (Shanghai) Co., Ltd. Ex9N-DG-5KS-AU (AS4777-2 2020) | 11.4 |  |  | PowerPlus Energy Pty Ltd | LiFe4838P | 6 | Noark Electrics (Shanghai) Co., Ltd. | Ex9N-DG-5KS-AU (AS4777-2 2020) | PowerPlus Energy | 2026-11-08
2024-10-09 | HBS14324 | PowerPlus Energy Pty Ltd LiFe4838P (x4) w/ Noark Electrics (Shanghai) Co., Ltd. Ex9N-DG-5KS-AU (AS4777-2 2020) | 15.2 |  |  | PowerPlus Energy Pty Ltd | LiFe4838P | 6 | Noark Electrics (Shanghai) Co., Ltd. | Ex9N-DG-5KS-AU (AS4777-2 2020) | PowerPlus Energy | 2026-11-08
2024-10-09 | HBS14325 | PowerPlus Energy Pty Ltd LiFe4838P (x5) w/ Noark Electrics (Shanghai) Co., Ltd. Ex9N-DG-5KS-AU (AS4777-2 2020) | 19 |  |  | PowerPlus Energy Pty Ltd | LiFe4838P | 6 | Noark Electrics (Shanghai) Co., Ltd. | Ex9N-DG-5KS-AU (AS4777-2 2020) | PowerPlus Energy | 2026-11-08
2024-10-09 | HBS14326 | PowerPlus Energy Pty Ltd LiFe4838P (x6) w/ Noark Electrics (Shanghai) Co., Ltd. Ex9N-DG-5KS-AU (AS4777-2 2020) | 22.8 |  |  | PowerPlus Energy Pty Ltd | LiFe4838P | 6 | Noark Electrics (Shanghai) Co., Ltd. | Ex9N-DG-5KS-AU (AS4777-2 2020) | PowerPlus Energy | 2026-11-08
2024-10-09 | HBS14327 | PowerPlus Energy Pty Ltd LiFe4838P (x7) w/ Noark Electrics (Shanghai) Co., Ltd. Ex9N-DG-5KS-AU (AS4777-2 2020) | 26.6 |  |  | PowerPlus Energy Pty Ltd | LiFe4838P | 6 | Noark Electrics (Shanghai) Co., Ltd. | Ex9N-DG-5KS-AU (AS4777-2 2020) | PowerPlus Energy | 2026-11-08
2024-10-09 | HBS14328 | PowerPlus Energy Pty Ltd LiFe4838P (x8) w/ Noark Electrics (Shanghai) Co., Ltd. Ex9N-DG-5KS-AU (AS4777-2 2020) | 30.4 |  |  | PowerPlus Energy Pty Ltd | LiFe4838P | 6 | Noark Electrics (Shanghai) Co., Ltd. | Ex9N-DG-5KS-AU (AS4777-2 2020) | PowerPlus Energy | 2026-11-08
2024-10-09 | HBS14329 | PowerPlus Energy Pty Ltd LiFe4838P (x9) w/ Noark Electrics (Shanghai) Co., Ltd. Ex9N-DG-5KS-AU (AS4777-2 2020) | 34.2 |  |  | PowerPlus Energy Pty Ltd | LiFe4838P | 6 | Noark Electrics (Shanghai) Co., Ltd. | Ex9N-DG-5KS-AU (AS4777-2 2020) | PowerPlus Energy | 2026-11-08
2024-10-09 | HBS14330 | PowerPlus Energy Pty Ltd LiFe4838P (x10) w/ Noark Electrics (Shanghai) Co., Ltd. Ex9N-DG-5KS-AU (AS4777-2 2020) | 38 |  |  | PowerPlus Energy Pty Ltd | LiFe4838P | 6 | Noark Electrics (Shanghai) Co., Ltd. | Ex9N-DG-5KS-AU (AS4777-2 2020) | PowerPlus Energy | 2026-11-08
2024-10-09 | HBS14331 | PowerPlus Energy Pty Ltd LiFe4838P (x11) w/ Noark Electrics (Shanghai) Co., Ltd. Ex9N-DG-5KS-AU (AS4777-2 2020) | 41.8 |  |  | PowerPlus Energy Pty Ltd | LiFe4838P | 6 | Noark Electrics (Shanghai) Co., Ltd. | Ex9N-DG-5KS-AU (AS4777-2 2020) | PowerPlus Energy | 2026-11-08
2024-10-09 | HBS14332 | PowerPlus Energy Pty Ltd LiFe4838P (x12) w/ Noark Electrics (Shanghai) Co., Ltd. Ex9N-DG-5KS-AU (AS4777-2 2020) | 45.6 |  |  | PowerPlus Energy Pty Ltd | LiFe4838P | 6 | Noark Electrics (Shanghai) Co., Ltd. | Ex9N-DG-5KS-AU (AS4777-2 2020) | PowerPlus Energy | 2026-11-08
2024-10-09 | HBS14333 | PowerPlus Energy Pty Ltd LiFe4838P (x13) w/ Noark Electrics (Shanghai) Co., Ltd. Ex9N-DG-5KS-AU (AS4777-2 2020) | 49.4 |  |  | PowerPlus Energy Pty Ltd | LiFe4838P | 6 | Noark Electrics (Shanghai) Co., Ltd. | Ex9N-DG-5KS-AU (AS4777-2 2020) | PowerPlus Energy | 2026-11-08
2024-10-09 | HBS14334 | PowerPlus Energy Pty Ltd LiFe4838P (x14) w/ Noark Electrics (Shanghai) Co., Ltd. Ex9N-DG-5KS-AU (AS4777-2 2020) | 53.2 |  |  | PowerPlus Energy Pty Ltd | LiFe4838P | 6 | Noark Electrics (Shanghai) Co., Ltd. | Ex9N-DG-5KS-AU (AS4777-2 2020) | PowerPlus Energy | 2026-11-08
2024-10-09 | HBS14335 | PowerPlus Energy Pty Ltd LiFe4838P (x15) w/ Noark Electrics (Shanghai) Co., Ltd. Ex9N-DG-5KS-AU (AS4777-2 2020) | 57 |  |  | PowerPlus Energy Pty Ltd | LiFe4838P | 6 | Noark Electrics (Shanghai) Co., Ltd. | Ex9N-DG-5KS-AU (AS4777-2 2020) | PowerPlus Energy | 2026-11-08
2024-10-09 | HBS14336 | PowerPlus Energy Pty Ltd LiFe4838P (x16) w/ Noark Electrics (Shanghai) Co., Ltd. Ex9N-DG-5KS-AU (AS4777-2 2020) | 60.8 |  |  | PowerPlus Energy Pty Ltd | LiFe4838P | 6 | Noark Electrics (Shanghai) Co., Ltd. | Ex9N-DG-5KS-AU (AS4777-2 2020) | PowerPlus Energy | 2026-11-08
2024-10-09 | HBS14337 | PowerPlus Energy Pty Ltd LiFe4838P (x17) w/ Noark Electrics (Shanghai) Co., Ltd. Ex9N-DG-5KS-AU (AS4777-2 2020) | 64.6 |  |  | PowerPlus Energy Pty Ltd | LiFe4838P | 6 | Noark Electrics (Shanghai) Co., Ltd. | Ex9N-DG-5KS-AU (AS4777-2 2020) | PowerPlus Energy | 2026-11-08
2024-10-09 | HBS14338 | PowerPlus Energy Pty Ltd LiFe4838P (x18) w/ Noark Electrics (Shanghai) Co., Ltd. Ex9N-DG-5KS-AU (AS4777-2 2020) | 68.4 |  |  | PowerPlus Energy Pty Ltd | LiFe4838P | 6 | Noark Electrics (Shanghai) Co., Ltd. | Ex9N-DG-5KS-AU (AS4777-2 2020) | PowerPlus Energy | 2026-11-08
2024-10-09 | HBS14339 | PowerPlus Energy Pty Ltd LiFe4838P (x19) w/ Noark Electrics (Shanghai) Co., Ltd. Ex9N-DG-5KS-AU (AS4777-2 2020) | 72.2 |  |  | PowerPlus Energy Pty Ltd | LiFe4838P | 6 | Noark Electrics (Shanghai) Co., Ltd. | Ex9N-DG-5KS-AU (AS4777-2 2020) | PowerPlus Energy | 2026-11-08
2024-10-09 | HBS14340 | PowerPlus Energy Pty Ltd LiFe4838P (x20) w/ Noark Electrics (Shanghai) Co., Ltd. Ex9N-DG-5KS-AU (AS4777-2 2020) | 76 |  |  | PowerPlus Energy Pty Ltd | LiFe4838P | 6 | Noark Electrics (Shanghai) Co., Ltd. | Ex9N-DG-5KS-AU (AS4777-2 2020) | PowerPlus Energy | 2026-11-08
2024-10-09 | HBS14341 | PowerPlus Energy Pty Ltd LiFe4838P (x2) w/ Noark Electrics (Shanghai) Co., Ltd. Ex9N-DG-6KS-AU (AS4777-2 2020) | 7.6 |  |  | PowerPlus Energy Pty Ltd | LiFe4838P | 6 | Noark Electrics (Shanghai) Co., Ltd. | Ex9N-DG-6KS-AU (AS4777-2 2020) | PowerPlus Energy | 2026-11-08
2024-10-09 | HBS14342 | PowerPlus Energy Pty Ltd LiFe4838P (x3) w/ Noark Electrics (Shanghai) Co., Ltd. Ex9N-DG-6KS-AU (AS4777-2 2020) | 11.4 |  |  | PowerPlus Energy Pty Ltd | LiFe4838P | 6 | Noark Electrics (Shanghai) Co., Ltd. | Ex9N-DG-6KS-AU (AS4777-2 2020) | PowerPlus Energy | 2026-11-08
2024-10-09 | HBS14343 | PowerPlus Energy Pty Ltd LiFe4838P (x4) w/ Noark Electrics (Shanghai) Co., Ltd. Ex9N-DG-6KS-AU (AS4777-2 2020) | 15.2 |  |  | PowerPlus Energy Pty Ltd | LiFe4838P | 6 | Noark Electrics (Shanghai) Co., Ltd. | Ex9N-DG-6KS-AU (AS4777-2 2020) | PowerPlus Energy | 2026-11-08
2024-10-09 | HBS14344 | PowerPlus Energy Pty Ltd LiFe4838P (x5) w/ Noark Electrics (Shanghai) Co., Ltd. Ex9N-DG-6KS-AU (AS4777-2 2020) | 19 |  |  | PowerPlus Energy Pty Ltd | LiFe4838P | 6 | Noark Electrics (Shanghai) Co., Ltd. | Ex9N-DG-6KS-AU (AS4777-2 2020) | PowerPlus Energy | 2026-11-08
2024-10-09 | HBS14345 | PowerPlus Energy Pty Ltd LiFe4838P (x6) w/ Noark Electrics (Shanghai) Co., Ltd. Ex9N-DG-6KS-AU (AS4777-2 2020) | 22.8 |  |  | PowerPlus Energy Pty Ltd | LiFe4838P | 6 | Noark Electrics (Shanghai) Co., Ltd. | Ex9N-DG-6KS-AU (AS4777-2 2020) | PowerPlus Energy | 2026-11-08
2024-10-09 | HBS14346 | PowerPlus Energy Pty Ltd LiFe4838P (x7) w/ Noark Electrics (Shanghai) Co., Ltd. Ex9N-DG-6KS-AU (AS4777-2 2020) | 26.6 |  |  | PowerPlus Energy Pty Ltd | LiFe4838P | 6 | Noark Electrics (Shanghai) Co., Ltd. | Ex9N-DG-6KS-AU (AS4777-2 2020) | PowerPlus Energy | 2026-11-08
2024-10-09 | HBS14347 | PowerPlus Energy Pty Ltd LiFe4838P (x8) w/ Noark Electrics (Shanghai) Co., Ltd. Ex9N-DG-6KS-AU (AS4777-2 2020) | 30.4 |  |  | PowerPlus Energy Pty Ltd | LiFe4838P | 6 | Noark Electrics (Shanghai) Co., Ltd. | Ex9N-DG-6KS-AU (AS4777-2 2020) | PowerPlus Energy | 2026-11-08
2024-10-09 | HBS14348 | PowerPlus Energy Pty Ltd LiFe4838P (x9) w/ Noark Electrics (Shanghai) Co., Ltd. Ex9N-DG-6KS-AU (AS4777-2 2020) | 34.2 |  |  | PowerPlus Energy Pty Ltd | LiFe4838P | 6 | Noark Electrics (Shanghai) Co., Ltd. | Ex9N-DG-6KS-AU (AS4777-2 2020) | PowerPlus Energy | 2026-11-08
2024-10-09 | HBS14349 | PowerPlus Energy Pty Ltd LiFe4838P (x10) w/ Noark Electrics (Shanghai) Co., Ltd. Ex9N-DG-6KS-AU (AS4777-2 2020) | 38 |  |  | PowerPlus Energy Pty Ltd | LiFe4838P | 6 | Noark Electrics (Shanghai) Co., Ltd. | Ex9N-DG-6KS-AU (AS4777-2 2020) | PowerPlus Energy | 2026-11-08
2024-10-09 | HBS14350 | PowerPlus Energy Pty Ltd LiFe4838P (x11) w/ Noark Electrics (Shanghai) Co., Ltd. Ex9N-DG-6KS-AU (AS4777-2 2020) | 41.8 |  |  | PowerPlus Energy Pty Ltd | LiFe4838P | 6 | Noark Electrics (Shanghai) Co., Ltd. | Ex9N-DG-6KS-AU (AS4777-2 2020) | PowerPlus Energy | 2026-11-08
2024-10-09 | HBS14351 | PowerPlus Energy Pty Ltd LiFe4838P (x12) w/ Noark Electrics (Shanghai) Co., Ltd. Ex9N-DG-6KS-AU (AS4777-2 2020) | 45.6 |  |  | PowerPlus Energy Pty Ltd | LiFe4838P | 6 | Noark Electrics (Shanghai) Co., Ltd. | Ex9N-DG-6KS-AU (AS4777-2 2020) | PowerPlus Energy | 2026-11-08
2024-10-09 | HBS14352 | PowerPlus Energy Pty Ltd LiFe4838P (x13) w/ Noark Electrics (Shanghai) Co., Ltd. Ex9N-DG-6KS-AU (AS4777-2 2020) | 49.4 |  |  | PowerPlus Energy Pty Ltd | LiFe4838P | 6 | Noark Electrics (Shanghai) Co., Ltd. | Ex9N-DG-6KS-AU (AS4777-2 2020) | PowerPlus Energy | 2026-11-08
2024-10-09 | HBS14353 | PowerPlus Energy Pty Ltd LiFe4838P (x14) w/ Noark Electrics (Shanghai) Co., Ltd. Ex9N-DG-6KS-AU (AS4777-2 2020) | 53.2 |  |  | PowerPlus Energy Pty Ltd | LiFe4838P | 6 | Noark Electrics (Shanghai) Co., Ltd. | Ex9N-DG-6KS-AU (AS4777-2 2020) | PowerPlus Energy | 2026-11-08
2024-10-09 | HBS14354 | PowerPlus Energy Pty Ltd LiFe4838P (x15) w/ Noark Electrics (Shanghai) Co., Ltd. Ex9N-DG-6KS-AU (AS4777-2 2020) | 57 |  |  | PowerPlus Energy Pty Ltd | LiFe4838P | 6 | Noark Electrics (Shanghai) Co., Ltd. | Ex9N-DG-6KS-AU (AS4777-2 2020) | PowerPlus Energy | 2026-11-08
2024-10-09 | HBS14355 | PowerPlus Energy Pty Ltd LiFe4838P (x16) w/ Noark Electrics (Shanghai) Co., Ltd. Ex9N-DG-6KS-AU (AS4777-2 2020) | 60.8 |  |  | PowerPlus Energy Pty Ltd | LiFe4838P | 6 | Noark Electrics (Shanghai) Co., Ltd. | Ex9N-DG-6KS-AU (AS4777-2 2020) | PowerPlus Energy | 2026-11-08
2024-10-09 | HBS14356 | PowerPlus Energy Pty Ltd LiFe4838P (x17) w/ Noark Electrics (Shanghai) Co., Ltd. Ex9N-DG-6KS-AU (AS4777-2 2020) | 64.6 |  |  | PowerPlus Energy Pty Ltd | LiFe4838P | 6 | Noark Electrics (Shanghai) Co., Ltd. | Ex9N-DG-6KS-AU (AS4777-2 2020) | PowerPlus Energy | 2026-11-08
2024-10-09 | HBS14357 | PowerPlus Energy Pty Ltd LiFe4838P (x18) w/ Noark Electrics (Shanghai) Co., Ltd. Ex9N-DG-6KS-AU (AS4777-2 2020) | 68.4 |  |  | PowerPlus Energy Pty Ltd | LiFe4838P | 6 | Noark Electrics (Shanghai) Co., Ltd. | Ex9N-DG-6KS-AU (AS4777-2 2020) | PowerPlus Energy | 2026-11-08
2024-10-09 | HBS14358 | PowerPlus Energy Pty Ltd LiFe4838P (x19) w/ Noark Electrics (Shanghai) Co., Ltd. Ex9N-DG-6KS-AU (AS4777-2 2020) | 72.2 |  |  | PowerPlus Energy Pty Ltd | LiFe4838P | 6 | Noark Electrics (Shanghai) Co., Ltd. | Ex9N-DG-6KS-AU (AS4777-2 2020) | PowerPlus Energy | 2026-11-08
2024-10-09 | HBS14359 | PowerPlus Energy Pty Ltd LiFe4838P (x20) w/ Noark Electrics (Shanghai) Co., Ltd. Ex9N-DG-6KS-AU (AS4777-2 2020) | 76 |  |  | PowerPlus Energy Pty Ltd | LiFe4838P | 6 | Noark Electrics (Shanghai) Co., Ltd. | Ex9N-DG-6KS-AU (AS4777-2 2020) | PowerPlus Energy | 2026-11-08
2024-10-09 | HBS14360 | PowerPlus Energy Pty Ltd LiFe4838P (x2) w/ Noark Electrics (Shanghai) Co., Ltd. Ex9N-DH-3KS1-AU (AS4777-2 2020) | 7.6 |  |  | PowerPlus Energy Pty Ltd | LiFe4838P | 6 | Noark Electrics (Shanghai) Co., Ltd. | Ex9N-DH-3KS1-AU (AS4777-2 2020) | PowerPlus Energy | 2026-11-08
2024-10-09 | HBS14361 | PowerPlus Energy Pty Ltd LiFe4838P (x3) w/ Noark Electrics (Shanghai) Co., Ltd. Ex9N-DH-3KS1-AU (AS4777-2 2020) | 11.4 |  |  | PowerPlus Energy Pty Ltd | LiFe4838P | 6 | Noark Electrics (Shanghai) Co., Ltd. | Ex9N-DH-3KS1-AU (AS4777-2 2020) | PowerPlus Energy | 2026-11-08
2024-10-09 | HBS14362 | PowerPlus Energy Pty Ltd LiFe4838P (x4) w/ Noark Electrics (Shanghai) Co., Ltd. Ex9N-DH-3KS1-AU (AS4777-2 2020) | 15.2 |  |  | PowerPlus Energy Pty Ltd | LiFe4838P | 6 | Noark Electrics (Shanghai) Co., Ltd. | Ex9N-DH-3KS1-AU (AS4777-2 2020) | PowerPlus Energy | 2026-11-08
2024-10-09 | HBS14363 | PowerPlus Energy Pty Ltd LiFe4838P (x5) w/ Noark Electrics (Shanghai) Co., Ltd. Ex9N-DH-3KS1-AU (AS4777-2 2020) | 19 |  |  | PowerPlus Energy Pty Ltd | LiFe4838P | 6 | Noark Electrics (Shanghai) Co., Ltd. | Ex9N-DH-3KS1-AU (AS4777-2 2020) | PowerPlus Energy | 2026-11-08
2024-10-09 | HBS14364 | PowerPlus Energy Pty Ltd LiFe4838P (x6) w/ Noark Electrics (Shanghai) Co., Ltd. Ex9N-DH-3KS1-AU (AS4777-2 2020) | 22.8 |  |  | PowerPlus Energy Pty Ltd | LiFe4838P | 6 | Noark Electrics (Shanghai) Co., Ltd. | Ex9N-DH-3KS1-AU (AS4777-2 2020) | PowerPlus Energy | 2026-11-08
2024-10-09 | HBS14365 | PowerPlus Energy Pty Ltd LiFe4838P (x7) w/ Noark Electrics (Shanghai) Co., Ltd. Ex9N-DH-3KS1-AU (AS4777-2 2020) | 26.6 |  |  | PowerPlus Energy Pty Ltd | LiFe4838P | 6 | Noark Electrics (Shanghai) Co., Ltd. | Ex9N-DH-3KS1-AU (AS4777-2 2020) | PowerPlus Energy | 2026-11-08
2024-10-09 | HBS14366 | PowerPlus Energy Pty Ltd LiFe4838P (x8) w/ Noark Electrics (Shanghai) Co., Ltd. Ex9N-DH-3KS1-AU (AS4777-2 2020) | 30.4 |  |  | PowerPlus Energy Pty Ltd | LiFe4838P | 6 | Noark Electrics (Shanghai) Co., Ltd. | Ex9N-DH-3KS1-AU (AS4777-2 2020) | PowerPlus Energy | 2026-11-08
2024-10-09 | HBS14367 | PowerPlus Energy Pty Ltd LiFe4838P (x9) w/ Noark Electrics (Shanghai) Co., Ltd. Ex9N-DH-3KS1-AU (AS4777-2 2020) | 34.2 |  |  | PowerPlus Energy Pty Ltd | LiFe4838P | 6 | Noark Electrics (Shanghai) Co., Ltd. | Ex9N-DH-3KS1-AU (AS4777-2 2020) | PowerPlus Energy | 2026-11-08
2024-10-09 | HBS14368 | PowerPlus Energy Pty Ltd LiFe4838P (x10) w/ Noark Electrics (Shanghai) Co., Ltd. Ex9N-DH-3KS1-AU (AS4777-2 2020) | 38 |  |  | PowerPlus Energy Pty Ltd | LiFe4838P | 6 | Noark Electrics (Shanghai) Co., Ltd. | Ex9N-DH-3KS1-AU (AS4777-2 2020) | PowerPlus Energy | 2026-11-08
2024-10-09 | HBS14369 | PowerPlus Energy Pty Ltd LiFe4838P (x11) w/ Noark Electrics (Shanghai) Co., Ltd. Ex9N-DH-3KS1-AU (AS4777-2 2020) | 41.8 |  |  | PowerPlus Energy Pty Ltd | LiFe4838P | 6 | Noark Electrics (Shanghai) Co., Ltd. | Ex9N-DH-3KS1-AU (AS4777-2 2020) | PowerPlus Energy | 2026-11-08
2024-10-09 | HBS14370 | PowerPlus Energy Pty Ltd LiFe4838P (x12) w/ Noark Electrics (Shanghai) Co., Ltd. Ex9N-DH-3KS1-AU (AS4777-2 2020) | 45.6 |  |  | PowerPlus Energy Pty Ltd | LiFe4838P | 6 | Noark Electrics (Shanghai) Co., Ltd. | Ex9N-DH-3KS1-AU (AS4777-2 2020) | PowerPlus Energy | 2026-11-08
2024-10-09 | HBS14371 | PowerPlus Energy Pty Ltd LiFe4838P (x13) w/ Noark Electrics (Shanghai) Co., Ltd. Ex9N-DH-3KS1-AU (AS4777-2 2020) | 49.4 |  |  | PowerPlus Energy Pty Ltd | LiFe4838P | 6 | Noark Electrics (Shanghai) Co., Ltd. | Ex9N-DH-3KS1-AU (AS4777-2 2020) | PowerPlus Energy | 2026-11-08
2024-10-09 | HBS14372 | PowerPlus Energy Pty Ltd LiFe4838P (x14) w/ Noark Electrics (Shanghai) Co., Ltd. Ex9N-DH-3KS1-AU (AS4777-2 2020) | 53.2 |  |  | PowerPlus Energy Pty Ltd | LiFe4838P | 6 | Noark Electrics (Shanghai) Co., Ltd. | Ex9N-DH-3KS1-AU (AS4777-2 2020) | PowerPlus Energy | 2026-11-08
2024-10-09 | HBS14373 | PowerPlus Energy Pty Ltd LiFe4838P (x15) w/ Noark Electrics (Shanghai) Co., Ltd. Ex9N-DH-3KS1-AU (AS4777-2 2020) | 57 |  |  | PowerPlus Energy Pty Ltd | LiFe4838P | 6 | Noark Electrics (Shanghai) Co., Ltd. | Ex9N-DH-3KS1-AU (AS4777-2 2020) | PowerPlus Energy | 2026-11-08
2024-10-09 | HBS14374 | PowerPlus Energy Pty Ltd LiFe4838P (x16) w/ Noark Electrics (Shanghai) Co., Ltd. Ex9N-DH-3KS1-AU (AS4777-2 2020) | 60.8 |  |  | PowerPlus Energy Pty Ltd | LiFe4838P | 6 | Noark Electrics (Shanghai) Co., Ltd. | Ex9N-DH-3KS1-AU (AS4777-2 2020) | PowerPlus Energy | 2026-11-08
2024-10-09 | HBS14375 | PowerPlus Energy Pty Ltd LiFe4838P (x17) w/ Noark Electrics (Shanghai) Co., Ltd. Ex9N-DH-3KS1-AU (AS4777-2 2020) | 64.6 |  |  | PowerPlus Energy Pty Ltd | LiFe4838P | 6 | Noark Electrics (Shanghai) Co., Ltd. | Ex9N-DH-3KS1-AU (AS4777-2 2020) | PowerPlus Energy | 2026-11-08
2024-10-09 | HBS14376 | PowerPlus Energy Pty Ltd LiFe4838P (x18) w/ Noark Electrics (Shanghai) Co., Ltd. Ex9N-DH-3KS1-AU (AS4777-2 2020) | 68.4 |  |  | PowerPlus Energy Pty Ltd | LiFe4838P | 6 | Noark Electrics (Shanghai) Co., Ltd. | Ex9N-DH-3KS1-AU (AS4777-2 2020) | PowerPlus Energy | 2026-11-08
2024-10-09 | HBS14377 | PowerPlus Energy Pty Ltd LiFe4838P (x19) w/ Noark Electrics (Shanghai) Co., Ltd. Ex9N-DH-3KS1-AU (AS4777-2 2020) | 72.2 |  |  | PowerPlus Energy Pty Ltd | LiFe4838P | 6 | Noark Electrics (Shanghai) Co., Ltd. | Ex9N-DH-3KS1-AU (AS4777-2 2020) | PowerPlus Energy | 2026-11-08
2024-10-09 | HBS14378 | PowerPlus Energy Pty Ltd LiFe4838P (x20) w/ Noark Electrics (Shanghai) Co., Ltd. Ex9N-DH-3KS1-AU (AS4777-2 2020) | 76 |  |  | PowerPlus Energy Pty Ltd | LiFe4838P | 6 | Noark Electrics (Shanghai) Co., Ltd. | Ex9N-DH-3KS1-AU (AS4777-2 2020) | PowerPlus Energy | 2026-11-08
2024-10-09 | HBS14379 | PowerPlus Energy Pty Ltd LiFe4838P (x2) w/ Noark Electrics (Shanghai) Co., Ltd. Ex9N-DH-3KS-AU (AS4777-2 2020) | 7.6 |  |  | PowerPlus Energy Pty Ltd | LiFe4838P | 6 | Noark Electrics (Shanghai) Co., Ltd. | Ex9N-DH-3KS-AU (AS4777-2 2020) | PowerPlus Energy | 2026-11-08
2024-10-09 | HBS14380 | PowerPlus Energy Pty Ltd LiFe4838P (x3) w/ Noark Electrics (Shanghai) Co., Ltd. Ex9N-DH-3KS-AU (AS4777-2 2020) | 11.4 |  |  | PowerPlus Energy Pty Ltd | LiFe4838P | 6 | Noark Electrics (Shanghai) Co., Ltd. | Ex9N-DH-3KS-AU (AS4777-2 2020) | PowerPlus Energy | 2026-11-08
2024-10-09 | HBS14381 | PowerPlus Energy Pty Ltd LiFe4838P (x4) w/ Noark Electrics (Shanghai) Co., Ltd. Ex9N-DH-3KS-AU (AS4777-2 2020) | 15.2 |  |  | PowerPlus Energy Pty Ltd | LiFe4838P | 6 | Noark Electrics (Shanghai) Co., Ltd. | Ex9N-DH-3KS-AU (AS4777-2 2020) | PowerPlus Energy | 2026-11-08
2024-10-09 | HBS14382 | PowerPlus Energy Pty Ltd LiFe4838P (x5) w/ Noark Electrics (Shanghai) Co., Ltd. Ex9N-DH-3KS-AU (AS4777-2 2020) | 19 |  |  | PowerPlus Energy Pty Ltd | LiFe4838P | 6 | Noark Electrics (Shanghai) Co., Ltd. | Ex9N-DH-3KS-AU (AS4777-2 2020) | PowerPlus Energy | 2026-11-08
2024-10-09 | HBS14383 | PowerPlus Energy Pty Ltd LiFe4838P (x6) w/ Noark Electrics (Shanghai) Co., Ltd. Ex9N-DH-3KS-AU (AS4777-2 2020) | 22.8 |  |  | PowerPlus Energy Pty Ltd | LiFe4838P | 6 | Noark Electrics (Shanghai) Co., Ltd. | Ex9N-DH-3KS-AU (AS4777-2 2020) | PowerPlus Energy | 2026-11-08
2024-10-09 | HBS14384 | PowerPlus Energy Pty Ltd LiFe4838P (x7) w/ Noark Electrics (Shanghai) Co., Ltd. Ex9N-DH-3KS-AU (AS4777-2 2020) | 26.6 |  |  | PowerPlus Energy Pty Ltd | LiFe4838P | 6 | Noark Electrics (Shanghai) Co., Ltd. | Ex9N-DH-3KS-AU (AS4777-2 2020) | PowerPlus Energy | 2026-11-08
2024-10-09 | HBS14385 | PowerPlus Energy Pty Ltd LiFe4838P (x8) w/ Noark Electrics (Shanghai) Co., Ltd. Ex9N-DH-3KS-AU (AS4777-2 2020) | 30.4 |  |  | PowerPlus Energy Pty Ltd | LiFe4838P | 6 | Noark Electrics (Shanghai) Co., Ltd. | Ex9N-DH-3KS-AU (AS4777-2 2020) | PowerPlus Energy | 2026-11-08
2024-10-09 | HBS14386 | PowerPlus Energy Pty Ltd LiFe4838P (x9) w/ Noark Electrics (Shanghai) Co., Ltd. Ex9N-DH-3KS-AU (AS4777-2 2020) | 34.2 |  |  | PowerPlus Energy Pty Ltd | LiFe4838P | 6 | Noark Electrics (Shanghai) Co., Ltd. | Ex9N-DH-3KS-AU (AS4777-2 2020) | PowerPlus Energy | 2026-11-08
2024-10-09 | HBS14387 | PowerPlus Energy Pty Ltd LiFe4838P (x10) w/ Noark Electrics (Shanghai) Co., Ltd. Ex9N-DH-3KS-AU (AS4777-2 2020) | 38 |  |  | PowerPlus Energy Pty Ltd | LiFe4838P | 6 | Noark Electrics (Shanghai) Co., Ltd. | Ex9N-DH-3KS-AU (AS4777-2 2020) | PowerPlus Energy | 2026-11-08
2024-10-09 | HBS14388 | PowerPlus Energy Pty Ltd LiFe4838P (x11) w/ Noark Electrics (Shanghai) Co., Ltd. Ex9N-DH-3KS-AU (AS4777-2 2020) | 41.8 |  |  | PowerPlus Energy Pty Ltd | LiFe4838P | 6 | Noark Electrics (Shanghai) Co., Ltd. | Ex9N-DH-3KS-AU (AS4777-2 2020) | PowerPlus Energy | 2026-11-08
2024-10-09 | HBS14389 | PowerPlus Energy Pty Ltd LiFe4838P (x12) w/ Noark Electrics (Shanghai) Co., Ltd. Ex9N-DH-3KS-AU (AS4777-2 2020) | 45.6 |  |  | PowerPlus Energy Pty Ltd | LiFe4838P | 6 | Noark Electrics (Shanghai) Co., Ltd. | Ex9N-DH-3KS-AU (AS4777-2 2020) | PowerPlus Energy | 2026-11-08
2024-10-09 | HBS14390 | PowerPlus Energy Pty Ltd LiFe4838P (x13) w/ Noark Electrics (Shanghai) Co., Ltd. Ex9N-DH-3KS-AU (AS4777-2 2020) | 49.4 |  |  | PowerPlus Energy Pty Ltd | LiFe4838P | 6 | Noark Electrics (Shanghai) Co., Ltd. | Ex9N-DH-3KS-AU (AS4777-2 2020) | PowerPlus Energy | 2026-11-08
2024-10-09 | HBS14391 | PowerPlus Energy Pty Ltd LiFe4838P (x14) w/ Noark Electrics (Shanghai) Co., Ltd. Ex9N-DH-3KS-AU (AS4777-2 2020) | 53.2 |  |  | PowerPlus Energy Pty Ltd | LiFe4838P | 6 | Noark Electrics (Shanghai) Co., Ltd. | Ex9N-DH-3KS-AU (AS4777-2 2020) | PowerPlus Energy | 2026-11-08
2024-10-09 | HBS14392 | PowerPlus Energy Pty Ltd LiFe4838P (x15) w/ Noark Electrics (Shanghai) Co., Ltd. Ex9N-DH-3KS-AU (AS4777-2 2020) | 57 |  |  | PowerPlus Energy Pty Ltd | LiFe4838P | 6 | Noark Electrics (Shanghai) Co., Ltd. | Ex9N-DH-3KS-AU (AS4777-2 2020) | PowerPlus Energy | 2026-11-08
2024-10-09 | HBS14393 | PowerPlus Energy Pty Ltd LiFe4838P (x16) w/ Noark Electrics (Shanghai) Co., Ltd. Ex9N-DH-3KS-AU (AS4777-2 2020) | 60.8 |  |  | PowerPlus Energy Pty Ltd | LiFe4838P | 6 | Noark Electrics (Shanghai) Co., Ltd. | Ex9N-DH-3KS-AU (AS4777-2 2020) | PowerPlus Energy | 2026-11-08
2024-10-09 | HBS14394 | PowerPlus Energy Pty Ltd LiFe4838P (x17) w/ Noark Electrics (Shanghai) Co., Ltd. Ex9N-DH-3KS-AU (AS4777-2 2020) | 64.6 |  |  | PowerPlus Energy Pty Ltd | LiFe4838P | 6 | Noark Electrics (Shanghai) Co., Ltd. | Ex9N-DH-3KS-AU (AS4777-2 2020) | PowerPlus Energy | 2026-11-08
2024-10-09 | HBS14395 | PowerPlus Energy Pty Ltd LiFe4838P (x18) w/ Noark Electrics (Shanghai) Co., Ltd. Ex9N-DH-3KS-AU (AS4777-2 2020) | 68.4 |  |  | PowerPlus Energy Pty Ltd | LiFe4838P | 6 | Noark Electrics (Shanghai) Co., Ltd. | Ex9N-DH-3KS-AU (AS4777-2 2020) | PowerPlus Energy | 2026-11-08
2024-10-09 | HBS14396 | PowerPlus Energy Pty Ltd LiFe4838P (x19) w/ Noark Electrics (Shanghai) Co., Ltd. Ex9N-DH-3KS-AU (AS4777-2 2020) | 72.2 |  |  | PowerPlus Energy Pty Ltd | LiFe4838P | 6 | Noark Electrics (Shanghai) Co., Ltd. | Ex9N-DH-3KS-AU (AS4777-2 2020) | PowerPlus Energy | 2026-11-08
2024-10-09 | HBS14397 | PowerPlus Energy Pty Ltd LiFe4838P (x20) w/ Noark Electrics (Shanghai) Co., Ltd. Ex9N-DH-3KS-AU (AS4777-2 2020) | 76 |  |  | PowerPlus Energy Pty Ltd | LiFe4838P | 6 | Noark Electrics (Shanghai) Co., Ltd. | Ex9N-DH-3KS-AU (AS4777-2 2020) | PowerPlus Energy | 2026-11-08
2024-10-09 | HBS14398 | PowerPlus Energy Pty Ltd LiFe4838P (x2) w/ Noark Electrics (Shanghai) Co., Ltd. Ex9N-DH-5KS-AU (AS4777-2 2020) | 7.6 |  |  | PowerPlus Energy Pty Ltd | LiFe4838P | 6 | Noark Electrics (Shanghai) Co., Ltd. | Ex9N-DH-5KS-AU (AS4777-2 2020) | PowerPlus Energy | 2026-11-08
2024-10-09 | HBS14399 | PowerPlus Energy Pty Ltd LiFe4838P (x3) w/ Noark Electrics (Shanghai) Co., Ltd. Ex9N-DH-5KS-AU (AS4777-2 2020) | 11.4 |  |  | PowerPlus Energy Pty Ltd | LiFe4838P | 6 | Noark Electrics (Shanghai) Co., Ltd. | Ex9N-DH-5KS-AU (AS4777-2 2020) | PowerPlus Energy | 2026-11-08
2024-10-09 | HBS14400 | PowerPlus Energy Pty Ltd LiFe4838P (x4) w/ Noark Electrics (Shanghai) Co., Ltd. Ex9N-DH-5KS-AU (AS4777-2 2020) | 15.2 |  |  | PowerPlus Energy Pty Ltd | LiFe4838P | 6 | Noark Electrics (Shanghai) Co., Ltd. | Ex9N-DH-5KS-AU (AS4777-2 2020) | PowerPlus Energy | 2026-11-08
2024-10-09 | HBS14401 | PowerPlus Energy Pty Ltd LiFe4838P (x5) w/ Noark Electrics (Shanghai) Co., Ltd. Ex9N-DH-5KS-AU (AS4777-2 2020) | 19 |  |  | PowerPlus Energy Pty Ltd | LiFe4838P | 6 | Noark Electrics (Shanghai) Co., Ltd. | Ex9N-DH-5KS-AU (AS4777-2 2020) | PowerPlus Energy | 2026-11-08
2024-10-09 | HBS14402 | PowerPlus Energy Pty Ltd LiFe4838P (x6) w/ Noark Electrics (Shanghai) Co., Ltd. Ex9N-DH-5KS-AU (AS4777-2 2020) | 22.8 |  |  | PowerPlus Energy Pty Ltd | LiFe4838P | 6 | Noark Electrics (Shanghai) Co., Ltd. | Ex9N-DH-5KS-AU (AS4777-2 2020) | PowerPlus Energy | 2026-11-08
2024-10-09 | HBS14403 | PowerPlus Energy Pty Ltd LiFe4838P (x7) w/ Noark Electrics (Shanghai) Co., Ltd. Ex9N-DH-5KS-AU (AS4777-2 2020) | 26.6 |  |  | PowerPlus Energy Pty Ltd | LiFe4838P | 6 | Noark Electrics (Shanghai) Co., Ltd. | Ex9N-DH-5KS-AU (AS4777-2 2020) | PowerPlus Energy | 2026-11-08
2024-10-09 | HBS14404 | PowerPlus Energy Pty Ltd LiFe4838P (x8) w/ Noark Electrics (Shanghai) Co., Ltd. Ex9N-DH-5KS-AU (AS4777-2 2020) | 30.4 |  |  | PowerPlus Energy Pty Ltd | LiFe4838P | 6 | Noark Electrics (Shanghai) Co., Ltd. | Ex9N-DH-5KS-AU (AS4777-2 2020) | PowerPlus Energy | 2026-11-08
2024-10-09 | HBS14405 | PowerPlus Energy Pty Ltd LiFe4838P (x9) w/ Noark Electrics (Shanghai) Co., Ltd. Ex9N-DH-5KS-AU (AS4777-2 2020) | 34.2 |  |  | PowerPlus Energy Pty Ltd | LiFe4838P | 6 | Noark Electrics (Shanghai) Co., Ltd. | Ex9N-DH-5KS-AU (AS4777-2 2020) | PowerPlus Energy | 2026-11-08
2024-10-09 | HBS14406 | PowerPlus Energy Pty Ltd LiFe4838P (x10) w/ Noark Electrics (Shanghai) Co., Ltd. Ex9N-DH-5KS-AU (AS4777-2 2020) | 38 |  |  | PowerPlus Energy Pty Ltd | LiFe4838P | 6 | Noark Electrics (Shanghai) Co., Ltd. | Ex9N-DH-5KS-AU (AS4777-2 2020) | PowerPlus Energy | 2026-11-08
2024-10-09 | HBS14407 | PowerPlus Energy Pty Ltd LiFe4838P (x11) w/ Noark Electrics (Shanghai) Co., Ltd. Ex9N-DH-5KS-AU (AS4777-2 2020) | 41.8 |  |  | PowerPlus Energy Pty Ltd | LiFe4838P | 6 | Noark Electrics (Shanghai) Co., Ltd. | Ex9N-DH-5KS-AU (AS4777-2 2020) | PowerPlus Energy | 2026-11-08
2024-10-09 | HBS14408 | PowerPlus Energy Pty Ltd LiFe4838P (x12) w/ Noark Electrics (Shanghai) Co., Ltd. Ex9N-DH-5KS-AU (AS4777-2 2020) | 45.6 |  |  | PowerPlus Energy Pty Ltd | LiFe4838P | 6 | Noark Electrics (Shanghai) Co., Ltd. | Ex9N-DH-5KS-AU (AS4777-2 2020) | PowerPlus Energy | 2026-11-08
2024-10-09 | HBS14409 | PowerPlus Energy Pty Ltd LiFe4838P (x13) w/ Noark Electrics (Shanghai) Co., Ltd. Ex9N-DH-5KS-AU (AS4777-2 2020) | 49.4 |  |  | PowerPlus Energy Pty Ltd | LiFe4838P | 6 | Noark Electrics (Shanghai) Co., Ltd. | Ex9N-DH-5KS-AU (AS4777-2 2020) | PowerPlus Energy | 2026-11-08
2024-10-09 | HBS14410 | PowerPlus Energy Pty Ltd LiFe4838P (x14) w/ Noark Electrics (Shanghai) Co., Ltd. Ex9N-DH-5KS-AU (AS4777-2 2020) | 53.2 |  |  | PowerPlus Energy Pty Ltd | LiFe4838P | 6 | Noark Electrics (Shanghai) Co., Ltd. | Ex9N-DH-5KS-AU (AS4777-2 2020) | PowerPlus Energy | 2026-11-08
2024-10-09 | HBS14411 | PowerPlus Energy Pty Ltd LiFe4838P (x15) w/ Noark Electrics (Shanghai) Co., Ltd. Ex9N-DH-5KS-AU (AS4777-2 2020) | 57 |  |  | PowerPlus Energy Pty Ltd | LiFe4838P | 6 | Noark Electrics (Shanghai) Co., Ltd. | Ex9N-DH-5KS-AU (AS4777-2 2020) | PowerPlus Energy | 2026-11-08
2024-10-09 | HBS14412 | PowerPlus Energy Pty Ltd LiFe4838P (x16) w/ Noark Electrics (Shanghai) Co., Ltd. Ex9N-DH-5KS-AU (AS4777-2 2020) | 60.8 |  |  | PowerPlus Energy Pty Ltd | LiFe4838P | 6 | Noark Electrics (Shanghai) Co., Ltd. | Ex9N-DH-5KS-AU (AS4777-2 2020) | PowerPlus Energy | 2026-11-08
2024-10-09 | HBS14413 | PowerPlus Energy Pty Ltd LiFe4838P (x17) w/ Noark Electrics (Shanghai) Co., Ltd. Ex9N-DH-5KS-AU (AS4777-2 2020) | 64.6 |  |  | PowerPlus Energy Pty Ltd | LiFe4838P | 6 | Noark Electrics (Shanghai) Co., Ltd. | Ex9N-DH-5KS-AU (AS4777-2 2020) | PowerPlus Energy | 2026-11-08
2024-10-09 | HBS14414 | PowerPlus Energy Pty Ltd LiFe4838P (x18) w/ Noark Electrics (Shanghai) Co., Ltd. Ex9N-DH-5KS-AU (AS4777-2 2020) | 68.4 |  |  | PowerPlus Energy Pty Ltd | LiFe4838P | 6 | Noark Electrics (Shanghai) Co., Ltd. | Ex9N-DH-5KS-AU (AS4777-2 2020) | PowerPlus Energy | 2026-11-08
2024-10-09 | HBS14415 | PowerPlus Energy Pty Ltd LiFe4838P (x19) w/ Noark Electrics (Shanghai) Co., Ltd. Ex9N-DH-5KS-AU (AS4777-2 2020) | 72.2 |  |  | PowerPlus Energy Pty Ltd | LiFe4838P | 6 | Noark Electrics (Shanghai) Co., Ltd. | Ex9N-DH-5KS-AU (AS4777-2 2020) | PowerPlus Energy | 2026-11-08
2024-10-09 | HBS14416 | PowerPlus Energy Pty Ltd LiFe4838P (x20) w/ Noark Electrics (Shanghai) Co., Ltd. Ex9N-DH-5KS-AU (AS4777-2 2020) | 76 |  |  | PowerPlus Energy Pty Ltd | LiFe4838P | 6 | Noark Electrics (Shanghai) Co., Ltd. | Ex9N-DH-5KS-AU (AS4777-2 2020) | PowerPlus Energy | 2026-11-08
2024-10-09 | HBS14417 | PowerPlus Energy Pty Ltd LiFe4838P (x2) w/ Noark Electrics (Shanghai) Co., Ltd. Ex9N-DH-6KS-AU (AS4777-2 2020) | 7.6 |  |  | PowerPlus Energy Pty Ltd | LiFe4838P | 6 | Noark Electrics (Shanghai) Co., Ltd. | Ex9N-DH-6KS-AU (AS4777-2 2020) | PowerPlus Energy | 2026-11-08
2024-10-09 | HBS14418 | PowerPlus Energy Pty Ltd LiFe4838P (x3) w/ Noark Electrics (Shanghai) Co., Ltd. Ex9N-DH-6KS-AU (AS4777-2 2020) | 11.4 |  |  | PowerPlus Energy Pty Ltd | LiFe4838P | 6 | Noark Electrics (Shanghai) Co., Ltd. | Ex9N-DH-6KS-AU (AS4777-2 2020) | PowerPlus Energy | 2026-11-08
2024-10-09 | HBS14419 | PowerPlus Energy Pty Ltd LiFe4838P (x4) w/ Noark Electrics (Shanghai) Co., Ltd. Ex9N-DH-6KS-AU (AS4777-2 2020) | 15.2 |  |  | PowerPlus Energy Pty Ltd | LiFe4838P | 6 | Noark Electrics (Shanghai) Co., Ltd. | Ex9N-DH-6KS-AU (AS4777-2 2020) | PowerPlus Energy | 2026-11-08
2024-10-09 | HBS14420 | PowerPlus Energy Pty Ltd LiFe4838P (x5) w/ Noark Electrics (Shanghai) Co., Ltd. Ex9N-DH-6KS-AU (AS4777-2 2020) | 19 |  |  | PowerPlus Energy Pty Ltd | LiFe4838P | 6 | Noark Electrics (Shanghai) Co., Ltd. | Ex9N-DH-6KS-AU (AS4777-2 2020) | PowerPlus Energy | 2026-11-08
2024-10-09 | HBS14421 | PowerPlus Energy Pty Ltd LiFe4838P (x6) w/ Noark Electrics (Shanghai) Co., Ltd. Ex9N-DH-6KS-AU (AS4777-2 2020) | 22.8 |  |  | PowerPlus Energy Pty Ltd | LiFe4838P | 6 | Noark Electrics (Shanghai) Co., Ltd. | Ex9N-DH-6KS-AU (AS4777-2 2020) | PowerPlus Energy | 2026-11-08
2024-10-09 | HBS14422 | PowerPlus Energy Pty Ltd LiFe4838P (x7) w/ Noark Electrics (Shanghai) Co., Ltd. Ex9N-DH-6KS-AU (AS4777-2 2020) | 26.6 |  |  | PowerPlus Energy Pty Ltd | LiFe4838P | 6 | Noark Electrics (Shanghai) Co., Ltd. | Ex9N-DH-6KS-AU (AS4777-2 2020) | PowerPlus Energy | 2026-11-08
2024-10-09 | HBS14423 | PowerPlus Energy Pty Ltd LiFe4838P (x8) w/ Noark Electrics (Shanghai) Co., Ltd. Ex9N-DH-6KS-AU (AS4777-2 2020) | 30.4 |  |  | PowerPlus Energy Pty Ltd | LiFe4838P | 6 | Noark Electrics (Shanghai) Co., Ltd. | Ex9N-DH-6KS-AU (AS4777-2 2020) | PowerPlus Energy | 2026-11-08
2024-10-09 | HBS14424 | PowerPlus Energy Pty Ltd LiFe4838P (x9) w/ Noark Electrics (Shanghai) Co., Ltd. Ex9N-DH-6KS-AU (AS4777-2 2020) | 34.2 |  |  | PowerPlus Energy Pty Ltd | LiFe4838P | 6 | Noark Electrics (Shanghai) Co., Ltd. | Ex9N-DH-6KS-AU (AS4777-2 2020) | PowerPlus Energy | 2026-11-08
2024-10-09 | HBS14425 | PowerPlus Energy Pty Ltd LiFe4838P (x10) w/ Noark Electrics (Shanghai) Co., Ltd. Ex9N-DH-6KS-AU (AS4777-2 2020) | 38 |  |  | PowerPlus Energy Pty Ltd | LiFe4838P | 6 | Noark Electrics (Shanghai) Co., Ltd. | Ex9N-DH-6KS-AU (AS4777-2 2020) | PowerPlus Energy | 2026-11-08
2024-10-09 | HBS14426 | PowerPlus Energy Pty Ltd LiFe4838P (x11) w/ Noark Electrics (Shanghai) Co., Ltd. Ex9N-DH-6KS-AU (AS4777-2 2020) | 41.8 |  |  | PowerPlus Energy Pty Ltd | LiFe4838P | 6 | Noark Electrics (Shanghai) Co., Ltd. | Ex9N-DH-6KS-AU (AS4777-2 2020) | PowerPlus Energy | 2026-11-08
2024-10-09 | HBS14427 | PowerPlus Energy Pty Ltd LiFe4838P (x12) w/ Noark Electrics (Shanghai) Co., Ltd. Ex9N-DH-6KS-AU (AS4777-2 2020) | 45.6 |  |  | PowerPlus Energy Pty Ltd | LiFe4838P | 6 | Noark Electrics (Shanghai) Co., Ltd. | Ex9N-DH-6KS-AU (AS4777-2 2020) | PowerPlus Energy | 2026-11-08
2024-10-09 | HBS14428 | PowerPlus Energy Pty Ltd LiFe4838P (x13) w/ Noark Electrics (Shanghai) Co., Ltd. Ex9N-DH-6KS-AU (AS4777-2 2020) | 49.4 |  |  | PowerPlus Energy Pty Ltd | LiFe4838P | 6 | Noark Electrics (Shanghai) Co., Ltd. | Ex9N-DH-6KS-AU (AS4777-2 2020) | PowerPlus Energy | 2026-11-08
2024-10-09 | HBS14429 | PowerPlus Energy Pty Ltd LiFe4838P (x14) w/ Noark Electrics (Shanghai) Co., Ltd. Ex9N-DH-6KS-AU (AS4777-2 2020) | 53.2 |  |  | PowerPlus Energy Pty Ltd | LiFe4838P | 6 | Noark Electrics (Shanghai) Co., Ltd. | Ex9N-DH-6KS-AU (AS4777-2 2020) | PowerPlus Energy | 2026-11-08
2024-10-09 | HBS14430 | PowerPlus Energy Pty Ltd LiFe4838P (x15) w/ Noark Electrics (Shanghai) Co., Ltd. Ex9N-DH-6KS-AU (AS4777-2 2020) | 57 |  |  | PowerPlus Energy Pty Ltd | LiFe4838P | 6 | Noark Electrics (Shanghai) Co., Ltd. | Ex9N-DH-6KS-AU (AS4777-2 2020) | PowerPlus Energy | 2026-11-08
2024-10-09 | HBS14431 | PowerPlus Energy Pty Ltd LiFe4838P (x16) w/ Noark Electrics (Shanghai) Co., Ltd. Ex9N-DH-6KS-AU (AS4777-2 2020) | 60.8 |  |  | PowerPlus Energy Pty Ltd | LiFe4838P | 6 | Noark Electrics (Shanghai) Co., Ltd. | Ex9N-DH-6KS-AU (AS4777-2 2020) | PowerPlus Energy | 2026-11-08
2024-10-09 | HBS14432 | PowerPlus Energy Pty Ltd LiFe4838P (x17) w/ Noark Electrics (Shanghai) Co., Ltd. Ex9N-DH-6KS-AU (AS4777-2 2020) | 64.6 |  |  | PowerPlus Energy Pty Ltd | LiFe4838P | 6 | Noark Electrics (Shanghai) Co., Ltd. | Ex9N-DH-6KS-AU (AS4777-2 2020) | PowerPlus Energy | 2026-11-08
2024-10-09 | HBS14433 | PowerPlus Energy Pty Ltd LiFe4838P (x18) w/ Noark Electrics (Shanghai) Co., Ltd. Ex9N-DH-6KS-AU (AS4777-2 2020) | 68.4 |  |  | PowerPlus Energy Pty Ltd | LiFe4838P | 6 | Noark Electrics (Shanghai) Co., Ltd. | Ex9N-DH-6KS-AU (AS4777-2 2020) | PowerPlus Energy | 2026-11-08
2024-10-09 | HBS14434 | PowerPlus Energy Pty Ltd LiFe4838P (x19) w/ Noark Electrics (Shanghai) Co., Ltd. Ex9N-DH-6KS-AU (AS4777-2 2020) | 72.2 |  |  | PowerPlus Energy Pty Ltd | LiFe4838P | 6 | Noark Electrics (Shanghai) Co., Ltd. | Ex9N-DH-6KS-AU (AS4777-2 2020) | PowerPlus Energy | 2026-11-08
2024-10-09 | HBS14435 | PowerPlus Energy Pty Ltd LiFe4838P (x20) w/ Noark Electrics (Shanghai) Co., Ltd. Ex9N-DH-6KS-AU (AS4777-2 2020) | 76 |  |  | PowerPlus Energy Pty Ltd | LiFe4838P | 6 | Noark Electrics (Shanghai) Co., Ltd. | Ex9N-DH-6KS-AU (AS4777-2 2020) | PowerPlus Energy | 2026-11-08
2024-10-09 | HBS14436 | PowerPlus Energy Pty Ltd LiFe4838P (x2) w/ Noark Electrics (Shanghai) Co., Ltd. Ex9N-DH-7.6KS-AU (AS4777-2 2020) | 7.6 |  |  | PowerPlus Energy Pty Ltd | LiFe4838P | 6 | Noark Electrics (Shanghai) Co., Ltd. | Ex9N-DH-7.6KS-AU (AS4777-2 2020) | PowerPlus Energy | 2027-01-16
2024-10-09 | HBS14437 | PowerPlus Energy Pty Ltd LiFe4838P (x3) w/ Noark Electrics (Shanghai) Co., Ltd. Ex9N-DH-7.6KS-AU (AS4777-2 2020) | 11.4 |  |  | PowerPlus Energy Pty Ltd | LiFe4838P | 6 | Noark Electrics (Shanghai) Co., Ltd. | Ex9N-DH-7.6KS-AU (AS4777-2 2020) | PowerPlus Energy | 2027-01-16
2024-10-09 | HBS14438 | PowerPlus Energy Pty Ltd LiFe4838P (x4) w/ Noark Electrics (Shanghai) Co., Ltd. Ex9N-DH-7.6KS-AU (AS4777-2 2020) | 15.2 |  |  | PowerPlus Energy Pty Ltd | LiFe4838P | 6 | Noark Electrics (Shanghai) Co., Ltd. | Ex9N-DH-7.6KS-AU (AS4777-2 2020) | PowerPlus Energy | 2027-01-16
2024-10-09 | HBS14439 | PowerPlus Energy Pty Ltd LiFe4838P (x5) w/ Noark Electrics (Shanghai) Co., Ltd. Ex9N-DH-7.6KS-AU (AS4777-2 2020) | 19 |  |  | PowerPlus Energy Pty Ltd | LiFe4838P | 6 | Noark Electrics (Shanghai) Co., Ltd. | Ex9N-DH-7.6KS-AU (AS4777-2 2020) | PowerPlus Energy | 2027-01-16
2024-10-09 | HBS14440 | PowerPlus Energy Pty Ltd LiFe4838P (x6) w/ Noark Electrics (Shanghai) Co., Ltd. Ex9N-DH-7.6KS-AU (AS4777-2 2020) | 22.8 |  |  | PowerPlus Energy Pty Ltd | LiFe4838P | 6 | Noark Electrics (Shanghai) Co., Ltd. | Ex9N-DH-7.6KS-AU (AS4777-2 2020) | PowerPlus Energy | 2027-01-16
2024-10-09 | HBS14441 | PowerPlus Energy Pty Ltd LiFe4838P (x7) w/ Noark Electrics (Shanghai) Co., Ltd. Ex9N-DH-7.6KS-AU (AS4777-2 2020) | 26.6 |  |  | PowerPlus Energy Pty Ltd | LiFe4838P | 6 | Noark Electrics (Shanghai) Co., Ltd. | Ex9N-DH-7.6KS-AU (AS4777-2 2020) | PowerPlus Energy | 2027-01-16
2024-10-09 | HBS14442 | PowerPlus Energy Pty Ltd LiFe4838P (x8) w/ Noark Electrics (Shanghai) Co., Ltd. Ex9N-DH-7.6KS-AU (AS4777-2 2020) | 30.4 |  |  | PowerPlus Energy Pty Ltd | LiFe4838P | 6 | Noark Electrics (Shanghai) Co., Ltd. | Ex9N-DH-7.6KS-AU (AS4777-2 2020) | PowerPlus Energy | 2027-01-16
2024-10-09 | HBS14443 | PowerPlus Energy Pty Ltd LiFe4838P (x9) w/ Noark Electrics (Shanghai) Co., Ltd. Ex9N-DH-7.6KS-AU (AS4777-2 2020) | 34.2 |  |  | PowerPlus Energy Pty Ltd | LiFe4838P | 6 | Noark Electrics (Shanghai) Co., Ltd. | Ex9N-DH-7.6KS-AU (AS4777-2 2020) | PowerPlus Energy | 2027-01-16
2024-10-09 | HBS14444 | PowerPlus Energy Pty Ltd LiFe4838P (x10) w/ Noark Electrics (Shanghai) Co., Ltd. Ex9N-DH-7.6KS-AU (AS4777-2 2020) | 38 |  |  | PowerPlus Energy Pty Ltd | LiFe4838P | 6 | Noark Electrics (Shanghai) Co., Ltd. | Ex9N-DH-7.6KS-AU (AS4777-2 2020) | PowerPlus Energy | 2027-01-16
2024-10-09 | HBS14445 | PowerPlus Energy Pty Ltd LiFe4838P (x11) w/ Noark Electrics (Shanghai) Co., Ltd. Ex9N-DH-7.6KS-AU (AS4777-2 2020) | 41.8 |  |  | PowerPlus Energy Pty Ltd | LiFe4838P | 6 | Noark Electrics (Shanghai) Co., Ltd. | Ex9N-DH-7.6KS-AU (AS4777-2 2020) | PowerPlus Energy | 2027-01-16
2024-10-09 | HBS14446 | PowerPlus Energy Pty Ltd LiFe4838P (x12) w/ Noark Electrics (Shanghai) Co., Ltd. Ex9N-DH-7.6KS-AU (AS4777-2 2020) | 45.6 |  |  | PowerPlus Energy Pty Ltd | LiFe4838P | 6 | Noark Electrics (Shanghai) Co., Ltd. | Ex9N-DH-7.6KS-AU (AS4777-2 2020) | PowerPlus Energy | 2027-01-16
2024-10-09 | HBS14447 | PowerPlus Energy Pty Ltd LiFe4838P (x13) w/ Noark Electrics (Shanghai) Co., Ltd. Ex9N-DH-7.6KS-AU (AS4777-2 2020) | 49.4 |  |  | PowerPlus Energy Pty Ltd | LiFe4838P | 6 | Noark Electrics (Shanghai) Co., Ltd. | Ex9N-DH-7.6KS-AU (AS4777-2 2020) | PowerPlus Energy | 2027-01-16
2024-10-09 | HBS14448 | PowerPlus Energy Pty Ltd LiFe4838P (x14) w/ Noark Electrics (Shanghai) Co., Ltd. Ex9N-DH-7.6KS-AU (AS4777-2 2020) | 53.2 |  |  | PowerPlus Energy Pty Ltd | LiFe4838P | 6 | Noark Electrics (Shanghai) Co., Ltd. | Ex9N-DH-7.6KS-AU (AS4777-2 2020) | PowerPlus Energy | 2027-01-16
2024-10-09 | HBS14449 | PowerPlus Energy Pty Ltd LiFe4838P (x15) w/ Noark Electrics (Shanghai) Co., Ltd. Ex9N-DH-7.6KS-AU (AS4777-2 2020) | 57 |  |  | PowerPlus Energy Pty Ltd | LiFe4838P | 6 | Noark Electrics (Shanghai) Co., Ltd. | Ex9N-DH-7.6KS-AU (AS4777-2 2020) | PowerPlus Energy | 2027-01-16
2024-10-09 | HBS14450 | PowerPlus Energy Pty Ltd LiFe4838P (x16) w/ Noark Electrics (Shanghai) Co., Ltd. Ex9N-DH-7.6KS-AU (AS4777-2 2020) | 60.8 |  |  | PowerPlus Energy Pty Ltd | LiFe4838P | 6 | Noark Electrics (Shanghai) Co., Ltd. | Ex9N-DH-7.6KS-AU (AS4777-2 2020) | PowerPlus Energy | 2027-01-16
2024-10-09 | HBS14451 | PowerPlus Energy Pty Ltd LiFe4838P (x17) w/ Noark Electrics (Shanghai) Co., Ltd. Ex9N-DH-7.6KS-AU (AS4777-2 2020) | 64.6 |  |  | PowerPlus Energy Pty Ltd | LiFe4838P | 6 | Noark Electrics (Shanghai) Co., Ltd. | Ex9N-DH-7.6KS-AU (AS4777-2 2020) | PowerPlus Energy | 2027-01-16
2024-10-09 | HBS14452 | PowerPlus Energy Pty Ltd LiFe4838P (x18) w/ Noark Electrics (Shanghai) Co., Ltd. Ex9N-DH-7.6KS-AU (AS4777-2 2020) | 68.4 |  |  | PowerPlus Energy Pty Ltd | LiFe4838P | 6 | Noark Electrics (Shanghai) Co., Ltd. | Ex9N-DH-7.6KS-AU (AS4777-2 2020) | PowerPlus Energy | 2027-01-16
2024-10-09 | HBS14453 | PowerPlus Energy Pty Ltd LiFe4838P (x19) w/ Noark Electrics (Shanghai) Co., Ltd. Ex9N-DH-7.6KS-AU (AS4777-2 2020) | 72.2 |  |  | PowerPlus Energy Pty Ltd | LiFe4838P | 6 | Noark Electrics (Shanghai) Co., Ltd. | Ex9N-DH-7.6KS-AU (AS4777-2 2020) | PowerPlus Energy | 2027-01-16
2024-10-09 | HBS14454 | PowerPlus Energy Pty Ltd LiFe4838P (x20) w/ Noark Electrics (Shanghai) Co., Ltd. Ex9N-DH-7.6KS-AU (AS4777-2 2020) | 76 |  |  | PowerPlus Energy Pty Ltd | LiFe4838P | 6 | Noark Electrics (Shanghai) Co., Ltd. | Ex9N-DH-7.6KS-AU (AS4777-2 2020) | PowerPlus Energy | 2027-01-16
2024-10-09 | HBS14455 | PowerPlus Energy Pty Ltd LiFe4838P (x2) w/ Noark Electrics (Shanghai) Co., Ltd. Ex9N-DH-8KS-AU (AS4777-2 2020) | 7.6 |  |  | PowerPlus Energy Pty Ltd | LiFe4838P | 6 | Noark Electrics (Shanghai) Co., Ltd. | Ex9N-DH-8KS-AU (AS4777-2 2020) | PowerPlus Energy | 2027-01-16
2024-10-09 | HBS14456 | PowerPlus Energy Pty Ltd LiFe4838P (x3) w/ Noark Electrics (Shanghai) Co., Ltd. Ex9N-DH-8KS-AU (AS4777-2 2020) | 11.4 |  |  | PowerPlus Energy Pty Ltd | LiFe4838P | 6 | Noark Electrics (Shanghai) Co., Ltd. | Ex9N-DH-8KS-AU (AS4777-2 2020) | PowerPlus Energy | 2027-01-16
2024-10-09 | HBS14457 | PowerPlus Energy Pty Ltd LiFe4838P (x4) w/ Noark Electrics (Shanghai) Co., Ltd. Ex9N-DH-8KS-AU (AS4777-2 2020) | 15.2 |  |  | PowerPlus Energy Pty Ltd | LiFe4838P | 6 | Noark Electrics (Shanghai) Co., Ltd. | Ex9N-DH-8KS-AU (AS4777-2 2020) | PowerPlus Energy | 2027-01-16
2024-10-09 | HBS14458 | PowerPlus Energy Pty Ltd LiFe4838P (x5) w/ Noark Electrics (Shanghai) Co., Ltd. Ex9N-DH-8KS-AU (AS4777-2 2020) | 19 |  |  | PowerPlus Energy Pty Ltd | LiFe4838P | 6 | Noark Electrics (Shanghai) Co., Ltd. | Ex9N-DH-8KS-AU (AS4777-2 2020) | PowerPlus Energy | 2027-01-16
2024-10-09 | HBS14459 | PowerPlus Energy Pty Ltd LiFe4838P (x6) w/ Noark Electrics (Shanghai) Co., Ltd. Ex9N-DH-8KS-AU (AS4777-2 2020) | 22.8 |  |  | PowerPlus Energy Pty Ltd | LiFe4838P | 6 | Noark Electrics (Shanghai) Co., Ltd. | Ex9N-DH-8KS-AU (AS4777-2 2020) | PowerPlus Energy | 2027-01-16
2024-10-09 | HBS14460 | PowerPlus Energy Pty Ltd LiFe4838P (x7) w/ Noark Electrics (Shanghai) Co., Ltd. Ex9N-DH-8KS-AU (AS4777-2 2020) | 26.6 |  |  | PowerPlus Energy Pty Ltd | LiFe4838P | 6 | Noark Electrics (Shanghai) Co., Ltd. | Ex9N-DH-8KS-AU (AS4777-2 2020) | PowerPlus Energy | 2027-01-16
2024-10-09 | HBS14461 | PowerPlus Energy Pty Ltd LiFe4838P (x8) w/ Noark Electrics (Shanghai) Co., Ltd. Ex9N-DH-8KS-AU (AS4777-2 2020) | 30.4 |  |  | PowerPlus Energy Pty Ltd | LiFe4838P | 6 | Noark Electrics (Shanghai) Co., Ltd. | Ex9N-DH-8KS-AU (AS4777-2 2020) | PowerPlus Energy | 2027-01-16
2024-10-09 | HBS14462 | PowerPlus Energy Pty Ltd LiFe4838P (x9) w/ Noark Electrics (Shanghai) Co., Ltd. Ex9N-DH-8KS-AU (AS4777-2 2020) | 34.2 |  |  | PowerPlus Energy Pty Ltd | LiFe4838P | 6 | Noark Electrics (Shanghai) Co., Ltd. | Ex9N-DH-8KS-AU (AS4777-2 2020) | PowerPlus Energy | 2027-01-16
2024-10-09 | HBS14463 | PowerPlus Energy Pty Ltd LiFe4838P (x10) w/ Noark Electrics (Shanghai) Co., Ltd. Ex9N-DH-8KS-AU (AS4777-2 2020) | 38 |  |  | PowerPlus Energy Pty Ltd | LiFe4838P | 6 | Noark Electrics (Shanghai) Co., Ltd. | Ex9N-DH-8KS-AU (AS4777-2 2020) | PowerPlus Energy | 2027-01-16
2024-10-09 | HBS14464 | PowerPlus Energy Pty Ltd LiFe4838P (x11) w/ Noark Electrics (Shanghai) Co., Ltd. Ex9N-DH-8KS-AU (AS4777-2 2020) | 41.8 |  |  | PowerPlus Energy Pty Ltd | LiFe4838P | 6 | Noark Electrics (Shanghai) Co., Ltd. | Ex9N-DH-8KS-AU (AS4777-2 2020) | PowerPlus Energy | 2027-01-16
2024-10-09 | HBS14465 | PowerPlus Energy Pty Ltd LiFe4838P (x12) w/ Noark Electrics (Shanghai) Co., Ltd. Ex9N-DH-8KS-AU (AS4777-2 2020) | 45.6 |  |  | PowerPlus Energy Pty Ltd | LiFe4838P | 6 | Noark Electrics (Shanghai) Co., Ltd. | Ex9N-DH-8KS-AU (AS4777-2 2020) | PowerPlus Energy | 2027-01-16
2024-10-09 | HBS14466 | PowerPlus Energy Pty Ltd LiFe4838P (x13) w/ Noark Electrics (Shanghai) Co., Ltd. Ex9N-DH-8KS-AU (AS4777-2 2020) | 49.4 |  |  | PowerPlus Energy Pty Ltd | LiFe4838P | 6 | Noark Electrics (Shanghai) Co., Ltd. | Ex9N-DH-8KS-AU (AS4777-2 2020) | PowerPlus Energy | 2027-01-16
2024-10-09 | HBS14467 | PowerPlus Energy Pty Ltd LiFe4838P (x14) w/ Noark Electrics (Shanghai) Co., Ltd. Ex9N-DH-8KS-AU (AS4777-2 2020) | 53.2 |  |  | PowerPlus Energy Pty Ltd | LiFe4838P | 6 | Noark Electrics (Shanghai) Co., Ltd. | Ex9N-DH-8KS-AU (AS4777-2 2020) | PowerPlus Energy | 2027-01-16
2024-10-09 | HBS14468 | PowerPlus Energy Pty Ltd LiFe4838P (x15) w/ Noark Electrics (Shanghai) Co., Ltd. Ex9N-DH-8KS-AU (AS4777-2 2020) | 57 |  |  | PowerPlus Energy Pty Ltd | LiFe4838P | 6 | Noark Electrics (Shanghai) Co., Ltd. | Ex9N-DH-8KS-AU (AS4777-2 2020) | PowerPlus Energy | 2027-01-16
2024-10-09 | HBS14469 | PowerPlus Energy Pty Ltd LiFe4838P (x16) w/ Noark Electrics (Shanghai) Co., Ltd. Ex9N-DH-8KS-AU (AS4777-2 2020) | 60.8 |  |  | PowerPlus Energy Pty Ltd | LiFe4838P | 6 | Noark Electrics (Shanghai) Co., Ltd. | Ex9N-DH-8KS-AU (AS4777-2 2020) | PowerPlus Energy | 2027-01-16
2024-10-09 | HBS14470 | PowerPlus Energy Pty Ltd LiFe4838P (x17) w/ Noark Electrics (Shanghai) Co., Ltd. Ex9N-DH-8KS-AU (AS4777-2 2020) | 64.6 |  |  | PowerPlus Energy Pty Ltd | LiFe4838P | 6 | Noark Electrics (Shanghai) Co., Ltd. | Ex9N-DH-8KS-AU (AS4777-2 2020) | PowerPlus Energy | 2027-01-16
2024-10-09 | HBS14471 | PowerPlus Energy Pty Ltd LiFe4838P (x18) w/ Noark Electrics (Shanghai) Co., Ltd. Ex9N-DH-8KS-AU (AS4777-2 2020) | 68.4 |  |  | PowerPlus Energy Pty Ltd | LiFe4838P | 6 | Noark Electrics (Shanghai) Co., Ltd. | Ex9N-DH-8KS-AU (AS4777-2 2020) | PowerPlus Energy | 2027-01-16
2024-10-09 | HBS14472 | PowerPlus Energy Pty Ltd LiFe4838P (x19) w/ Noark Electrics (Shanghai) Co., Ltd. Ex9N-DH-8KS-AU (AS4777-2 2020) | 72.2 |  |  | PowerPlus Energy Pty Ltd | LiFe4838P | 6 | Noark Electrics (Shanghai) Co., Ltd. | Ex9N-DH-8KS-AU (AS4777-2 2020) | PowerPlus Energy | 2027-01-16
2024-10-09 | HBS14473 | PowerPlus Energy Pty Ltd LiFe4838P (x20) w/ Noark Electrics (Shanghai) Co., Ltd. Ex9N-DH-8KS-AU (AS4777-2 2020) | 76 |  |  | PowerPlus Energy Pty Ltd | LiFe4838P | 6 | Noark Electrics (Shanghai) Co., Ltd. | Ex9N-DH-8KS-AU (AS4777-2 2020) | PowerPlus Energy | 2027-01-16
2024-10-09 | HBS14474 | PowerPlus Energy Pty Ltd LiFe4838P (x2) w/ Noark Electrics (Shanghai) Co., Ltd. Ex9N-DH-5KT-AU (AS4777-2 2020) | 7.6 |  |  | PowerPlus Energy Pty Ltd | LiFe4838P | 6 | Noark Electrics (Shanghai) Co., Ltd. | Ex9N-DH-5KT-AU (AS4777-2 2020) | PowerPlus Energy | 2027-01-16
2024-10-09 | HBS14475 | PowerPlus Energy Pty Ltd LiFe4838P (x3) w/ Noark Electrics (Shanghai) Co., Ltd. Ex9N-DH-5KT-AU (AS4777-2 2020) | 11.4 |  |  | PowerPlus Energy Pty Ltd | LiFe4838P | 6 | Noark Electrics (Shanghai) Co., Ltd. | Ex9N-DH-5KT-AU (AS4777-2 2020) | PowerPlus Energy | 2027-01-16
2024-10-09 | HBS14476 | PowerPlus Energy Pty Ltd LiFe4838P (x4) w/ Noark Electrics (Shanghai) Co., Ltd. Ex9N-DH-5KT-AU (AS4777-2 2020) | 15.2 |  |  | PowerPlus Energy Pty Ltd | LiFe4838P | 6 | Noark Electrics (Shanghai) Co., Ltd. | Ex9N-DH-5KT-AU (AS4777-2 2020) | PowerPlus Energy | 2027-01-16
2024-10-09 | HBS14477 | PowerPlus Energy Pty Ltd LiFe4838P (x5) w/ Noark Electrics (Shanghai) Co., Ltd. Ex9N-DH-5KT-AU (AS4777-2 2020) | 19 |  |  | PowerPlus Energy Pty Ltd | LiFe4838P | 6 | Noark Electrics (Shanghai) Co., Ltd. | Ex9N-DH-5KT-AU (AS4777-2 2020) | PowerPlus Energy | 2027-01-16
2024-10-09 | HBS14478 | PowerPlus Energy Pty Ltd LiFe4838P (x6) w/ Noark Electrics (Shanghai) Co., Ltd. Ex9N-DH-5KT-AU (AS4777-2 2020) | 22.8 |  |  | PowerPlus Energy Pty Ltd | LiFe4838P | 6 | Noark Electrics (Shanghai) Co., Ltd. | Ex9N-DH-5KT-AU (AS4777-2 2020) | PowerPlus Energy | 2027-01-16
2024-10-09 | HBS14479 | PowerPlus Energy Pty Ltd LiFe4838P (x7) w/ Noark Electrics (Shanghai) Co., Ltd. Ex9N-DH-5KT-AU (AS4777-2 2020) | 26.6 |  |  | PowerPlus Energy Pty Ltd | LiFe4838P | 6 | Noark Electrics (Shanghai) Co., Ltd. | Ex9N-DH-5KT-AU (AS4777-2 2020) | PowerPlus Energy | 2027-01-16
2024-10-09 | HBS14480 | PowerPlus Energy Pty Ltd LiFe4838P (x8) w/ Noark Electrics (Shanghai) Co., Ltd. Ex9N-DH-5KT-AU (AS4777-2 2020) | 30.4 |  |  | PowerPlus Energy Pty Ltd | LiFe4838P | 6 | Noark Electrics (Shanghai) Co., Ltd. | Ex9N-DH-5KT-AU (AS4777-2 2020) | PowerPlus Energy | 2027-01-16
2024-10-09 | HBS14481 | PowerPlus Energy Pty Ltd LiFe4838P (x9) w/ Noark Electrics (Shanghai) Co., Ltd. Ex9N-DH-5KT-AU (AS4777-2 2020) | 34.2 |  |  | PowerPlus Energy Pty Ltd | LiFe4838P | 6 | Noark Electrics (Shanghai) Co., Ltd. | Ex9N-DH-5KT-AU (AS4777-2 2020) | PowerPlus Energy | 2027-01-16
2024-10-09 | HBS14482 | PowerPlus Energy Pty Ltd LiFe4838P (x10) w/ Noark Electrics (Shanghai) Co., Ltd. Ex9N-DH-5KT-AU (AS4777-2 2020) | 38 |  |  | PowerPlus Energy Pty Ltd | LiFe4838P | 6 | Noark Electrics (Shanghai) Co., Ltd. | Ex9N-DH-5KT-AU (AS4777-2 2020) | PowerPlus Energy | 2027-01-16
2024-10-09 | HBS14483 | PowerPlus Energy Pty Ltd LiFe4838P (x11) w/ Noark Electrics (Shanghai) Co., Ltd. Ex9N-DH-5KT-AU (AS4777-2 2020) | 41.8 |  |  | PowerPlus Energy Pty Ltd | LiFe4838P | 6 | Noark Electrics (Shanghai) Co., Ltd. | Ex9N-DH-5KT-AU (AS4777-2 2020) | PowerPlus Energy | 2027-01-16
2024-10-09 | HBS14484 | PowerPlus Energy Pty Ltd LiFe4838P (x12) w/ Noark Electrics (Shanghai) Co., Ltd. Ex9N-DH-5KT-AU (AS4777-2 2020) | 45.6 |  |  | PowerPlus Energy Pty Ltd | LiFe4838P | 6 | Noark Electrics (Shanghai) Co., Ltd. | Ex9N-DH-5KT-AU (AS4777-2 2020) | PowerPlus Energy | 2027-01-16
2024-10-09 | HBS14485 | PowerPlus Energy Pty Ltd LiFe4838P (x13) w/ Noark Electrics (Shanghai) Co., Ltd. Ex9N-DH-5KT-AU (AS4777-2 2020) | 49.4 |  |  | PowerPlus Energy Pty Ltd | LiFe4838P | 6 | Noark Electrics (Shanghai) Co., Ltd. | Ex9N-DH-5KT-AU (AS4777-2 2020) | PowerPlus Energy | 2027-01-16
2024-10-09 | HBS14486 | PowerPlus Energy Pty Ltd LiFe4838P (x14) w/ Noark Electrics (Shanghai) Co., Ltd. Ex9N-DH-5KT-AU (AS4777-2 2020) | 53.2 |  |  | PowerPlus Energy Pty Ltd | LiFe4838P | 6 | Noark Electrics (Shanghai) Co., Ltd. | Ex9N-DH-5KT-AU (AS4777-2 2020) | PowerPlus Energy | 2027-01-16
2024-10-09 | HBS14487 | PowerPlus Energy Pty Ltd LiFe4838P (x15) w/ Noark Electrics (Shanghai) Co., Ltd. Ex9N-DH-5KT-AU (AS4777-2 2020) | 57 |  |  | PowerPlus Energy Pty Ltd | LiFe4838P | 6 | Noark Electrics (Shanghai) Co., Ltd. | Ex9N-DH-5KT-AU (AS4777-2 2020) | PowerPlus Energy | 2027-01-16
2024-10-09 | HBS14488 | PowerPlus Energy Pty Ltd LiFe4838P (x16) w/ Noark Electrics (Shanghai) Co., Ltd. Ex9N-DH-5KT-AU (AS4777-2 2020) | 60.8 |  |  | PowerPlus Energy Pty Ltd | LiFe4838P | 6 | Noark Electrics (Shanghai) Co., Ltd. | Ex9N-DH-5KT-AU (AS4777-2 2020) | PowerPlus Energy | 2027-01-16
2024-10-09 | HBS14489 | PowerPlus Energy Pty Ltd LiFe4838P (x17) w/ Noark Electrics (Shanghai) Co., Ltd. Ex9N-DH-5KT-AU (AS4777-2 2020) | 64.6 |  |  | PowerPlus Energy Pty Ltd | LiFe4838P | 6 | Noark Electrics (Shanghai) Co., Ltd. | Ex9N-DH-5KT-AU (AS4777-2 2020) | PowerPlus Energy | 2027-01-16
2024-10-09 | HBS14490 | PowerPlus Energy Pty Ltd LiFe4838P (x18) w/ Noark Electrics (Shanghai) Co., Ltd. Ex9N-DH-5KT-AU (AS4777-2 2020) | 68.4 |  |  | PowerPlus Energy Pty Ltd | LiFe4838P | 6 | Noark Electrics (Shanghai) Co., Ltd. | Ex9N-DH-5KT-AU (AS4777-2 2020) | PowerPlus Energy | 2027-01-16
2024-10-09 | HBS14491 | PowerPlus Energy Pty Ltd LiFe4838P (x19) w/ Noark Electrics (Shanghai) Co., Ltd. Ex9N-DH-5KT-AU (AS4777-2 2020) | 72.2 |  |  | PowerPlus Energy Pty Ltd | LiFe4838P | 6 | Noark Electrics (Shanghai) Co., Ltd. | Ex9N-DH-5KT-AU (AS4777-2 2020) | PowerPlus Energy | 2027-01-16
2024-10-09 | HBS14492 | PowerPlus Energy Pty Ltd LiFe4838P (x20) w/ Noark Electrics (Shanghai) Co., Ltd. Ex9N-DH-5KT-AU (AS4777-2 2020) | 76 |  |  | PowerPlus Energy Pty Ltd | LiFe4838P | 6 | Noark Electrics (Shanghai) Co., Ltd. | Ex9N-DH-5KT-AU (AS4777-2 2020) | PowerPlus Energy | 2027-01-16
2024-10-09 | HBS14493 | PowerPlus Energy Pty Ltd LiFe4838P (x2) w/ Noark Electrics (Shanghai) Co., Ltd. Ex9N-DH-6KT-AU (AS4777-2 2020) | 7.6 |  |  | PowerPlus Energy Pty Ltd | LiFe4838P | 6 | Noark Electrics (Shanghai) Co., Ltd. | Ex9N-DH-6KT-AU (AS4777-2 2020) | PowerPlus Energy | 2027-01-16
2024-10-09 | HBS14494 | PowerPlus Energy Pty Ltd LiFe4838P (x3) w/ Noark Electrics (Shanghai) Co., Ltd. Ex9N-DH-6KT-AU (AS4777-2 2020) | 11.4 |  |  | PowerPlus Energy Pty Ltd | LiFe4838P | 6 | Noark Electrics (Shanghai) Co., Ltd. | Ex9N-DH-6KT-AU (AS4777-2 2020) | PowerPlus Energy | 2027-01-16
2024-10-09 | HBS14495 | PowerPlus Energy Pty Ltd LiFe4838P (x4) w/ Noark Electrics (Shanghai) Co., Ltd. Ex9N-DH-6KT-AU (AS4777-2 2020) | 15.2 |  |  | PowerPlus Energy Pty Ltd | LiFe4838P | 6 | Noark Electrics (Shanghai) Co., Ltd. | Ex9N-DH-6KT-AU (AS4777-2 2020) | PowerPlus Energy | 2027-01-16
2024-10-09 | HBS14496 | PowerPlus Energy Pty Ltd LiFe4838P (x5) w/ Noark Electrics (Shanghai) Co., Ltd. Ex9N-DH-6KT-AU (AS4777-2 2020) | 19 |  |  | PowerPlus Energy Pty Ltd | LiFe4838P | 6 | Noark Electrics (Shanghai) Co., Ltd. | Ex9N-DH-6KT-AU (AS4777-2 2020) | PowerPlus Energy | 2027-01-16
2024-10-09 | HBS14497 | PowerPlus Energy Pty Ltd LiFe4838P (x6) w/ Noark Electrics (Shanghai) Co., Ltd. Ex9N-DH-6KT-AU (AS4777-2 2020) | 22.8 |  |  | PowerPlus Energy Pty Ltd | LiFe4838P | 6 | Noark Electrics (Shanghai) Co., Ltd. | Ex9N-DH-6KT-AU (AS4777-2 2020) | PowerPlus Energy | 2027-01-16
2024-10-09 | HBS14498 | PowerPlus Energy Pty Ltd LiFe4838P (x7) w/ Noark Electrics (Shanghai) Co., Ltd. Ex9N-DH-6KT-AU (AS4777-2 2020) | 26.6 |  |  | PowerPlus Energy Pty Ltd | LiFe4838P | 6 | Noark Electrics (Shanghai) Co., Ltd. | Ex9N-DH-6KT-AU (AS4777-2 2020) | PowerPlus Energy | 2027-01-16
2024-10-09 | HBS14499 | PowerPlus Energy Pty Ltd LiFe4838P (x8) w/ Noark Electrics (Shanghai) Co., Ltd. Ex9N-DH-6KT-AU (AS4777-2 2020) | 30.4 |  |  | PowerPlus Energy Pty Ltd | LiFe4838P | 6 | Noark Electrics (Shanghai) Co., Ltd. | Ex9N-DH-6KT-AU (AS4777-2 2020) | PowerPlus Energy | 2027-01-16
2024-10-09 | HBS14500 | PowerPlus Energy Pty Ltd LiFe4838P (x9) w/ Noark Electrics (Shanghai) Co., Ltd. Ex9N-DH-6KT-AU (AS4777-2 2020) | 34.2 |  |  | PowerPlus Energy Pty Ltd | LiFe4838P | 6 | Noark Electrics (Shanghai) Co., Ltd. | Ex9N-DH-6KT-AU (AS4777-2 2020) | PowerPlus Energy | 2027-01-16
2024-10-09 | HBS14501 | PowerPlus Energy Pty Ltd LiFe4838P (x10) w/ Noark Electrics (Shanghai) Co., Ltd. Ex9N-DH-6KT-AU (AS4777-2 2020) | 38 |  |  | PowerPlus Energy Pty Ltd | LiFe4838P | 6 | Noark Electrics (Shanghai) Co., Ltd. | Ex9N-DH-6KT-AU (AS4777-2 2020) | PowerPlus Energy | 2027-01-16
2024-10-09 | HBS14502 | PowerPlus Energy Pty Ltd LiFe4838P (x11) w/ Noark Electrics (Shanghai) Co., Ltd. Ex9N-DH-6KT-AU (AS4777-2 2020) | 41.8 |  |  | PowerPlus Energy Pty Ltd | LiFe4838P | 6 | Noark Electrics (Shanghai) Co., Ltd. | Ex9N-DH-6KT-AU (AS4777-2 2020) | PowerPlus Energy | 2027-01-16
2024-10-09 | HBS14503 | PowerPlus Energy Pty Ltd LiFe4838P (x12) w/ Noark Electrics (Shanghai) Co., Ltd. Ex9N-DH-6KT-AU (AS4777-2 2020) | 45.6 |  |  | PowerPlus Energy Pty Ltd | LiFe4838P | 6 | Noark Electrics (Shanghai) Co., Ltd. | Ex9N-DH-6KT-AU (AS4777-2 2020) | PowerPlus Energy | 2027-01-16
2024-10-09 | HBS14504 | PowerPlus Energy Pty Ltd LiFe4838P (x13) w/ Noark Electrics (Shanghai) Co., Ltd. Ex9N-DH-6KT-AU (AS4777-2 2020) | 49.4 |  |  | PowerPlus Energy Pty Ltd | LiFe4838P | 6 | Noark Electrics (Shanghai) Co., Ltd. | Ex9N-DH-6KT-AU (AS4777-2 2020) | PowerPlus Energy | 2027-01-16
2024-10-09 | HBS14505 | PowerPlus Energy Pty Ltd LiFe4838P (x14) w/ Noark Electrics (Shanghai) Co., Ltd. Ex9N-DH-6KT-AU (AS4777-2 2020) | 53.2 |  |  | PowerPlus Energy Pty Ltd | LiFe4838P | 6 | Noark Electrics (Shanghai) Co., Ltd. | Ex9N-DH-6KT-AU (AS4777-2 2020) | PowerPlus Energy | 2027-01-16
2024-10-09 | HBS14506 | PowerPlus Energy Pty Ltd LiFe4838P (x15) w/ Noark Electrics (Shanghai) Co., Ltd. Ex9N-DH-6KT-AU (AS4777-2 2020) | 57 |  |  | PowerPlus Energy Pty Ltd | LiFe4838P | 6 | Noark Electrics (Shanghai) Co., Ltd. | Ex9N-DH-6KT-AU (AS4777-2 2020) | PowerPlus Energy | 2027-01-16
2024-10-09 | HBS14507 | PowerPlus Energy Pty Ltd LiFe4838P (x16) w/ Noark Electrics (Shanghai) Co., Ltd. Ex9N-DH-6KT-AU (AS4777-2 2020) | 60.8 |  |  | PowerPlus Energy Pty Ltd | LiFe4838P | 6 | Noark Electrics (Shanghai) Co., Ltd. | Ex9N-DH-6KT-AU (AS4777-2 2020) | PowerPlus Energy | 2027-01-16
2024-10-09 | HBS14508 | PowerPlus Energy Pty Ltd LiFe4838P (x17) w/ Noark Electrics (Shanghai) Co., Ltd. Ex9N-DH-6KT-AU (AS4777-2 2020) | 64.6 |  |  | PowerPlus Energy Pty Ltd | LiFe4838P | 6 | Noark Electrics (Shanghai) Co., Ltd. | Ex9N-DH-6KT-AU (AS4777-2 2020) | PowerPlus Energy | 2027-01-16
2024-10-09 | HBS14509 | PowerPlus Energy Pty Ltd LiFe4838P (x18) w/ Noark Electrics (Shanghai) Co., Ltd. Ex9N-DH-6KT-AU (AS4777-2 2020) | 68.4 |  |  | PowerPlus Energy Pty Ltd | LiFe4838P | 6 | Noark Electrics (Shanghai) Co., Ltd. | Ex9N-DH-6KT-AU (AS4777-2 2020) | PowerPlus Energy | 2027-01-16
2024-10-09 | HBS14510 | PowerPlus Energy Pty Ltd LiFe4838P (x19) w/ Noark Electrics (Shanghai) Co., Ltd. Ex9N-DH-6KT-AU (AS4777-2 2020) | 72.2 |  |  | PowerPlus Energy Pty Ltd | LiFe4838P | 6 | Noark Electrics (Shanghai) Co., Ltd. | Ex9N-DH-6KT-AU (AS4777-2 2020) | PowerPlus Energy | 2027-01-16
2024-10-09 | HBS14511 | PowerPlus Energy Pty Ltd LiFe4838P (x20) w/ Noark Electrics (Shanghai) Co., Ltd. Ex9N-DH-6KT-AU (AS4777-2 2020) | 76 |  |  | PowerPlus Energy Pty Ltd | LiFe4838P | 6 | Noark Electrics (Shanghai) Co., Ltd. | Ex9N-DH-6KT-AU (AS4777-2 2020) | PowerPlus Energy | 2027-01-16
2024-10-09 | HBS14512 | PowerPlus Energy Pty Ltd LiFe4838P (x2) w/ Noark Electrics (Shanghai) Co., Ltd. Ex9N-DH-8KT-AU (AS4777-2 2020) | 7.6 |  |  | PowerPlus Energy Pty Ltd | LiFe4838P | 6 | Noark Electrics (Shanghai) Co., Ltd. | Ex9N-DH-8KT-AU (AS4777-2 2020) | PowerPlus Energy | 2027-01-16
2024-10-09 | HBS14513 | PowerPlus Energy Pty Ltd LiFe4838P (x3) w/ Noark Electrics (Shanghai) Co., Ltd. Ex9N-DH-8KT-AU (AS4777-2 2020) | 11.4 |  |  | PowerPlus Energy Pty Ltd | LiFe4838P | 6 | Noark Electrics (Shanghai) Co., Ltd. | Ex9N-DH-8KT-AU (AS4777-2 2020) | PowerPlus Energy | 2027-01-16
2024-10-09 | HBS14514 | PowerPlus Energy Pty Ltd LiFe4838P (x4) w/ Noark Electrics (Shanghai) Co., Ltd. Ex9N-DH-8KT-AU (AS4777-2 2020) | 15.2 |  |  | PowerPlus Energy Pty Ltd | LiFe4838P | 6 | Noark Electrics (Shanghai) Co., Ltd. | Ex9N-DH-8KT-AU (AS4777-2 2020) | PowerPlus Energy | 2027-01-16
2024-10-09 | HBS14515 | PowerPlus Energy Pty Ltd LiFe4838P (x5) w/ Noark Electrics (Shanghai) Co., Ltd. Ex9N-DH-8KT-AU (AS4777-2 2020) | 19 |  |  | PowerPlus Energy Pty Ltd | LiFe4838P | 6 | Noark Electrics (Shanghai) Co., Ltd. | Ex9N-DH-8KT-AU (AS4777-2 2020) | PowerPlus Energy | 2027-01-16
2024-10-09 | HBS14516 | PowerPlus Energy Pty Ltd LiFe4838P (x6) w/ Noark Electrics (Shanghai) Co., Ltd. Ex9N-DH-8KT-AU (AS4777-2 2020) | 22.8 |  |  | PowerPlus Energy Pty Ltd | LiFe4838P | 6 | Noark Electrics (Shanghai) Co., Ltd. | Ex9N-DH-8KT-AU (AS4777-2 2020) | PowerPlus Energy | 2027-01-16
2024-10-09 | HBS14517 | PowerPlus Energy Pty Ltd LiFe4838P (x7) w/ Noark Electrics (Shanghai) Co., Ltd. Ex9N-DH-8KT-AU (AS4777-2 2020) | 26.6 |  |  | PowerPlus Energy Pty Ltd | LiFe4838P | 6 | Noark Electrics (Shanghai) Co., Ltd. | Ex9N-DH-8KT-AU (AS4777-2 2020) | PowerPlus Energy | 2027-01-16
2024-10-09 | HBS14518 | PowerPlus Energy Pty Ltd LiFe4838P (x8) w/ Noark Electrics (Shanghai) Co., Ltd. Ex9N-DH-8KT-AU (AS4777-2 2020) | 30.4 |  |  | PowerPlus Energy Pty Ltd | LiFe4838P | 6 | Noark Electrics (Shanghai) Co., Ltd. | Ex9N-DH-8KT-AU (AS4777-2 2020) | PowerPlus Energy | 2027-01-16
2024-10-09 | HBS14519 | PowerPlus Energy Pty Ltd LiFe4838P (x9) w/ Noark Electrics (Shanghai) Co., Ltd. Ex9N-DH-8KT-AU (AS4777-2 2020) | 34.2 |  |  | PowerPlus Energy Pty Ltd | LiFe4838P | 6 | Noark Electrics (Shanghai) Co., Ltd. | Ex9N-DH-8KT-AU (AS4777-2 2020) | PowerPlus Energy | 2027-01-16
2024-10-09 | HBS14520 | PowerPlus Energy Pty Ltd LiFe4838P (x10) w/ Noark Electrics (Shanghai) Co., Ltd. Ex9N-DH-8KT-AU (AS4777-2 2020) | 38 |  |  | PowerPlus Energy Pty Ltd | LiFe4838P | 6 | Noark Electrics (Shanghai) Co., Ltd. | Ex9N-DH-8KT-AU (AS4777-2 2020) | PowerPlus Energy | 2027-01-16
2024-10-09 | HBS14521 | PowerPlus Energy Pty Ltd LiFe4838P (x11) w/ Noark Electrics (Shanghai) Co., Ltd. Ex9N-DH-8KT-AU (AS4777-2 2020) | 41.8 |  |  | PowerPlus Energy Pty Ltd | LiFe4838P | 6 | Noark Electrics (Shanghai) Co., Ltd. | Ex9N-DH-8KT-AU (AS4777-2 2020) | PowerPlus Energy | 2027-01-16
2024-10-09 | HBS14522 | PowerPlus Energy Pty Ltd LiFe4838P (x12) w/ Noark Electrics (Shanghai) Co., Ltd. Ex9N-DH-8KT-AU (AS4777-2 2020) | 45.6 |  |  | PowerPlus Energy Pty Ltd | LiFe4838P | 6 | Noark Electrics (Shanghai) Co., Ltd. | Ex9N-DH-8KT-AU (AS4777-2 2020) | PowerPlus Energy | 2027-01-16
2024-10-09 | HBS14523 | PowerPlus Energy Pty Ltd LiFe4838P (x13) w/ Noark Electrics (Shanghai) Co., Ltd. Ex9N-DH-8KT-AU (AS4777-2 2020) | 49.4 |  |  | PowerPlus Energy Pty Ltd | LiFe4838P | 6 | Noark Electrics (Shanghai) Co., Ltd. | Ex9N-DH-8KT-AU (AS4777-2 2020) | PowerPlus Energy | 2027-01-16
2024-10-09 | HBS14524 | PowerPlus Energy Pty Ltd LiFe4838P (x14) w/ Noark Electrics (Shanghai) Co., Ltd. Ex9N-DH-8KT-AU (AS4777-2 2020) | 53.2 |  |  | PowerPlus Energy Pty Ltd | LiFe4838P | 6 | Noark Electrics (Shanghai) Co., Ltd. | Ex9N-DH-8KT-AU (AS4777-2 2020) | PowerPlus Energy | 2027-01-16
2024-10-09 | HBS14525 | PowerPlus Energy Pty Ltd LiFe4838P (x15) w/ Noark Electrics (Shanghai) Co., Ltd. Ex9N-DH-8KT-AU (AS4777-2 2020) | 57 |  |  | PowerPlus Energy Pty Ltd | LiFe4838P | 6 | Noark Electrics (Shanghai) Co., Ltd. | Ex9N-DH-8KT-AU (AS4777-2 2020) | PowerPlus Energy | 2027-01-16
2024-10-09 | HBS14526 | PowerPlus Energy Pty Ltd LiFe4838P (x16) w/ Noark Electrics (Shanghai) Co., Ltd. Ex9N-DH-8KT-AU (AS4777-2 2020) | 60.8 |  |  | PowerPlus Energy Pty Ltd | LiFe4838P | 6 | Noark Electrics (Shanghai) Co., Ltd. | Ex9N-DH-8KT-AU (AS4777-2 2020) | PowerPlus Energy | 2027-01-16
2024-10-09 | HBS14527 | PowerPlus Energy Pty Ltd LiFe4838P (x17) w/ Noark Electrics (Shanghai) Co., Ltd. Ex9N-DH-8KT-AU (AS4777-2 2020) | 64.6 |  |  | PowerPlus Energy Pty Ltd | LiFe4838P | 6 | Noark Electrics (Shanghai) Co., Ltd. | Ex9N-DH-8KT-AU (AS4777-2 2020) | PowerPlus Energy | 2027-01-16
2024-10-09 | HBS14528 | PowerPlus Energy Pty Ltd LiFe4838P (x18) w/ Noark Electrics (Shanghai) Co., Ltd. Ex9N-DH-8KT-AU (AS4777-2 2020) | 68.4 |  |  | PowerPlus Energy Pty Ltd | LiFe4838P | 6 | Noark Electrics (Shanghai) Co., Ltd. | Ex9N-DH-8KT-AU (AS4777-2 2020) | PowerPlus Energy | 2027-01-16
2024-10-09 | HBS14529 | PowerPlus Energy Pty Ltd LiFe4838P (x19) w/ Noark Electrics (Shanghai) Co., Ltd. Ex9N-DH-8KT-AU (AS4777-2 2020) | 72.2 |  |  | PowerPlus Energy Pty Ltd | LiFe4838P | 6 | Noark Electrics (Shanghai) Co., Ltd. | Ex9N-DH-8KT-AU (AS4777-2 2020) | PowerPlus Energy | 2027-01-16
2024-10-09 | HBS14530 | PowerPlus Energy Pty Ltd LiFe4838P (x20) w/ Noark Electrics (Shanghai) Co., Ltd. Ex9N-DH-8KT-AU (AS4777-2 2020) | 76 |  |  | PowerPlus Energy Pty Ltd | LiFe4838P | 6 | Noark Electrics (Shanghai) Co., Ltd. | Ex9N-DH-8KT-AU (AS4777-2 2020) | PowerPlus Energy | 2027-01-16
2024-10-09 | HBS14531 | PowerPlus Energy Pty Ltd LiFe4838P (x2) w/ Noark Electrics (Shanghai) Co., Ltd. Ex9N-DH-10KT-AU (AS4777-2 2020) | 7.6 |  |  | PowerPlus Energy Pty Ltd | LiFe4838P | 6 | Noark Electrics (Shanghai) Co., Ltd. | Ex9N-DH-10KT-AU (AS4777-2 2020) | PowerPlus Energy | 2027-01-16
2024-10-09 | HBS14532 | PowerPlus Energy Pty Ltd LiFe4838P (x3) w/ Noark Electrics (Shanghai) Co., Ltd. Ex9N-DH-10KT-AU (AS4777-2 2020) | 11.4 |  |  | PowerPlus Energy Pty Ltd | LiFe4838P | 6 | Noark Electrics (Shanghai) Co., Ltd. | Ex9N-DH-10KT-AU (AS4777-2 2020) | PowerPlus Energy | 2027-01-16
2024-10-09 | HBS14533 | PowerPlus Energy Pty Ltd LiFe4838P (x4) w/ Noark Electrics (Shanghai) Co., Ltd. Ex9N-DH-10KT-AU (AS4777-2 2020) | 15.2 |  |  | PowerPlus Energy Pty Ltd | LiFe4838P | 6 | Noark Electrics (Shanghai) Co., Ltd. | Ex9N-DH-10KT-AU (AS4777-2 2020) | PowerPlus Energy | 2027-01-16
2024-10-09 | HBS14534 | PowerPlus Energy Pty Ltd LiFe4838P (x5) w/ Noark Electrics (Shanghai) Co., Ltd. Ex9N-DH-10KT-AU (AS4777-2 2020) | 19 |  |  | PowerPlus Energy Pty Ltd | LiFe4838P | 6 | Noark Electrics (Shanghai) Co., Ltd. | Ex9N-DH-10KT-AU (AS4777-2 2020) | PowerPlus Energy | 2027-01-16
2024-10-09 | HBS14535 | PowerPlus Energy Pty Ltd LiFe4838P (x6) w/ Noark Electrics (Shanghai) Co., Ltd. Ex9N-DH-10KT-AU (AS4777-2 2020) | 22.8 |  |  | PowerPlus Energy Pty Ltd | LiFe4838P | 6 | Noark Electrics (Shanghai) Co., Ltd. | Ex9N-DH-10KT-AU (AS4777-2 2020) | PowerPlus Energy | 2027-01-16
2024-10-09 | HBS14536 | PowerPlus Energy Pty Ltd LiFe4838P (x7) w/ Noark Electrics (Shanghai) Co., Ltd. Ex9N-DH-10KT-AU (AS4777-2 2020) | 26.6 |  |  | PowerPlus Energy Pty Ltd | LiFe4838P | 6 | Noark Electrics (Shanghai) Co., Ltd. | Ex9N-DH-10KT-AU (AS4777-2 2020) | PowerPlus Energy | 2027-01-16
2024-10-09 | HBS14537 | PowerPlus Energy Pty Ltd LiFe4838P (x8) w/ Noark Electrics (Shanghai) Co., Ltd. Ex9N-DH-10KT-AU (AS4777-2 2020) | 30.4 |  |  | PowerPlus Energy Pty Ltd | LiFe4838P | 6 | Noark Electrics (Shanghai) Co., Ltd. | Ex9N-DH-10KT-AU (AS4777-2 2020) | PowerPlus Energy | 2027-01-16
2024-10-09 | HBS14538 | PowerPlus Energy Pty Ltd LiFe4838P (x9) w/ Noark Electrics (Shanghai) Co., Ltd. Ex9N-DH-10KT-AU (AS4777-2 2020) | 34.2 |  |  | PowerPlus Energy Pty Ltd | LiFe4838P | 6 | Noark Electrics (Shanghai) Co., Ltd. | Ex9N-DH-10KT-AU (AS4777-2 2020) | PowerPlus Energy | 2027-01-16
2024-10-09 | HBS14539 | PowerPlus Energy Pty Ltd LiFe4838P (x10) w/ Noark Electrics (Shanghai) Co., Ltd. Ex9N-DH-10KT-AU (AS4777-2 2020) | 38 |  |  | PowerPlus Energy Pty Ltd | LiFe4838P | 6 | Noark Electrics (Shanghai) Co., Ltd. | Ex9N-DH-10KT-AU (AS4777-2 2020) | PowerPlus Energy | 2027-01-16
2024-10-09 | HBS14540 | PowerPlus Energy Pty Ltd LiFe4838P (x11) w/ Noark Electrics (Shanghai) Co., Ltd. Ex9N-DH-10KT-AU (AS4777-2 2020) | 41.8 |  |  | PowerPlus Energy Pty Ltd | LiFe4838P | 6 | Noark Electrics (Shanghai) Co., Ltd. | Ex9N-DH-10KT-AU (AS4777-2 2020) | PowerPlus Energy | 2027-01-16
2024-10-09 | HBS14541 | PowerPlus Energy Pty Ltd LiFe4838P (x12) w/ Noark Electrics (Shanghai) Co., Ltd. Ex9N-DH-10KT-AU (AS4777-2 2020) | 45.6 |  |  | PowerPlus Energy Pty Ltd | LiFe4838P | 6 | Noark Electrics (Shanghai) Co., Ltd. | Ex9N-DH-10KT-AU (AS4777-2 2020) | PowerPlus Energy | 2027-01-16
2024-10-09 | HBS14542 | PowerPlus Energy Pty Ltd LiFe4838P (x13) w/ Noark Electrics (Shanghai) Co., Ltd. Ex9N-DH-10KT-AU (AS4777-2 2020) | 49.4 |  |  | PowerPlus Energy Pty Ltd | LiFe4838P | 6 | Noark Electrics (Shanghai) Co., Ltd. | Ex9N-DH-10KT-AU (AS4777-2 2020) | PowerPlus Energy | 2027-01-16
2024-10-09 | HBS14543 | PowerPlus Energy Pty Ltd LiFe4838P (x14) w/ Noark Electrics (Shanghai) Co., Ltd. Ex9N-DH-10KT-AU (AS4777-2 2020) | 53.2 |  |  | PowerPlus Energy Pty Ltd | LiFe4838P | 6 | Noark Electrics (Shanghai) Co., Ltd. | Ex9N-DH-10KT-AU (AS4777-2 2020) | PowerPlus Energy | 2027-01-16
2024-10-09 | HBS14544 | PowerPlus Energy Pty Ltd LiFe4838P (x15) w/ Noark Electrics (Shanghai) Co., Ltd. Ex9N-DH-10KT-AU (AS4777-2 2020) | 57 |  |  | PowerPlus Energy Pty Ltd | LiFe4838P | 6 | Noark Electrics (Shanghai) Co., Ltd. | Ex9N-DH-10KT-AU (AS4777-2 2020) | PowerPlus Energy | 2027-01-16
2024-10-09 | HBS14545 | PowerPlus Energy Pty Ltd LiFe4838P (x16) w/ Noark Electrics (Shanghai) Co., Ltd. Ex9N-DH-10KT-AU (AS4777-2 2020) | 60.8 |  |  | PowerPlus Energy Pty Ltd | LiFe4838P | 6 | Noark Electrics (Shanghai) Co., Ltd. | Ex9N-DH-10KT-AU (AS4777-2 2020) | PowerPlus Energy | 2027-01-16
2024-10-09 | HBS14546 | PowerPlus Energy Pty Ltd LiFe4838P (x17) w/ Noark Electrics (Shanghai) Co., Ltd. Ex9N-DH-10KT-AU (AS4777-2 2020) | 64.6 |  |  | PowerPlus Energy Pty Ltd | LiFe4838P | 6 | Noark Electrics (Shanghai) Co., Ltd. | Ex9N-DH-10KT-AU (AS4777-2 2020) | PowerPlus Energy | 2027-01-16
2024-10-09 | HBS14547 | PowerPlus Energy Pty Ltd LiFe4838P (x18) w/ Noark Electrics (Shanghai) Co., Ltd. Ex9N-DH-10KT-AU (AS4777-2 2020) | 68.4 |  |  | PowerPlus Energy Pty Ltd | LiFe4838P | 6 | Noark Electrics (Shanghai) Co., Ltd. | Ex9N-DH-10KT-AU (AS4777-2 2020) | PowerPlus Energy | 2027-01-16
2024-10-09 | HBS14548 | PowerPlus Energy Pty Ltd LiFe4838P (x19) w/ Noark Electrics (Shanghai) Co., Ltd. Ex9N-DH-10KT-AU (AS4777-2 2020) | 72.2 |  |  | PowerPlus Energy Pty Ltd | LiFe4838P | 6 | Noark Electrics (Shanghai) Co., Ltd. | Ex9N-DH-10KT-AU (AS4777-2 2020) | PowerPlus Energy | 2027-01-16
2024-10-09 | HBS14549 | PowerPlus Energy Pty Ltd LiFe4838P (x20) w/ Noark Electrics (Shanghai) Co., Ltd. Ex9N-DH-10KT-AU (AS4777-2 2020) | 76 |  |  | PowerPlus Energy Pty Ltd | LiFe4838P | 6 | Noark Electrics (Shanghai) Co., Ltd. | Ex9N-DH-10KT-AU (AS4777-2 2020) | PowerPlus Energy | 2027-01-16
2024-10-09 | HBS14550 | PowerPlus Energy Pty Ltd LiFe4838P (x2) w/ Noark Electrics (Shanghai) Co., Ltd. Ex9N-DH-12KT-AU (AS4777-2 2020) | 7.6 |  |  | PowerPlus Energy Pty Ltd | LiFe4838P | 6 | Noark Electrics (Shanghai) Co., Ltd. | Ex9N-DH-12KT-AU (AS4777-2 2020) | PowerPlus Energy | 2027-01-16
2024-10-09 | HBS14551 | PowerPlus Energy Pty Ltd LiFe4838P (x3) w/ Noark Electrics (Shanghai) Co., Ltd. Ex9N-DH-12KT-AU (AS4777-2 2020) | 11.4 |  |  | PowerPlus Energy Pty Ltd | LiFe4838P | 6 | Noark Electrics (Shanghai) Co., Ltd. | Ex9N-DH-12KT-AU (AS4777-2 2020) | PowerPlus Energy | 2027-01-16
2024-10-09 | HBS14552 | PowerPlus Energy Pty Ltd LiFe4838P (x4) w/ Noark Electrics (Shanghai) Co., Ltd. Ex9N-DH-12KT-AU (AS4777-2 2020) | 15.2 |  |  | PowerPlus Energy Pty Ltd | LiFe4838P | 6 | Noark Electrics (Shanghai) Co., Ltd. | Ex9N-DH-12KT-AU (AS4777-2 2020) | PowerPlus Energy | 2027-01-16
2024-10-09 | HBS14553 | PowerPlus Energy Pty Ltd LiFe4838P (x5) w/ Noark Electrics (Shanghai) Co., Ltd. Ex9N-DH-12KT-AU (AS4777-2 2020) | 19 |  |  | PowerPlus Energy Pty Ltd | LiFe4838P | 6 | Noark Electrics (Shanghai) Co., Ltd. | Ex9N-DH-12KT-AU (AS4777-2 2020) | PowerPlus Energy | 2027-01-16
2024-10-09 | HBS14554 | PowerPlus Energy Pty Ltd LiFe4838P (x6) w/ Noark Electrics (Shanghai) Co., Ltd. Ex9N-DH-12KT-AU (AS4777-2 2020) | 22.8 |  |  | PowerPlus Energy Pty Ltd | LiFe4838P | 6 | Noark Electrics (Shanghai) Co., Ltd. | Ex9N-DH-12KT-AU (AS4777-2 2020) | PowerPlus Energy | 2027-01-16
2024-10-09 | HBS14555 | PowerPlus Energy Pty Ltd LiFe4838P (x7) w/ Noark Electrics (Shanghai) Co., Ltd. Ex9N-DH-12KT-AU (AS4777-2 2020) | 26.6 |  |  | PowerPlus Energy Pty Ltd | LiFe4838P | 6 | Noark Electrics (Shanghai) Co., Ltd. | Ex9N-DH-12KT-AU (AS4777-2 2020) | PowerPlus Energy | 2027-01-16
2024-10-09 | HBS14556 | PowerPlus Energy Pty Ltd LiFe4838P (x8) w/ Noark Electrics (Shanghai) Co., Ltd. Ex9N-DH-12KT-AU (AS4777-2 2020) | 30.4 |  |  | PowerPlus Energy Pty Ltd | LiFe4838P | 6 | Noark Electrics (Shanghai) Co., Ltd. | Ex9N-DH-12KT-AU (AS4777-2 2020) | PowerPlus Energy | 2027-01-16
2024-10-09 | HBS14557 | PowerPlus Energy Pty Ltd LiFe4838P (x9) w/ Noark Electrics (Shanghai) Co., Ltd. Ex9N-DH-12KT-AU (AS4777-2 2020) | 34.2 |  |  | PowerPlus Energy Pty Ltd | LiFe4838P | 6 | Noark Electrics (Shanghai) Co., Ltd. | Ex9N-DH-12KT-AU (AS4777-2 2020) | PowerPlus Energy | 2027-01-16
2024-10-09 | HBS14558 | PowerPlus Energy Pty Ltd LiFe4838P (x10) w/ Noark Electrics (Shanghai) Co., Ltd. Ex9N-DH-12KT-AU (AS4777-2 2020) | 38 |  |  | PowerPlus Energy Pty Ltd | LiFe4838P | 6 | Noark Electrics (Shanghai) Co., Ltd. | Ex9N-DH-12KT-AU (AS4777-2 2020) | PowerPlus Energy | 2027-01-16
2024-10-09 | HBS14559 | PowerPlus Energy Pty Ltd LiFe4838P (x11) w/ Noark Electrics (Shanghai) Co., Ltd. Ex9N-DH-12KT-AU (AS4777-2 2020) | 41.8 |  |  | PowerPlus Energy Pty Ltd | LiFe4838P | 6 | Noark Electrics (Shanghai) Co., Ltd. | Ex9N-DH-12KT-AU (AS4777-2 2020) | PowerPlus Energy | 2027-01-16
2024-10-09 | HBS14560 | PowerPlus Energy Pty Ltd LiFe4838P (x12) w/ Noark Electrics (Shanghai) Co., Ltd. Ex9N-DH-12KT-AU (AS4777-2 2020) | 45.6 |  |  | PowerPlus Energy Pty Ltd | LiFe4838P | 6 | Noark Electrics (Shanghai) Co., Ltd. | Ex9N-DH-12KT-AU (AS4777-2 2020) | PowerPlus Energy | 2027-01-16
2024-10-09 | HBS14561 | PowerPlus Energy Pty Ltd LiFe4838P (x13) w/ Noark Electrics (Shanghai) Co., Ltd. Ex9N-DH-12KT-AU (AS4777-2 2020) | 49.4 |  |  | PowerPlus Energy Pty Ltd | LiFe4838P | 6 | Noark Electrics (Shanghai) Co., Ltd. | Ex9N-DH-12KT-AU (AS4777-2 2020) | PowerPlus Energy | 2027-01-16
2024-10-09 | HBS14562 | PowerPlus Energy Pty Ltd LiFe4838P (x14) w/ Noark Electrics (Shanghai) Co., Ltd. Ex9N-DH-12KT-AU (AS4777-2 2020) | 53.2 |  |  | PowerPlus Energy Pty Ltd | LiFe4838P | 6 | Noark Electrics (Shanghai) Co., Ltd. | Ex9N-DH-12KT-AU (AS4777-2 2020) | PowerPlus Energy | 2027-01-16
2024-10-09 | HBS14563 | PowerPlus Energy Pty Ltd LiFe4838P (x15) w/ Noark Electrics (Shanghai) Co., Ltd. Ex9N-DH-12KT-AU (AS4777-2 2020) | 57 |  |  | PowerPlus Energy Pty Ltd | LiFe4838P | 6 | Noark Electrics (Shanghai) Co., Ltd. | Ex9N-DH-12KT-AU (AS4777-2 2020) | PowerPlus Energy | 2027-01-16
2024-10-09 | HBS14564 | PowerPlus Energy Pty Ltd LiFe4838P (x16) w/ Noark Electrics (Shanghai) Co., Ltd. Ex9N-DH-12KT-AU (AS4777-2 2020) | 60.8 |  |  | PowerPlus Energy Pty Ltd | LiFe4838P | 6 | Noark Electrics (Shanghai) Co., Ltd. | Ex9N-DH-12KT-AU (AS4777-2 2020) | PowerPlus Energy | 2027-01-16
2024-10-09 | HBS14565 | PowerPlus Energy Pty Ltd LiFe4838P (x17) w/ Noark Electrics (Shanghai) Co., Ltd. Ex9N-DH-12KT-AU (AS4777-2 2020) | 64.6 |  |  | PowerPlus Energy Pty Ltd | LiFe4838P | 6 | Noark Electrics (Shanghai) Co., Ltd. | Ex9N-DH-12KT-AU (AS4777-2 2020) | PowerPlus Energy | 2027-01-16
2024-10-09 | HBS14566 | PowerPlus Energy Pty Ltd LiFe4838P (x18) w/ Noark Electrics (Shanghai) Co., Ltd. Ex9N-DH-12KT-AU (AS4777-2 2020) | 68.4 |  |  | PowerPlus Energy Pty Ltd | LiFe4838P | 6 | Noark Electrics (Shanghai) Co., Ltd. | Ex9N-DH-12KT-AU (AS4777-2 2020) | PowerPlus Energy | 2027-01-16
2024-10-09 | HBS14567 | PowerPlus Energy Pty Ltd LiFe4838P (x19) w/ Noark Electrics (Shanghai) Co., Ltd. Ex9N-DH-12KT-AU (AS4777-2 2020) | 72.2 |  |  | PowerPlus Energy Pty Ltd | LiFe4838P | 6 | Noark Electrics (Shanghai) Co., Ltd. | Ex9N-DH-12KT-AU (AS4777-2 2020) | PowerPlus Energy | 2027-01-16
2024-10-09 | HBS14568 | PowerPlus Energy Pty Ltd LiFe4838P (x20) w/ Noark Electrics (Shanghai) Co., Ltd. Ex9N-DH-12KT-AU (AS4777-2 2020) | 76 |  |  | PowerPlus Energy Pty Ltd | LiFe4838P | 6 | Noark Electrics (Shanghai) Co., Ltd. | Ex9N-DH-12KT-AU (AS4777-2 2020) | PowerPlus Energy | 2027-01-16
2024-10-09 | HBS14569 | PowerPlus Energy Pty Ltd LiFe4838P (x2) w/ Ginlong Technologies Co Ltd S6-EH1P3K-L-AU (AS4777-2 2020) | 7.6 |  |  | PowerPlus Energy Pty Ltd | LiFe4838P | 6 | Ginlong Technologies Co Ltd | S6-EH1P3K-L-AU (AS4777-2 2020) | PowerPlus Energy | 2026-08-18
2024-10-09 | HBS14570 | PowerPlus Energy Pty Ltd LiFe4838P (x3) w/ Ginlong Technologies Co Ltd S6-EH1P3K-L-AU (AS4777-2 2020) | 11.4 |  |  | PowerPlus Energy Pty Ltd | LiFe4838P | 6 | Ginlong Technologies Co Ltd | S6-EH1P3K-L-AU (AS4777-2 2020) | PowerPlus Energy | 2026-08-18
2024-10-09 | HBS14571 | PowerPlus Energy Pty Ltd LiFe4838P (x4) w/ Ginlong Technologies Co Ltd S6-EH1P3K-L-AU (AS4777-2 2020) | 15.2 |  |  | PowerPlus Energy Pty Ltd | LiFe4838P | 6 | Ginlong Technologies Co Ltd | S6-EH1P3K-L-AU (AS4777-2 2020) | PowerPlus Energy | 2026-08-18
2024-10-09 | HBS14572 | PowerPlus Energy Pty Ltd LiFe4838P (x5) w/ Ginlong Technologies Co Ltd S6-EH1P3K-L-AU (AS4777-2 2020) | 19 |  |  | PowerPlus Energy Pty Ltd | LiFe4838P | 6 | Ginlong Technologies Co Ltd | S6-EH1P3K-L-AU (AS4777-2 2020) | PowerPlus Energy | 2026-08-18
2024-10-09 | HBS14573 | PowerPlus Energy Pty Ltd LiFe4838P (x6) w/ Ginlong Technologies Co Ltd S6-EH1P3K-L-AU (AS4777-2 2020) | 22.8 |  |  | PowerPlus Energy Pty Ltd | LiFe4838P | 6 | Ginlong Technologies Co Ltd | S6-EH1P3K-L-AU (AS4777-2 2020) | PowerPlus Energy | 2026-08-18
2024-10-09 | HBS14574 | PowerPlus Energy Pty Ltd LiFe4838P (x7) w/ Ginlong Technologies Co Ltd S6-EH1P3K-L-AU (AS4777-2 2020) | 26.6 |  |  | PowerPlus Energy Pty Ltd | LiFe4838P | 6 | Ginlong Technologies Co Ltd | S6-EH1P3K-L-AU (AS4777-2 2020) | PowerPlus Energy | 2026-08-18
2024-10-09 | HBS14575 | PowerPlus Energy Pty Ltd LiFe4838P (x8) w/ Ginlong Technologies Co Ltd S6-EH1P3K-L-AU (AS4777-2 2020) | 30.4 |  |  | PowerPlus Energy Pty Ltd | LiFe4838P | 6 | Ginlong Technologies Co Ltd | S6-EH1P3K-L-AU (AS4777-2 2020) | PowerPlus Energy | 2026-08-18
2024-10-09 | HBS14576 | PowerPlus Energy Pty Ltd LiFe4838P (x9) w/ Ginlong Technologies Co Ltd S6-EH1P3K-L-AU (AS4777-2 2020) | 34.2 |  |  | PowerPlus Energy Pty Ltd | LiFe4838P | 6 | Ginlong Technologies Co Ltd | S6-EH1P3K-L-AU (AS4777-2 2020) | PowerPlus Energy | 2026-08-18
2024-10-09 | HBS14577 | PowerPlus Energy Pty Ltd LiFe4838P (x10) w/ Ginlong Technologies Co Ltd S6-EH1P3K-L-AU (AS4777-2 2020) | 38 |  |  | PowerPlus Energy Pty Ltd | LiFe4838P | 6 | Ginlong Technologies Co Ltd | S6-EH1P3K-L-AU (AS4777-2 2020) | PowerPlus Energy | 2026-08-18
2024-10-09 | HBS14578 | PowerPlus Energy Pty Ltd LiFe4838P (x11) w/ Ginlong Technologies Co Ltd S6-EH1P3K-L-AU (AS4777-2 2020) | 41.8 |  |  | PowerPlus Energy Pty Ltd | LiFe4838P | 6 | Ginlong Technologies Co Ltd | S6-EH1P3K-L-AU (AS4777-2 2020) | PowerPlus Energy | 2026-08-18
2024-10-09 | HBS14579 | PowerPlus Energy Pty Ltd LiFe4838P (x12) w/ Ginlong Technologies Co Ltd S6-EH1P3K-L-AU (AS4777-2 2020) | 45.6 |  |  | PowerPlus Energy Pty Ltd | LiFe4838P | 6 | Ginlong Technologies Co Ltd | S6-EH1P3K-L-AU (AS4777-2 2020) | PowerPlus Energy | 2026-08-18
2024-10-09 | HBS14580 | PowerPlus Energy Pty Ltd LiFe4838P (x13) w/ Ginlong Technologies Co Ltd S6-EH1P3K-L-AU (AS4777-2 2020) | 49.4 |  |  | PowerPlus Energy Pty Ltd | LiFe4838P | 6 | Ginlong Technologies Co Ltd | S6-EH1P3K-L-AU (AS4777-2 2020) | PowerPlus Energy | 2026-08-18
2024-10-09 | HBS14581 | PowerPlus Energy Pty Ltd LiFe4838P (x14) w/ Ginlong Technologies Co Ltd S6-EH1P3K-L-AU (AS4777-2 2020) | 53.2 |  |  | PowerPlus Energy Pty Ltd | LiFe4838P | 6 | Ginlong Technologies Co Ltd | S6-EH1P3K-L-AU (AS4777-2 2020) | PowerPlus Energy | 2026-08-18
2024-10-09 | HBS14582 | PowerPlus Energy Pty Ltd LiFe4838P (x15) w/ Ginlong Technologies Co Ltd S6-EH1P3K-L-AU (AS4777-2 2020) | 57 |  |  | PowerPlus Energy Pty Ltd | LiFe4838P | 6 | Ginlong Technologies Co Ltd | S6-EH1P3K-L-AU (AS4777-2 2020) | PowerPlus Energy | 2026-08-18
2024-10-09 | HBS14583 | PowerPlus Energy Pty Ltd LiFe4838P (x16) w/ Ginlong Technologies Co Ltd S6-EH1P3K-L-AU (AS4777-2 2020) | 60.8 |  |  | PowerPlus Energy Pty Ltd | LiFe4838P | 6 | Ginlong Technologies Co Ltd | S6-EH1P3K-L-AU (AS4777-2 2020) | PowerPlus Energy | 2026-08-18
2024-10-09 | HBS14584 | PowerPlus Energy Pty Ltd LiFe4838P (x17) w/ Ginlong Technologies Co Ltd S6-EH1P3K-L-AU (AS4777-2 2020) | 64.6 |  |  | PowerPlus Energy Pty Ltd | LiFe4838P | 6 | Ginlong Technologies Co Ltd | S6-EH1P3K-L-AU (AS4777-2 2020) | PowerPlus Energy | 2026-08-18
2024-10-09 | HBS14585 | PowerPlus Energy Pty Ltd LiFe4838P (x18) w/ Ginlong Technologies Co Ltd S6-EH1P3K-L-AU (AS4777-2 2020) | 68.4 |  |  | PowerPlus Energy Pty Ltd | LiFe4838P | 6 | Ginlong Technologies Co Ltd | S6-EH1P3K-L-AU (AS4777-2 2020) | PowerPlus Energy | 2026-08-18
2024-10-09 | HBS14586 | PowerPlus Energy Pty Ltd LiFe4838P (x19) w/ Ginlong Technologies Co Ltd S6-EH1P3K-L-AU (AS4777-2 2020) | 72.2 |  |  | PowerPlus Energy Pty Ltd | LiFe4838P | 6 | Ginlong Technologies Co Ltd | S6-EH1P3K-L-AU (AS4777-2 2020) | PowerPlus Energy | 2026-08-18
2024-10-09 | HBS14587 | PowerPlus Energy Pty Ltd LiFe4838P (x20) w/ Ginlong Technologies Co Ltd S6-EH1P3K-L-AU (AS4777-2 2020) | 76 |  |  | PowerPlus Energy Pty Ltd | LiFe4838P | 6 | Ginlong Technologies Co Ltd | S6-EH1P3K-L-AU (AS4777-2 2020) | PowerPlus Energy | 2026-08-18
2024-10-09 | HBS14588 | PowerPlus Energy Pty Ltd LiFe4838P (x2) w/ Ginlong Technologies Co Ltd S6-EH1P3.6K-L-AU (AS4777-2 2020) | 7.6 |  |  | PowerPlus Energy Pty Ltd | LiFe4838P | 6 | Ginlong Technologies Co Ltd | S6-EH1P3.6K-L-AU (AS4777-2 2020) | PowerPlus Energy | 2026-09-18
2024-10-09 | HBS14589 | PowerPlus Energy Pty Ltd LiFe4838P (x3) w/ Ginlong Technologies Co Ltd S6-EH1P3.6K-L-AU (AS4777-2 2020) | 11.4 |  |  | PowerPlus Energy Pty Ltd | LiFe4838P | 6 | Ginlong Technologies Co Ltd | S6-EH1P3.6K-L-AU (AS4777-2 2020) | PowerPlus Energy | 2026-09-18
2024-10-09 | HBS14590 | PowerPlus Energy Pty Ltd LiFe4838P (x4) w/ Ginlong Technologies Co Ltd S6-EH1P3.6K-L-AU (AS4777-2 2020) | 15.2 |  |  | PowerPlus Energy Pty Ltd | LiFe4838P | 6 | Ginlong Technologies Co Ltd | S6-EH1P3.6K-L-AU (AS4777-2 2020) | PowerPlus Energy | 2026-09-18
2024-10-09 | HBS14591 | PowerPlus Energy Pty Ltd LiFe4838P (x5) w/ Ginlong Technologies Co Ltd S6-EH1P3.6K-L-AU (AS4777-2 2020) | 19 |  |  | PowerPlus Energy Pty Ltd | LiFe4838P | 6 | Ginlong Technologies Co Ltd | S6-EH1P3.6K-L-AU (AS4777-2 2020) | PowerPlus Energy | 2026-09-18
2024-10-09 | HBS14592 | PowerPlus Energy Pty Ltd LiFe4838P (x6) w/ Ginlong Technologies Co Ltd S6-EH1P3.6K-L-AU (AS4777-2 2020) | 22.8 |  |  | PowerPlus Energy Pty Ltd | LiFe4838P | 6 | Ginlong Technologies Co Ltd | S6-EH1P3.6K-L-AU (AS4777-2 2020) | PowerPlus Energy | 2026-09-18
2024-10-09 | HBS14593 | PowerPlus Energy Pty Ltd LiFe4838P (x7) w/ Ginlong Technologies Co Ltd S6-EH1P3.6K-L-AU (AS4777-2 2020) | 26.6 |  |  | PowerPlus Energy Pty Ltd | LiFe4838P | 6 | Ginlong Technologies Co Ltd | S6-EH1P3.6K-L-AU (AS4777-2 2020) | PowerPlus Energy | 2026-09-18
2024-10-09 | HBS14594 | PowerPlus Energy Pty Ltd LiFe4838P (x8) w/ Ginlong Technologies Co Ltd S6-EH1P3.6K-L-AU (AS4777-2 2020) | 30.4 |  |  | PowerPlus Energy Pty Ltd | LiFe4838P | 6 | Ginlong Technologies Co Ltd | S6-EH1P3.6K-L-AU (AS4777-2 2020) | PowerPlus Energy | 2026-09-18
2024-10-09 | HBS14595 | PowerPlus Energy Pty Ltd LiFe4838P (x9) w/ Ginlong Technologies Co Ltd S6-EH1P3.6K-L-AU (AS4777-2 2020) | 34.2 |  |  | PowerPlus Energy Pty Ltd | LiFe4838P | 6 | Ginlong Technologies Co Ltd | S6-EH1P3.6K-L-AU (AS4777-2 2020) | PowerPlus Energy | 2026-09-18
2024-10-09 | HBS14596 | PowerPlus Energy Pty Ltd LiFe4838P (x10) w/ Ginlong Technologies Co Ltd S6-EH1P3.6K-L-AU (AS4777-2 2020) | 38 |  |  | PowerPlus Energy Pty Ltd | LiFe4838P | 6 | Ginlong Technologies Co Ltd | S6-EH1P3.6K-L-AU (AS4777-2 2020) | PowerPlus Energy | 2026-09-18
2024-10-09 | HBS14597 | PowerPlus Energy Pty Ltd LiFe4838P (x11) w/ Ginlong Technologies Co Ltd S6-EH1P3.6K-L-AU (AS4777-2 2020) | 41.8 |  |  | PowerPlus Energy Pty Ltd | LiFe4838P | 6 | Ginlong Technologies Co Ltd | S6-EH1P3.6K-L-AU (AS4777-2 2020) | PowerPlus Energy | 2026-09-18
2024-10-09 | HBS14598 | PowerPlus Energy Pty Ltd LiFe4838P (x12) w/ Ginlong Technologies Co Ltd S6-EH1P3.6K-L-AU (AS4777-2 2020) | 45.6 |  |  | PowerPlus Energy Pty Ltd | LiFe4838P | 6 | Ginlong Technologies Co Ltd | S6-EH1P3.6K-L-AU (AS4777-2 2020) | PowerPlus Energy | 2026-09-18
2024-10-09 | HBS14599 | PowerPlus Energy Pty Ltd LiFe4838P (x13) w/ Ginlong Technologies Co Ltd S6-EH1P3.6K-L-AU (AS4777-2 2020) | 49.4 |  |  | PowerPlus Energy Pty Ltd | LiFe4838P | 6 | Ginlong Technologies Co Ltd | S6-EH1P3.6K-L-AU (AS4777-2 2020) | PowerPlus Energy | 2026-09-18
2024-10-09 | HBS14600 | PowerPlus Energy Pty Ltd LiFe4838P (x14) w/ Ginlong Technologies Co Ltd S6-EH1P3.6K-L-AU (AS4777-2 2020) | 53.2 |  |  | PowerPlus Energy Pty Ltd | LiFe4838P | 6 | Ginlong Technologies Co Ltd | S6-EH1P3.6K-L-AU (AS4777-2 2020) | PowerPlus Energy | 2026-09-18
2024-10-09 | HBS14601 | PowerPlus Energy Pty Ltd LiFe4838P (x15) w/ Ginlong Technologies Co Ltd S6-EH1P3.6K-L-AU (AS4777-2 2020) | 57 |  |  | PowerPlus Energy Pty Ltd | LiFe4838P | 6 | Ginlong Technologies Co Ltd | S6-EH1P3.6K-L-AU (AS4777-2 2020) | PowerPlus Energy | 2026-09-18
2024-10-09 | HBS14602 | PowerPlus Energy Pty Ltd LiFe4838P (x16) w/ Ginlong Technologies Co Ltd S6-EH1P3.6K-L-AU (AS4777-2 2020) | 60.8 |  |  | PowerPlus Energy Pty Ltd | LiFe4838P | 6 | Ginlong Technologies Co Ltd | S6-EH1P3.6K-L-AU (AS4777-2 2020) | PowerPlus Energy | 2026-09-18
2024-10-09 | HBS14603 | PowerPlus Energy Pty Ltd LiFe4838P (x17) w/ Ginlong Technologies Co Ltd S6-EH1P3.6K-L-AU (AS4777-2 2020) | 64.6 |  |  | PowerPlus Energy Pty Ltd | LiFe4838P | 6 | Ginlong Technologies Co Ltd | S6-EH1P3.6K-L-AU (AS4777-2 2020) | PowerPlus Energy | 2026-09-18
2024-10-09 | HBS14604 | PowerPlus Energy Pty Ltd LiFe4838P (x18) w/ Ginlong Technologies Co Ltd S6-EH1P3.6K-L-AU (AS4777-2 2020) | 68.4 |  |  | PowerPlus Energy Pty Ltd | LiFe4838P | 6 | Ginlong Technologies Co Ltd | S6-EH1P3.6K-L-AU (AS4777-2 2020) | PowerPlus Energy | 2026-09-18
2024-10-09 | HBS14605 | PowerPlus Energy Pty Ltd LiFe4838P (x19) w/ Ginlong Technologies Co Ltd S6-EH1P3.6K-L-AU (AS4777-2 2020) | 72.2 |  |  | PowerPlus Energy Pty Ltd | LiFe4838P | 6 | Ginlong Technologies Co Ltd | S6-EH1P3.6K-L-AU (AS4777-2 2020) | PowerPlus Energy | 2026-09-18
2024-10-09 | HBS14606 | PowerPlus Energy Pty Ltd LiFe4838P (x20) w/ Ginlong Technologies Co Ltd S6-EH1P3.6K-L-AU (AS4777-2 2020) | 76 |  |  | PowerPlus Energy Pty Ltd | LiFe4838P | 6 | Ginlong Technologies Co Ltd | S6-EH1P3.6K-L-AU (AS4777-2 2020) | PowerPlus Energy | 2026-09-18
2024-10-09 | HBS14607 | PowerPlus Energy Pty Ltd LiFe4838P (x2) w/ Ginlong Technologies Co Ltd S6-EH1P4.6K-L-AU (AS4777-2 2020) | 7.6 |  |  | PowerPlus Energy Pty Ltd | LiFe4838P | 6 | Ginlong Technologies Co Ltd | S6-EH1P4.6K-L-AU (AS4777-2 2020) | PowerPlus Energy | 2026-08-18
2024-10-09 | HBS14608 | PowerPlus Energy Pty Ltd LiFe4838P (x3) w/ Ginlong Technologies Co Ltd S6-EH1P4.6K-L-AU (AS4777-2 2020) | 11.4 |  |  | PowerPlus Energy Pty Ltd | LiFe4838P | 6 | Ginlong Technologies Co Ltd | S6-EH1P4.6K-L-AU (AS4777-2 2020) | PowerPlus Energy | 2026-08-18
2024-10-09 | HBS14609 | PowerPlus Energy Pty Ltd LiFe4838P (x4) w/ Ginlong Technologies Co Ltd S6-EH1P4.6K-L-AU (AS4777-2 2020) | 15.2 |  |  | PowerPlus Energy Pty Ltd | LiFe4838P | 6 | Ginlong Technologies Co Ltd | S6-EH1P4.6K-L-AU (AS4777-2 2020) | PowerPlus Energy | 2026-08-18
2024-10-09 | HBS14610 | PowerPlus Energy Pty Ltd LiFe4838P (x5) w/ Ginlong Technologies Co Ltd S6-EH1P4.6K-L-AU (AS4777-2 2020) | 19 |  |  | PowerPlus Energy Pty Ltd | LiFe4838P | 6 | Ginlong Technologies Co Ltd | S6-EH1P4.6K-L-AU (AS4777-2 2020) | PowerPlus Energy | 2026-08-18
2024-10-09 | HBS14611 | PowerPlus Energy Pty Ltd LiFe4838P (x6) w/ Ginlong Technologies Co Ltd S6-EH1P4.6K-L-AU (AS4777-2 2020) | 22.8 |  |  | PowerPlus Energy Pty Ltd | LiFe4838P | 6 | Ginlong Technologies Co Ltd | S6-EH1P4.6K-L-AU (AS4777-2 2020) | PowerPlus Energy | 2026-08-18
2024-10-09 | HBS14612 | PowerPlus Energy Pty Ltd LiFe4838P (x7) w/ Ginlong Technologies Co Ltd S6-EH1P4.6K-L-AU (AS4777-2 2020) | 26.6 |  |  | PowerPlus Energy Pty Ltd | LiFe4838P | 6 | Ginlong Technologies Co Ltd | S6-EH1P4.6K-L-AU (AS4777-2 2020) | PowerPlus Energy | 2026-08-18
2024-10-09 | HBS14613 | PowerPlus Energy Pty Ltd LiFe4838P (x8) w/ Ginlong Technologies Co Ltd S6-EH1P4.6K-L-AU (AS4777-2 2020) | 30.4 |  |  | PowerPlus Energy Pty Ltd | LiFe4838P | 6 | Ginlong Technologies Co Ltd | S6-EH1P4.6K-L-AU (AS4777-2 2020) | PowerPlus Energy | 2026-08-18
2024-10-09 | HBS14614 | PowerPlus Energy Pty Ltd LiFe4838P (x9) w/ Ginlong Technologies Co Ltd S6-EH1P4.6K-L-AU (AS4777-2 2020) | 34.2 |  |  | PowerPlus Energy Pty Ltd | LiFe4838P | 6 | Ginlong Technologies Co Ltd | S6-EH1P4.6K-L-AU (AS4777-2 2020) | PowerPlus Energy | 2026-08-18
2024-10-09 | HBS14615 | PowerPlus Energy Pty Ltd LiFe4838P (x10) w/ Ginlong Technologies Co Ltd S6-EH1P4.6K-L-AU (AS4777-2 2020) | 38 |  |  | PowerPlus Energy Pty Ltd | LiFe4838P | 6 | Ginlong Technologies Co Ltd | S6-EH1P4.6K-L-AU (AS4777-2 2020) | PowerPlus Energy | 2026-08-18
2024-10-09 | HBS14616 | PowerPlus Energy Pty Ltd LiFe4838P (x11) w/ Ginlong Technologies Co Ltd S6-EH1P4.6K-L-AU (AS4777-2 2020) | 41.8 |  |  | PowerPlus Energy Pty Ltd | LiFe4838P | 6 | Ginlong Technologies Co Ltd | S6-EH1P4.6K-L-AU (AS4777-2 2020) | PowerPlus Energy | 2026-08-18
2024-10-09 | HBS14617 | PowerPlus Energy Pty Ltd LiFe4838P (x12) w/ Ginlong Technologies Co Ltd S6-EH1P4.6K-L-AU (AS4777-2 2020) | 45.6 |  |  | PowerPlus Energy Pty Ltd | LiFe4838P | 6 | Ginlong Technologies Co Ltd | S6-EH1P4.6K-L-AU (AS4777-2 2020) | PowerPlus Energy | 2026-08-18
2024-10-09 | HBS14618 | PowerPlus Energy Pty Ltd LiFe4838P (x13) w/ Ginlong Technologies Co Ltd S6-EH1P4.6K-L-AU (AS4777-2 2020) | 49.4 |  |  | PowerPlus Energy Pty Ltd | LiFe4838P | 6 | Ginlong Technologies Co Ltd | S6-EH1P4.6K-L-AU (AS4777-2 2020) | PowerPlus Energy | 2026-08-18
2024-10-09 | HBS14619 | PowerPlus Energy Pty Ltd LiFe4838P (x14) w/ Ginlong Technologies Co Ltd S6-EH1P4.6K-L-AU (AS4777-2 2020) | 53.2 |  |  | PowerPlus Energy Pty Ltd | LiFe4838P | 6 | Ginlong Technologies Co Ltd | S6-EH1P4.6K-L-AU (AS4777-2 2020) | PowerPlus Energy | 2026-08-18
2024-10-09 | HBS14620 | PowerPlus Energy Pty Ltd LiFe4838P (x15) w/ Ginlong Technologies Co Ltd S6-EH1P4.6K-L-AU (AS4777-2 2020) | 57 |  |  | PowerPlus Energy Pty Ltd | LiFe4838P | 6 | Ginlong Technologies Co Ltd | S6-EH1P4.6K-L-AU (AS4777-2 2020) | PowerPlus Energy | 2026-08-18
2024-10-09 | HBS14621 | PowerPlus Energy Pty Ltd LiFe4838P (x16) w/ Ginlong Technologies Co Ltd S6-EH1P4.6K-L-AU (AS4777-2 2020) | 60.8 |  |  | PowerPlus Energy Pty Ltd | LiFe4838P | 6 | Ginlong Technologies Co Ltd | S6-EH1P4.6K-L-AU (AS4777-2 2020) | PowerPlus Energy | 2026-08-18
2024-10-09 | HBS14622 | PowerPlus Energy Pty Ltd LiFe4838P (x17) w/ Ginlong Technologies Co Ltd S6-EH1P4.6K-L-AU (AS4777-2 2020) | 64.6 |  |  | PowerPlus Energy Pty Ltd | LiFe4838P | 6 | Ginlong Technologies Co Ltd | S6-EH1P4.6K-L-AU (AS4777-2 2020) | PowerPlus Energy | 2026-08-18
2024-10-09 | HBS14623 | PowerPlus Energy Pty Ltd LiFe4838P (x18) w/ Ginlong Technologies Co Ltd S6-EH1P4.6K-L-AU (AS4777-2 2020) | 68.4 |  |  | PowerPlus Energy Pty Ltd | LiFe4838P | 6 | Ginlong Technologies Co Ltd | S6-EH1P4.6K-L-AU (AS4777-2 2020) | PowerPlus Energy | 2026-08-18
2024-10-09 | HBS14624 | PowerPlus Energy Pty Ltd LiFe4838P (x19) w/ Ginlong Technologies Co Ltd S6-EH1P4.6K-L-AU (AS4777-2 2020) | 72.2 |  |  | PowerPlus Energy Pty Ltd | LiFe4838P | 6 | Ginlong Technologies Co Ltd | S6-EH1P4.6K-L-AU (AS4777-2 2020) | PowerPlus Energy | 2026-08-18
2024-10-09 | HBS14625 | PowerPlus Energy Pty Ltd LiFe4838P (x20) w/ Ginlong Technologies Co Ltd S6-EH1P4.6K-L-AU (AS4777-2 2020) | 76 |  |  | PowerPlus Energy Pty Ltd | LiFe4838P | 6 | Ginlong Technologies Co Ltd | S6-EH1P4.6K-L-AU (AS4777-2 2020) | PowerPlus Energy | 2026-08-18
2024-10-09 | HBS14626 | PowerPlus Energy Pty Ltd LiFe4838P (x2) w/ Ginlong Technologies Co Ltd S6-EH1P5K-L-AU (AS4777-2 2020) | 7.6 |  |  | PowerPlus Energy Pty Ltd | LiFe4838P | 6 | Ginlong Technologies Co Ltd | S6-EH1P5K-L-AU (AS4777-2 2020) | PowerPlus Energy | 2026-08-18
2024-10-09 | HBS14627 | PowerPlus Energy Pty Ltd LiFe4838P (x3) w/ Ginlong Technologies Co Ltd S6-EH1P5K-L-AU (AS4777-2 2020) | 11.4 |  |  | PowerPlus Energy Pty Ltd | LiFe4838P | 6 | Ginlong Technologies Co Ltd | S6-EH1P5K-L-AU (AS4777-2 2020) | PowerPlus Energy | 2026-08-18
2024-10-09 | HBS14628 | PowerPlus Energy Pty Ltd LiFe4838P (x4) w/ Ginlong Technologies Co Ltd S6-EH1P5K-L-AU (AS4777-2 2020) | 15.2 |  |  | PowerPlus Energy Pty Ltd | LiFe4838P | 6 | Ginlong Technologies Co Ltd | S6-EH1P5K-L-AU (AS4777-2 2020) | PowerPlus Energy | 2026-08-18
2024-10-09 | HBS14629 | PowerPlus Energy Pty Ltd LiFe4838P (x5) w/ Ginlong Technologies Co Ltd S6-EH1P5K-L-AU (AS4777-2 2020) | 19 |  |  | PowerPlus Energy Pty Ltd | LiFe4838P | 6 | Ginlong Technologies Co Ltd | S6-EH1P5K-L-AU (AS4777-2 2020) | PowerPlus Energy | 2026-08-18
2024-10-09 | HBS14630 | PowerPlus Energy Pty Ltd LiFe4838P (x6) w/ Ginlong Technologies Co Ltd S6-EH1P5K-L-AU (AS4777-2 2020) | 22.8 |  |  | PowerPlus Energy Pty Ltd | LiFe4838P | 6 | Ginlong Technologies Co Ltd | S6-EH1P5K-L-AU (AS4777-2 2020) | PowerPlus Energy | 2026-08-18
2024-10-09 | HBS14631 | PowerPlus Energy Pty Ltd LiFe4838P (x7) w/ Ginlong Technologies Co Ltd S6-EH1P5K-L-AU (AS4777-2 2020) | 26.6 |  |  | PowerPlus Energy Pty Ltd | LiFe4838P | 6 | Ginlong Technologies Co Ltd | S6-EH1P5K-L-AU (AS4777-2 2020) | PowerPlus Energy | 2026-08-18
2024-10-09 | HBS14632 | PowerPlus Energy Pty Ltd LiFe4838P (x8) w/ Ginlong Technologies Co Ltd S6-EH1P5K-L-AU (AS4777-2 2020) | 30.4 |  |  | PowerPlus Energy Pty Ltd | LiFe4838P | 6 | Ginlong Technologies Co Ltd | S6-EH1P5K-L-AU (AS4777-2 2020) | PowerPlus Energy | 2026-08-18
2024-10-09 | HBS14633 | PowerPlus Energy Pty Ltd LiFe4838P (x9) w/ Ginlong Technologies Co Ltd S6-EH1P5K-L-AU (AS4777-2 2020) | 34.2 |  |  | PowerPlus Energy Pty Ltd | LiFe4838P | 6 | Ginlong Technologies Co Ltd | S6-EH1P5K-L-AU (AS4777-2 2020) | PowerPlus Energy | 2026-08-18
2024-10-09 | HBS14634 | PowerPlus Energy Pty Ltd LiFe4838P (x10) w/ Ginlong Technologies Co Ltd S6-EH1P5K-L-AU (AS4777-2 2020) | 38 |  |  | PowerPlus Energy Pty Ltd | LiFe4838P | 6 | Ginlong Technologies Co Ltd | S6-EH1P5K-L-AU (AS4777-2 2020) | PowerPlus Energy | 2026-08-18
2024-10-09 | HBS14635 | PowerPlus Energy Pty Ltd LiFe4838P (x11) w/ Ginlong Technologies Co Ltd S6-EH1P5K-L-AU (AS4777-2 2020) | 41.8 |  |  | PowerPlus Energy Pty Ltd | LiFe4838P | 6 | Ginlong Technologies Co Ltd | S6-EH1P5K-L-AU (AS4777-2 2020) | PowerPlus Energy | 2026-08-18
2024-10-09 | HBS14636 | PowerPlus Energy Pty Ltd LiFe4838P (x12) w/ Ginlong Technologies Co Ltd S6-EH1P5K-L-AU (AS4777-2 2020) | 45.6 |  |  | PowerPlus Energy Pty Ltd | LiFe4838P | 6 | Ginlong Technologies Co Ltd | S6-EH1P5K-L-AU (AS4777-2 2020) | PowerPlus Energy | 2026-08-18
2024-10-09 | HBS14637 | PowerPlus Energy Pty Ltd LiFe4838P (x13) w/ Ginlong Technologies Co Ltd S6-EH1P5K-L-AU (AS4777-2 2020) | 49.4 |  |  | PowerPlus Energy Pty Ltd | LiFe4838P | 6 | Ginlong Technologies Co Ltd | S6-EH1P5K-L-AU (AS4777-2 2020) | PowerPlus Energy | 2026-08-18
2024-10-09 | HBS14638 | PowerPlus Energy Pty Ltd LiFe4838P (x14) w/ Ginlong Technologies Co Ltd S6-EH1P5K-L-AU (AS4777-2 2020) | 53.2 |  |  | PowerPlus Energy Pty Ltd | LiFe4838P | 6 | Ginlong Technologies Co Ltd | S6-EH1P5K-L-AU (AS4777-2 2020) | PowerPlus Energy | 2026-08-18
2024-10-09 | HBS14639 | PowerPlus Energy Pty Ltd LiFe4838P (x15) w/ Ginlong Technologies Co Ltd S6-EH1P5K-L-AU (AS4777-2 2020) | 57 |  |  | PowerPlus Energy Pty Ltd | LiFe4838P | 6 | Ginlong Technologies Co Ltd | S6-EH1P5K-L-AU (AS4777-2 2020) | PowerPlus Energy | 2026-08-18
2024-10-09 | HBS14640 | PowerPlus Energy Pty Ltd LiFe4838P (x16) w/ Ginlong Technologies Co Ltd S6-EH1P5K-L-AU (AS4777-2 2020) | 60.8 |  |  | PowerPlus Energy Pty Ltd | LiFe4838P | 6 | Ginlong Technologies Co Ltd | S6-EH1P5K-L-AU (AS4777-2 2020) | PowerPlus Energy | 2026-08-18
2024-10-09 | HBS14641 | PowerPlus Energy Pty Ltd LiFe4838P (x17) w/ Ginlong Technologies Co Ltd S6-EH1P5K-L-AU (AS4777-2 2020) | 64.6 |  |  | PowerPlus Energy Pty Ltd | LiFe4838P | 6 | Ginlong Technologies Co Ltd | S6-EH1P5K-L-AU (AS4777-2 2020) | PowerPlus Energy | 2026-08-18
2024-10-09 | HBS14642 | PowerPlus Energy Pty Ltd LiFe4838P (x18) w/ Ginlong Technologies Co Ltd S6-EH1P5K-L-AU (AS4777-2 2020) | 68.4 |  |  | PowerPlus Energy Pty Ltd | LiFe4838P | 6 | Ginlong Technologies Co Ltd | S6-EH1P5K-L-AU (AS4777-2 2020) | PowerPlus Energy | 2026-08-18
2024-10-09 | HBS14643 | PowerPlus Energy Pty Ltd LiFe4838P (x19) w/ Ginlong Technologies Co Ltd S6-EH1P5K-L-AU (AS4777-2 2020) | 72.2 |  |  | PowerPlus Energy Pty Ltd | LiFe4838P | 6 | Ginlong Technologies Co Ltd | S6-EH1P5K-L-AU (AS4777-2 2020) | PowerPlus Energy | 2026-08-18
2024-10-09 | HBS14644 | PowerPlus Energy Pty Ltd LiFe4838P (x20) w/ Ginlong Technologies Co Ltd S6-EH1P5K-L-AU (AS4777-2 2020) | 76 |  |  | PowerPlus Energy Pty Ltd | LiFe4838P | 6 | Ginlong Technologies Co Ltd | S6-EH1P5K-L-AU (AS4777-2 2020) | PowerPlus Energy | 2026-08-18
2024-10-09 | HBS14645 | PowerPlus Energy Pty Ltd LiFe4838P (x2) w/ Ginlong Technologies Co Ltd S6-EH1P3K-L-PLUS-AU (AS4777-2 2020) | 7.6 |  |  | PowerPlus Energy Pty Ltd | LiFe4838P | 6 | Ginlong Technologies Co Ltd | S6-EH1P3K-L-PLUS-AU (AS4777-2 2020) | PowerPlus Energy | 2027-08-02
2024-10-09 | HBS14646 | PowerPlus Energy Pty Ltd LiFe4838P (x3) w/ Ginlong Technologies Co Ltd S6-EH1P3K-L-PLUS-AU (AS4777-2 2020) | 11.4 |  |  | PowerPlus Energy Pty Ltd | LiFe4838P | 6 | Ginlong Technologies Co Ltd | S6-EH1P3K-L-PLUS-AU (AS4777-2 2020) | PowerPlus Energy | 2027-08-02
2024-10-09 | HBS14647 | PowerPlus Energy Pty Ltd LiFe4838P (x4) w/ Ginlong Technologies Co Ltd S6-EH1P3K-L-PLUS-AU (AS4777-2 2020) | 15.2 |  |  | PowerPlus Energy Pty Ltd | LiFe4838P | 6 | Ginlong Technologies Co Ltd | S6-EH1P3K-L-PLUS-AU (AS4777-2 2020) | PowerPlus Energy | 2027-08-02
2024-10-09 | HBS14648 | PowerPlus Energy Pty Ltd LiFe4838P (x5) w/ Ginlong Technologies Co Ltd S6-EH1P3K-L-PLUS-AU (AS4777-2 2020) | 19 |  |  | PowerPlus Energy Pty Ltd | LiFe4838P | 6 | Ginlong Technologies Co Ltd | S6-EH1P3K-L-PLUS-AU (AS4777-2 2020) | PowerPlus Energy | 2027-08-02
2024-10-09 | HBS14649 | PowerPlus Energy Pty Ltd LiFe4838P (x6) w/ Ginlong Technologies Co Ltd S6-EH1P3K-L-PLUS-AU (AS4777-2 2020) | 22.8 |  |  | PowerPlus Energy Pty Ltd | LiFe4838P | 6 | Ginlong Technologies Co Ltd | S6-EH1P3K-L-PLUS-AU (AS4777-2 2020) | PowerPlus Energy | 2027-08-02
2024-10-09 | HBS14650 | PowerPlus Energy Pty Ltd LiFe4838P (x7) w/ Ginlong Technologies Co Ltd S6-EH1P3K-L-PLUS-AU (AS4777-2 2020) | 26.6 |  |  | PowerPlus Energy Pty Ltd | LiFe4838P | 6 | Ginlong Technologies Co Ltd | S6-EH1P3K-L-PLUS-AU (AS4777-2 2020) | PowerPlus Energy | 2027-08-02
2024-10-09 | HBS14651 | PowerPlus Energy Pty Ltd LiFe4838P (x8) w/ Ginlong Technologies Co Ltd S6-EH1P3K-L-PLUS-AU (AS4777-2 2020) | 30.4 |  |  | PowerPlus Energy Pty Ltd | LiFe4838P | 6 | Ginlong Technologies Co Ltd | S6-EH1P3K-L-PLUS-AU (AS4777-2 2020) | PowerPlus Energy | 2027-08-02
2024-10-09 | HBS14652 | PowerPlus Energy Pty Ltd LiFe4838P (x9) w/ Ginlong Technologies Co Ltd S6-EH1P3K-L-PLUS-AU (AS4777-2 2020) | 34.2 |  |  | PowerPlus Energy Pty Ltd | LiFe4838P | 6 | Ginlong Technologies Co Ltd | S6-EH1P3K-L-PLUS-AU (AS4777-2 2020) | PowerPlus Energy | 2027-08-02
2024-10-09 | HBS14653 | PowerPlus Energy Pty Ltd LiFe4838P (x10) w/ Ginlong Technologies Co Ltd S6-EH1P3K-L-PLUS-AU (AS4777-2 2020) | 38 |  |  | PowerPlus Energy Pty Ltd | LiFe4838P | 6 | Ginlong Technologies Co Ltd | S6-EH1P3K-L-PLUS-AU (AS4777-2 2020) | PowerPlus Energy | 2027-08-02
2024-10-09 | HBS14654 | PowerPlus Energy Pty Ltd LiFe4838P (x11) w/ Ginlong Technologies Co Ltd S6-EH1P3K-L-PLUS-AU (AS4777-2 2020) | 41.8 |  |  | PowerPlus Energy Pty Ltd | LiFe4838P | 6 | Ginlong Technologies Co Ltd | S6-EH1P3K-L-PLUS-AU (AS4777-2 2020) | PowerPlus Energy | 2027-08-02
2024-10-09 | HBS14655 | PowerPlus Energy Pty Ltd LiFe4838P (x12) w/ Ginlong Technologies Co Ltd S6-EH1P3K-L-PLUS-AU (AS4777-2 2020) | 45.6 |  |  | PowerPlus Energy Pty Ltd | LiFe4838P | 6 | Ginlong Technologies Co Ltd | S6-EH1P3K-L-PLUS-AU (AS4777-2 2020) | PowerPlus Energy | 2027-08-02
2024-10-09 | HBS14656 | PowerPlus Energy Pty Ltd LiFe4838P (x13) w/ Ginlong Technologies Co Ltd S6-EH1P3K-L-PLUS-AU (AS4777-2 2020) | 49.4 |  |  | PowerPlus Energy Pty Ltd | LiFe4838P | 6 | Ginlong Technologies Co Ltd | S6-EH1P3K-L-PLUS-AU (AS4777-2 2020) | PowerPlus Energy | 2027-08-02
2024-10-09 | HBS14657 | PowerPlus Energy Pty Ltd LiFe4838P (x14) w/ Ginlong Technologies Co Ltd S6-EH1P3K-L-PLUS-AU (AS4777-2 2020) | 53.2 |  |  | PowerPlus Energy Pty Ltd | LiFe4838P | 6 | Ginlong Technologies Co Ltd | S6-EH1P3K-L-PLUS-AU (AS4777-2 2020) | PowerPlus Energy | 2027-08-02
2024-10-09 | HBS14658 | PowerPlus Energy Pty Ltd LiFe4838P (x15) w/ Ginlong Technologies Co Ltd S6-EH1P3K-L-PLUS-AU (AS4777-2 2020) | 57 |  |  | PowerPlus Energy Pty Ltd | LiFe4838P | 6 | Ginlong Technologies Co Ltd | S6-EH1P3K-L-PLUS-AU (AS4777-2 2020) | PowerPlus Energy | 2027-08-02
2024-10-09 | HBS14659 | PowerPlus Energy Pty Ltd LiFe4838P (x16) w/ Ginlong Technologies Co Ltd S6-EH1P3K-L-PLUS-AU (AS4777-2 2020) | 60.8 |  |  | PowerPlus Energy Pty Ltd | LiFe4838P | 6 | Ginlong Technologies Co Ltd | S6-EH1P3K-L-PLUS-AU (AS4777-2 2020) | PowerPlus Energy | 2027-08-02
2024-10-09 | HBS14660 | PowerPlus Energy Pty Ltd LiFe4838P (x17) w/ Ginlong Technologies Co Ltd S6-EH1P3K-L-PLUS-AU (AS4777-2 2020) | 64.6 |  |  | PowerPlus Energy Pty Ltd | LiFe4838P | 6 | Ginlong Technologies Co Ltd | S6-EH1P3K-L-PLUS-AU (AS4777-2 2020) | PowerPlus Energy | 2027-08-02
2024-10-09 | HBS14661 | PowerPlus Energy Pty Ltd LiFe4838P (x18) w/ Ginlong Technologies Co Ltd S6-EH1P3K-L-PLUS-AU (AS4777-2 2020) | 68.4 |  |  | PowerPlus Energy Pty Ltd | LiFe4838P | 6 | Ginlong Technologies Co Ltd | S6-EH1P3K-L-PLUS-AU (AS4777-2 2020) | PowerPlus Energy | 2027-08-02
2024-10-09 | HBS14662 | PowerPlus Energy Pty Ltd LiFe4838P (x19) w/ Ginlong Technologies Co Ltd S6-EH1P3K-L-PLUS-AU (AS4777-2 2020) | 72.2 |  |  | PowerPlus Energy Pty Ltd | LiFe4838P | 6 | Ginlong Technologies Co Ltd | S6-EH1P3K-L-PLUS-AU (AS4777-2 2020) | PowerPlus Energy | 2027-08-02
2024-10-09 | HBS14663 | PowerPlus Energy Pty Ltd LiFe4838P (x20) w/ Ginlong Technologies Co Ltd S6-EH1P3K-L-PLUS-AU (AS4777-2 2020) | 76 |  |  | PowerPlus Energy Pty Ltd | LiFe4838P | 6 | Ginlong Technologies Co Ltd | S6-EH1P3K-L-PLUS-AU (AS4777-2 2020) | PowerPlus Energy | 2027-08-02
2024-10-09 | HBS14664 | PowerPlus Energy Pty Ltd LiFe4838P (x2) w/ Ginlong Technologies Co Ltd S6-EH1P3.6K-L-PLUS-AU (AS4777-2 2020) | 7.6 |  |  | PowerPlus Energy Pty Ltd | LiFe4838P | 6 | Ginlong Technologies Co Ltd | S6-EH1P3.6K-L-PLUS-AU (AS4777-2 2020) | PowerPlus Energy | 2027-08-02
2024-10-09 | HBS14665 | PowerPlus Energy Pty Ltd LiFe4838P (x3) w/ Ginlong Technologies Co Ltd S6-EH1P3.6K-L-PLUS-AU (AS4777-2 2020) | 11.4 |  |  | PowerPlus Energy Pty Ltd | LiFe4838P | 6 | Ginlong Technologies Co Ltd | S6-EH1P3.6K-L-PLUS-AU (AS4777-2 2020) | PowerPlus Energy | 2027-08-02
2024-10-09 | HBS14666 | PowerPlus Energy Pty Ltd LiFe4838P (x4) w/ Ginlong Technologies Co Ltd S6-EH1P3.6K-L-PLUS-AU (AS4777-2 2020) | 15.2 |  |  | PowerPlus Energy Pty Ltd | LiFe4838P | 6 | Ginlong Technologies Co Ltd | S6-EH1P3.6K-L-PLUS-AU (AS4777-2 2020) | PowerPlus Energy | 2027-08-02
2024-10-09 | HBS14667 | PowerPlus Energy Pty Ltd LiFe4838P (x5) w/ Ginlong Technologies Co Ltd S6-EH1P3.6K-L-PLUS-AU (AS4777-2 2020) | 19 |  |  | PowerPlus Energy Pty Ltd | LiFe4838P | 6 | Ginlong Technologies Co Ltd | S6-EH1P3.6K-L-PLUS-AU (AS4777-2 2020) | PowerPlus Energy | 2027-08-02
2024-10-09 | HBS14668 | PowerPlus Energy Pty Ltd LiFe4838P (x6) w/ Ginlong Technologies Co Ltd S6-EH1P3.6K-L-PLUS-AU (AS4777-2 2020) | 22.8 |  |  | PowerPlus Energy Pty Ltd | LiFe4838P | 6 | Ginlong Technologies Co Ltd | S6-EH1P3.6K-L-PLUS-AU (AS4777-2 2020) | PowerPlus Energy | 2027-08-02
2024-10-09 | HBS14669 | PowerPlus Energy Pty Ltd LiFe4838P (x7) w/ Ginlong Technologies Co Ltd S6-EH1P3.6K-L-PLUS-AU (AS4777-2 2020) | 26.6 |  |  | PowerPlus Energy Pty Ltd | LiFe4838P | 6 | Ginlong Technologies Co Ltd | S6-EH1P3.6K-L-PLUS-AU (AS4777-2 2020) | PowerPlus Energy | 2027-08-02
2024-10-09 | HBS14670 | PowerPlus Energy Pty Ltd LiFe4838P (x8) w/ Ginlong Technologies Co Ltd S6-EH1P3.6K-L-PLUS-AU (AS4777-2 2020) | 30.4 |  |  | PowerPlus Energy Pty Ltd | LiFe4838P | 6 | Ginlong Technologies Co Ltd | S6-EH1P3.6K-L-PLUS-AU (AS4777-2 2020) | PowerPlus Energy | 2027-08-02
2024-10-09 | HBS14671 | PowerPlus Energy Pty Ltd LiFe4838P (x9) w/ Ginlong Technologies Co Ltd S6-EH1P3.6K-L-PLUS-AU (AS4777-2 2020) | 34.2 |  |  | PowerPlus Energy Pty Ltd | LiFe4838P | 6 | Ginlong Technologies Co Ltd | S6-EH1P3.6K-L-PLUS-AU (AS4777-2 2020) | PowerPlus Energy | 2027-08-02
2024-10-09 | HBS14672 | PowerPlus Energy Pty Ltd LiFe4838P (x10) w/ Ginlong Technologies Co Ltd S6-EH1P3.6K-L-PLUS-AU (AS4777-2 2020) | 38 |  |  | PowerPlus Energy Pty Ltd | LiFe4838P | 6 | Ginlong Technologies Co Ltd | S6-EH1P3.6K-L-PLUS-AU (AS4777-2 2020) | PowerPlus Energy | 2027-08-02
2024-10-09 | HBS14673 | PowerPlus Energy Pty Ltd LiFe4838P (x11) w/ Ginlong Technologies Co Ltd S6-EH1P3.6K-L-PLUS-AU (AS4777-2 2020) | 41.8 |  |  | PowerPlus Energy Pty Ltd | LiFe4838P | 6 | Ginlong Technologies Co Ltd | S6-EH1P3.6K-L-PLUS-AU (AS4777-2 2020) | PowerPlus Energy | 2027-08-02
2024-10-09 | HBS14674 | PowerPlus Energy Pty Ltd LiFe4838P (x12) w/ Ginlong Technologies Co Ltd S6-EH1P3.6K-L-PLUS-AU (AS4777-2 2020) | 45.6 |  |  | PowerPlus Energy Pty Ltd | LiFe4838P | 6 | Ginlong Technologies Co Ltd | S6-EH1P3.6K-L-PLUS-AU (AS4777-2 2020) | PowerPlus Energy | 2027-08-02
2024-10-09 | HBS14675 | PowerPlus Energy Pty Ltd LiFe4838P (x13) w/ Ginlong Technologies Co Ltd S6-EH1P3.6K-L-PLUS-AU (AS4777-2 2020) | 49.4 |  |  | PowerPlus Energy Pty Ltd | LiFe4838P | 6 | Ginlong Technologies Co Ltd | S6-EH1P3.6K-L-PLUS-AU (AS4777-2 2020) | PowerPlus Energy | 2027-08-02
2024-10-09 | HBS14676 | PowerPlus Energy Pty Ltd LiFe4838P (x14) w/ Ginlong Technologies Co Ltd S6-EH1P3.6K-L-PLUS-AU (AS4777-2 2020) | 53.2 |  |  | PowerPlus Energy Pty Ltd | LiFe4838P | 6 | Ginlong Technologies Co Ltd | S6-EH1P3.6K-L-PLUS-AU (AS4777-2 2020) | PowerPlus Energy | 2027-08-02
2024-10-09 | HBS14677 | PowerPlus Energy Pty Ltd LiFe4838P (x15) w/ Ginlong Technologies Co Ltd S6-EH1P3.6K-L-PLUS-AU (AS4777-2 2020) | 57 |  |  | PowerPlus Energy Pty Ltd | LiFe4838P | 6 | Ginlong Technologies Co Ltd | S6-EH1P3.6K-L-PLUS-AU (AS4777-2 2020) | PowerPlus Energy | 2027-08-02
2024-10-09 | HBS14678 | PowerPlus Energy Pty Ltd LiFe4838P (x16) w/ Ginlong Technologies Co Ltd S6-EH1P3.6K-L-PLUS-AU (AS4777-2 2020) | 60.8 |  |  | PowerPlus Energy Pty Ltd | LiFe4838P | 6 | Ginlong Technologies Co Ltd | S6-EH1P3.6K-L-PLUS-AU (AS4777-2 2020) | PowerPlus Energy | 2027-08-02
2024-10-09 | HBS14679 | PowerPlus Energy Pty Ltd LiFe4838P (x17) w/ Ginlong Technologies Co Ltd S6-EH1P3.6K-L-PLUS-AU (AS4777-2 2020) | 64.6 |  |  | PowerPlus Energy Pty Ltd | LiFe4838P | 6 | Ginlong Technologies Co Ltd | S6-EH1P3.6K-L-PLUS-AU (AS4777-2 2020) | PowerPlus Energy | 2027-08-02
2024-10-09 | HBS14680 | PowerPlus Energy Pty Ltd LiFe4838P (x18) w/ Ginlong Technologies Co Ltd S6-EH1P3.6K-L-PLUS-AU (AS4777-2 2020) | 68.4 |  |  | PowerPlus Energy Pty Ltd | LiFe4838P | 6 | Ginlong Technologies Co Ltd | S6-EH1P3.6K-L-PLUS-AU (AS4777-2 2020) | PowerPlus Energy | 2027-08-02
2024-10-09 | HBS14681 | PowerPlus Energy Pty Ltd LiFe4838P (x19) w/ Ginlong Technologies Co Ltd S6-EH1P3.6K-L-PLUS-AU (AS4777-2 2020) | 72.2 |  |  | PowerPlus Energy Pty Ltd | LiFe4838P | 6 | Ginlong Technologies Co Ltd | S6-EH1P3.6K-L-PLUS-AU (AS4777-2 2020) | PowerPlus Energy | 2027-08-02
2024-10-09 | HBS14682 | PowerPlus Energy Pty Ltd LiFe4838P (x20) w/ Ginlong Technologies Co Ltd S6-EH1P3.6K-L-PLUS-AU (AS4777-2 2020) | 76 |  |  | PowerPlus Energy Pty Ltd | LiFe4838P | 6 | Ginlong Technologies Co Ltd | S6-EH1P3.6K-L-PLUS-AU (AS4777-2 2020) | PowerPlus Energy | 2027-08-02
2024-10-09 | HBS14683 | PowerPlus Energy Pty Ltd LiFe4838P (x2) w/ Ginlong Technologies Co Ltd S6-EH1P5K-L-PLUS-AU (AS4777-2 2020) | 7.6 |  |  | PowerPlus Energy Pty Ltd | LiFe4838P | 6 | Ginlong Technologies Co Ltd | S6-EH1P5K-L-PLUS-AU (AS4777-2 2020) | PowerPlus Energy | 2027-08-02
2024-10-09 | HBS14684 | PowerPlus Energy Pty Ltd LiFe4838P (x3) w/ Ginlong Technologies Co Ltd S6-EH1P5K-L-PLUS-AU (AS4777-2 2020) | 11.4 |  |  | PowerPlus Energy Pty Ltd | LiFe4838P | 6 | Ginlong Technologies Co Ltd | S6-EH1P5K-L-PLUS-AU (AS4777-2 2020) | PowerPlus Energy | 2027-08-02
2024-10-09 | HBS14685 | PowerPlus Energy Pty Ltd LiFe4838P (x4) w/ Ginlong Technologies Co Ltd S6-EH1P5K-L-PLUS-AU (AS4777-2 2020) | 15.2 |  |  | PowerPlus Energy Pty Ltd | LiFe4838P | 6 | Ginlong Technologies Co Ltd | S6-EH1P5K-L-PLUS-AU (AS4777-2 2020) | PowerPlus Energy | 2027-08-02
2024-10-09 | HBS14686 | PowerPlus Energy Pty Ltd LiFe4838P (x5) w/ Ginlong Technologies Co Ltd S6-EH1P5K-L-PLUS-AU (AS4777-2 2020) | 19 |  |  | PowerPlus Energy Pty Ltd | LiFe4838P | 6 | Ginlong Technologies Co Ltd | S6-EH1P5K-L-PLUS-AU (AS4777-2 2020) | PowerPlus Energy | 2027-08-02
2024-10-09 | HBS14687 | PowerPlus Energy Pty Ltd LiFe4838P (x6) w/ Ginlong Technologies Co Ltd S6-EH1P5K-L-PLUS-AU (AS4777-2 2020) | 22.8 |  |  | PowerPlus Energy Pty Ltd | LiFe4838P | 6 | Ginlong Technologies Co Ltd | S6-EH1P5K-L-PLUS-AU (AS4777-2 2020) | PowerPlus Energy | 2027-08-02
2024-10-09 | HBS14688 | PowerPlus Energy Pty Ltd LiFe4838P (x7) w/ Ginlong Technologies Co Ltd S6-EH1P5K-L-PLUS-AU (AS4777-2 2020) | 26.6 |  |  | PowerPlus Energy Pty Ltd | LiFe4838P | 6 | Ginlong Technologies Co Ltd | S6-EH1P5K-L-PLUS-AU (AS4777-2 2020) | PowerPlus Energy | 2027-08-02
2024-10-09 | HBS14689 | PowerPlus Energy Pty Ltd LiFe4838P (x8) w/ Ginlong Technologies Co Ltd S6-EH1P5K-L-PLUS-AU (AS4777-2 2020) | 30.4 |  |  | PowerPlus Energy Pty Ltd | LiFe4838P | 6 | Ginlong Technologies Co Ltd | S6-EH1P5K-L-PLUS-AU (AS4777-2 2020) | PowerPlus Energy | 2027-08-02
2024-10-09 | HBS14690 | PowerPlus Energy Pty Ltd LiFe4838P (x9) w/ Ginlong Technologies Co Ltd S6-EH1P5K-L-PLUS-AU (AS4777-2 2020) | 34.2 |  |  | PowerPlus Energy Pty Ltd | LiFe4838P | 6 | Ginlong Technologies Co Ltd | S6-EH1P5K-L-PLUS-AU (AS4777-2 2020) | PowerPlus Energy | 2027-08-02
2024-10-09 | HBS14691 | PowerPlus Energy Pty Ltd LiFe4838P (x10) w/ Ginlong Technologies Co Ltd S6-EH1P5K-L-PLUS-AU (AS4777-2 2020) | 38 |  |  | PowerPlus Energy Pty Ltd | LiFe4838P | 6 | Ginlong Technologies Co Ltd | S6-EH1P5K-L-PLUS-AU (AS4777-2 2020) | PowerPlus Energy | 2027-08-02
2024-10-09 | HBS14692 | PowerPlus Energy Pty Ltd LiFe4838P (x11) w/ Ginlong Technologies Co Ltd S6-EH1P5K-L-PLUS-AU (AS4777-2 2020) | 41.8 |  |  | PowerPlus Energy Pty Ltd | LiFe4838P | 6 | Ginlong Technologies Co Ltd | S6-EH1P5K-L-PLUS-AU (AS4777-2 2020) | PowerPlus Energy | 2027-08-02
2024-10-09 | HBS14693 | PowerPlus Energy Pty Ltd LiFe4838P (x12) w/ Ginlong Technologies Co Ltd S6-EH1P5K-L-PLUS-AU (AS4777-2 2020) | 45.6 |  |  | PowerPlus Energy Pty Ltd | LiFe4838P | 6 | Ginlong Technologies Co Ltd | S6-EH1P5K-L-PLUS-AU (AS4777-2 2020) | PowerPlus Energy | 2027-08-02
2024-10-09 | HBS14694 | PowerPlus Energy Pty Ltd LiFe4838P (x13) w/ Ginlong Technologies Co Ltd S6-EH1P5K-L-PLUS-AU (AS4777-2 2020) | 49.4 |  |  | PowerPlus Energy Pty Ltd | LiFe4838P | 6 | Ginlong Technologies Co Ltd | S6-EH1P5K-L-PLUS-AU (AS4777-2 2020) | PowerPlus Energy | 2027-08-02
2024-10-09 | HBS14695 | PowerPlus Energy Pty Ltd LiFe4838P (x14) w/ Ginlong Technologies Co Ltd S6-EH1P5K-L-PLUS-AU (AS4777-2 2020) | 53.2 |  |  | PowerPlus Energy Pty Ltd | LiFe4838P | 6 | Ginlong Technologies Co Ltd | S6-EH1P5K-L-PLUS-AU (AS4777-2 2020) | PowerPlus Energy | 2027-08-02
2024-10-09 | HBS14696 | PowerPlus Energy Pty Ltd LiFe4838P (x15) w/ Ginlong Technologies Co Ltd S6-EH1P5K-L-PLUS-AU (AS4777-2 2020) | 57 |  |  | PowerPlus Energy Pty Ltd | LiFe4838P | 6 | Ginlong Technologies Co Ltd | S6-EH1P5K-L-PLUS-AU (AS4777-2 2020) | PowerPlus Energy | 2027-08-02
2024-10-09 | HBS14697 | PowerPlus Energy Pty Ltd LiFe4838P (x16) w/ Ginlong Technologies Co Ltd S6-EH1P5K-L-PLUS-AU (AS4777-2 2020) | 60.8 |  |  | PowerPlus Energy Pty Ltd | LiFe4838P | 6 | Ginlong Technologies Co Ltd | S6-EH1P5K-L-PLUS-AU (AS4777-2 2020) | PowerPlus Energy | 2027-08-02
2024-10-09 | HBS14698 | PowerPlus Energy Pty Ltd LiFe4838P (x17) w/ Ginlong Technologies Co Ltd S6-EH1P5K-L-PLUS-AU (AS4777-2 2020) | 64.6 |  |  | PowerPlus Energy Pty Ltd | LiFe4838P | 6 | Ginlong Technologies Co Ltd | S6-EH1P5K-L-PLUS-AU (AS4777-2 2020) | PowerPlus Energy | 2027-08-02
2024-10-09 | HBS14699 | PowerPlus Energy Pty Ltd LiFe4838P (x18) w/ Ginlong Technologies Co Ltd S6-EH1P5K-L-PLUS-AU (AS4777-2 2020) | 68.4 |  |  | PowerPlus Energy Pty Ltd | LiFe4838P | 6 | Ginlong Technologies Co Ltd | S6-EH1P5K-L-PLUS-AU (AS4777-2 2020) | PowerPlus Energy | 2027-08-02
2024-10-09 | HBS14700 | PowerPlus Energy Pty Ltd LiFe4838P (x19) w/ Ginlong Technologies Co Ltd S6-EH1P5K-L-PLUS-AU (AS4777-2 2020) | 72.2 |  |  | PowerPlus Energy Pty Ltd | LiFe4838P | 6 | Ginlong Technologies Co Ltd | S6-EH1P5K-L-PLUS-AU (AS4777-2 2020) | PowerPlus Energy | 2027-08-02
2024-10-09 | HBS14701 | PowerPlus Energy Pty Ltd LiFe4838P (x20) w/ Ginlong Technologies Co Ltd S6-EH1P5K-L-PLUS-AU (AS4777-2 2020) | 76 |  |  | PowerPlus Energy Pty Ltd | LiFe4838P | 6 | Ginlong Technologies Co Ltd | S6-EH1P5K-L-PLUS-AU (AS4777-2 2020) | PowerPlus Energy | 2027-08-02
2024-10-09 | HBS14702 | PowerPlus Energy Pty Ltd LiFe4838P (x2) w/ Ginlong Technologies Co Ltd S6-EH1P6K-L-PLUS-AU (AS4777-2 2020) | 7.6 |  |  | PowerPlus Energy Pty Ltd | LiFe4838P | 6 | Ginlong Technologies Co Ltd | S6-EH1P6K-L-PLUS-AU (AS4777-2 2020) | PowerPlus Energy | 2027-08-02
2024-10-09 | HBS14703 | PowerPlus Energy Pty Ltd LiFe4838P (x3) w/ Ginlong Technologies Co Ltd S6-EH1P6K-L-PLUS-AU (AS4777-2 2020) | 11.4 |  |  | PowerPlus Energy Pty Ltd | LiFe4838P | 6 | Ginlong Technologies Co Ltd | S6-EH1P6K-L-PLUS-AU (AS4777-2 2020) | PowerPlus Energy | 2027-08-02
2024-10-09 | HBS14704 | PowerPlus Energy Pty Ltd LiFe4838P (x4) w/ Ginlong Technologies Co Ltd S6-EH1P6K-L-PLUS-AU (AS4777-2 2020) | 15.2 |  |  | PowerPlus Energy Pty Ltd | LiFe4838P | 6 | Ginlong Technologies Co Ltd | S6-EH1P6K-L-PLUS-AU (AS4777-2 2020) | PowerPlus Energy | 2027-08-02
2024-10-09 | HBS14705 | PowerPlus Energy Pty Ltd LiFe4838P (x5) w/ Ginlong Technologies Co Ltd S6-EH1P6K-L-PLUS-AU (AS4777-2 2020) | 19 |  |  | PowerPlus Energy Pty Ltd | LiFe4838P | 6 | Ginlong Technologies Co Ltd | S6-EH1P6K-L-PLUS-AU (AS4777-2 2020) | PowerPlus Energy | 2027-08-02
2024-10-09 | HBS14706 | PowerPlus Energy Pty Ltd LiFe4838P (x6) w/ Ginlong Technologies Co Ltd S6-EH1P6K-L-PLUS-AU (AS4777-2 2020) | 22.8 |  |  | PowerPlus Energy Pty Ltd | LiFe4838P | 6 | Ginlong Technologies Co Ltd | S6-EH1P6K-L-PLUS-AU (AS4777-2 2020) | PowerPlus Energy | 2027-08-02
2024-10-09 | HBS14707 | PowerPlus Energy Pty Ltd LiFe4838P (x7) w/ Ginlong Technologies Co Ltd S6-EH1P6K-L-PLUS-AU (AS4777-2 2020) | 26.6 |  |  | PowerPlus Energy Pty Ltd | LiFe4838P | 6 | Ginlong Technologies Co Ltd | S6-EH1P6K-L-PLUS-AU (AS4777-2 2020) | PowerPlus Energy | 2027-08-02
2024-10-09 | HBS14708 | PowerPlus Energy Pty Ltd LiFe4838P (x8) w/ Ginlong Technologies Co Ltd S6-EH1P6K-L-PLUS-AU (AS4777-2 2020) | 30.4 |  |  | PowerPlus Energy Pty Ltd | LiFe4838P | 6 | Ginlong Technologies Co Ltd | S6-EH1P6K-L-PLUS-AU (AS4777-2 2020) | PowerPlus Energy | 2027-08-02
2024-10-09 | HBS14709 | PowerPlus Energy Pty Ltd LiFe4838P (x9) w/ Ginlong Technologies Co Ltd S6-EH1P6K-L-PLUS-AU (AS4777-2 2020) | 34.2 |  |  | PowerPlus Energy Pty Ltd | LiFe4838P | 6 | Ginlong Technologies Co Ltd | S6-EH1P6K-L-PLUS-AU (AS4777-2 2020) | PowerPlus Energy | 2027-08-02
2024-10-09 | HBS14710 | PowerPlus Energy Pty Ltd LiFe4838P (x10) w/ Ginlong Technologies Co Ltd S6-EH1P6K-L-PLUS-AU (AS4777-2 2020) | 38 |  |  | PowerPlus Energy Pty Ltd | LiFe4838P | 6 | Ginlong Technologies Co Ltd | S6-EH1P6K-L-PLUS-AU (AS4777-2 2020) | PowerPlus Energy | 2027-08-02
2024-10-09 | HBS14711 | PowerPlus Energy Pty Ltd LiFe4838P (x11) w/ Ginlong Technologies Co Ltd S6-EH1P6K-L-PLUS-AU (AS4777-2 2020) | 41.8 |  |  | PowerPlus Energy Pty Ltd | LiFe4838P | 6 | Ginlong Technologies Co Ltd | S6-EH1P6K-L-PLUS-AU (AS4777-2 2020) | PowerPlus Energy | 2027-08-02
2024-10-09 | HBS14712 | PowerPlus Energy Pty Ltd LiFe4838P (x12) w/ Ginlong Technologies Co Ltd S6-EH1P6K-L-PLUS-AU (AS4777-2 2020) | 45.6 |  |  | PowerPlus Energy Pty Ltd | LiFe4838P | 6 | Ginlong Technologies Co Ltd | S6-EH1P6K-L-PLUS-AU (AS4777-2 2020) | PowerPlus Energy | 2027-08-02
2024-10-09 | HBS14713 | PowerPlus Energy Pty Ltd LiFe4838P (x13) w/ Ginlong Technologies Co Ltd S6-EH1P6K-L-PLUS-AU (AS4777-2 2020) | 49.4 |  |  | PowerPlus Energy Pty Ltd | LiFe4838P | 6 | Ginlong Technologies Co Ltd | S6-EH1P6K-L-PLUS-AU (AS4777-2 2020) | PowerPlus Energy | 2027-08-02
2024-10-09 | HBS14714 | PowerPlus Energy Pty Ltd LiFe4838P (x14) w/ Ginlong Technologies Co Ltd S6-EH1P6K-L-PLUS-AU (AS4777-2 2020) | 53.2 |  |  | PowerPlus Energy Pty Ltd | LiFe4838P | 6 | Ginlong Technologies Co Ltd | S6-EH1P6K-L-PLUS-AU (AS4777-2 2020) | PowerPlus Energy | 2027-08-02
2024-10-09 | HBS14715 | PowerPlus Energy Pty Ltd LiFe4838P (x15) w/ Ginlong Technologies Co Ltd S6-EH1P6K-L-PLUS-AU (AS4777-2 2020) | 57 |  |  | PowerPlus Energy Pty Ltd | LiFe4838P | 6 | Ginlong Technologies Co Ltd | S6-EH1P6K-L-PLUS-AU (AS4777-2 2020) | PowerPlus Energy | 2027-08-02
2024-10-09 | HBS14716 | PowerPlus Energy Pty Ltd LiFe4838P (x16) w/ Ginlong Technologies Co Ltd S6-EH1P6K-L-PLUS-AU (AS4777-2 2020) | 60.8 |  |  | PowerPlus Energy Pty Ltd | LiFe4838P | 6 | Ginlong Technologies Co Ltd | S6-EH1P6K-L-PLUS-AU (AS4777-2 2020) | PowerPlus Energy | 2027-08-02
2024-10-09 | HBS14717 | PowerPlus Energy Pty Ltd LiFe4838P (x17) w/ Ginlong Technologies Co Ltd S6-EH1P6K-L-PLUS-AU (AS4777-2 2020) | 64.6 |  |  | PowerPlus Energy Pty Ltd | LiFe4838P | 6 | Ginlong Technologies Co Ltd | S6-EH1P6K-L-PLUS-AU (AS4777-2 2020) | PowerPlus Energy | 2027-08-02
2024-10-09 | HBS14718 | PowerPlus Energy Pty Ltd LiFe4838P (x18) w/ Ginlong Technologies Co Ltd S6-EH1P6K-L-PLUS-AU (AS4777-2 2020) | 68.4 |  |  | PowerPlus Energy Pty Ltd | LiFe4838P | 6 | Ginlong Technologies Co Ltd | S6-EH1P6K-L-PLUS-AU (AS4777-2 2020) | PowerPlus Energy | 2027-08-02
2024-10-09 | HBS14719 | PowerPlus Energy Pty Ltd LiFe4838P (x19) w/ Ginlong Technologies Co Ltd S6-EH1P6K-L-PLUS-AU (AS4777-2 2020) | 72.2 |  |  | PowerPlus Energy Pty Ltd | LiFe4838P | 6 | Ginlong Technologies Co Ltd | S6-EH1P6K-L-PLUS-AU (AS4777-2 2020) | PowerPlus Energy | 2027-08-02
2024-10-09 | HBS14720 | PowerPlus Energy Pty Ltd LiFe4838P (x20) w/ Ginlong Technologies Co Ltd S6-EH1P6K-L-PLUS-AU (AS4777-2 2020) | 76 |  |  | PowerPlus Energy Pty Ltd | LiFe4838P | 6 | Ginlong Technologies Co Ltd | S6-EH1P6K-L-PLUS-AU (AS4777-2 2020) | PowerPlus Energy | 2027-08-02
2024-10-09 | HBS14721 | PowerPlus Energy Pty Ltd LiFe4838P (x2) w/ Ginlong Technologies Co Ltd S6-EH1P8K-L-PLUS-AU (AS4777-2 2020) | 7.6 |  |  | PowerPlus Energy Pty Ltd | LiFe4838P | 6 | Ginlong Technologies Co Ltd | S6-EH1P8K-L-PLUS-AU (AS4777-2 2020) | PowerPlus Energy | 2027-08-02
2024-10-09 | HBS14722 | PowerPlus Energy Pty Ltd LiFe4838P (x3) w/ Ginlong Technologies Co Ltd S6-EH1P8K-L-PLUS-AU (AS4777-2 2020) | 11.4 |  |  | PowerPlus Energy Pty Ltd | LiFe4838P | 6 | Ginlong Technologies Co Ltd | S6-EH1P8K-L-PLUS-AU (AS4777-2 2020) | PowerPlus Energy | 2027-08-02
2024-10-09 | HBS14723 | PowerPlus Energy Pty Ltd LiFe4838P (x4) w/ Ginlong Technologies Co Ltd S6-EH1P8K-L-PLUS-AU (AS4777-2 2020) | 15.2 |  |  | PowerPlus Energy Pty Ltd | LiFe4838P | 6 | Ginlong Technologies Co Ltd | S6-EH1P8K-L-PLUS-AU (AS4777-2 2020) | PowerPlus Energy | 2027-08-02
2024-10-09 | HBS14724 | PowerPlus Energy Pty Ltd LiFe4838P (x5) w/ Ginlong Technologies Co Ltd S6-EH1P8K-L-PLUS-AU (AS4777-2 2020) | 19 |  |  | PowerPlus Energy Pty Ltd | LiFe4838P | 6 | Ginlong Technologies Co Ltd | S6-EH1P8K-L-PLUS-AU (AS4777-2 2020) | PowerPlus Energy | 2027-08-02
2024-10-09 | HBS14725 | PowerPlus Energy Pty Ltd LiFe4838P (x6) w/ Ginlong Technologies Co Ltd S6-EH1P8K-L-PLUS-AU (AS4777-2 2020) | 22.8 |  |  | PowerPlus Energy Pty Ltd | LiFe4838P | 6 | Ginlong Technologies Co Ltd | S6-EH1P8K-L-PLUS-AU (AS4777-2 2020) | PowerPlus Energy | 2027-08-02
2024-10-09 | HBS14726 | PowerPlus Energy Pty Ltd LiFe4838P (x7) w/ Ginlong Technologies Co Ltd S6-EH1P8K-L-PLUS-AU (AS4777-2 2020) | 26.6 |  |  | PowerPlus Energy Pty Ltd | LiFe4838P | 6 | Ginlong Technologies Co Ltd | S6-EH1P8K-L-PLUS-AU (AS4777-2 2020) | PowerPlus Energy | 2027-08-02
2024-10-09 | HBS14727 | PowerPlus Energy Pty Ltd LiFe4838P (x8) w/ Ginlong Technologies Co Ltd S6-EH1P8K-L-PLUS-AU (AS4777-2 2020) | 30.4 |  |  | PowerPlus Energy Pty Ltd | LiFe4838P | 6 | Ginlong Technologies Co Ltd | S6-EH1P8K-L-PLUS-AU (AS4777-2 2020) | PowerPlus Energy | 2027-08-02
2024-10-09 | HBS14728 | PowerPlus Energy Pty Ltd LiFe4838P (x9) w/ Ginlong Technologies Co Ltd S6-EH1P8K-L-PLUS-AU (AS4777-2 2020) | 34.2 |  |  | PowerPlus Energy Pty Ltd | LiFe4838P | 6 | Ginlong Technologies Co Ltd | S6-EH1P8K-L-PLUS-AU (AS4777-2 2020) | PowerPlus Energy | 2027-08-02
2024-10-09 | HBS14729 | PowerPlus Energy Pty Ltd LiFe4838P (x10) w/ Ginlong Technologies Co Ltd S6-EH1P8K-L-PLUS-AU (AS4777-2 2020) | 38 |  |  | PowerPlus Energy Pty Ltd | LiFe4838P | 6 | Ginlong Technologies Co Ltd | S6-EH1P8K-L-PLUS-AU (AS4777-2 2020) | PowerPlus Energy | 2027-08-02
2024-10-09 | HBS14730 | PowerPlus Energy Pty Ltd LiFe4838P (x11) w/ Ginlong Technologies Co Ltd S6-EH1P8K-L-PLUS-AU (AS4777-2 2020) | 41.8 |  |  | PowerPlus Energy Pty Ltd | LiFe4838P | 6 | Ginlong Technologies Co Ltd | S6-EH1P8K-L-PLUS-AU (AS4777-2 2020) | PowerPlus Energy | 2027-08-02
2024-10-09 | HBS14731 | PowerPlus Energy Pty Ltd LiFe4838P (x12) w/ Ginlong Technologies Co Ltd S6-EH1P8K-L-PLUS-AU (AS4777-2 2020) | 45.6 |  |  | PowerPlus Energy Pty Ltd | LiFe4838P | 6 | Ginlong Technologies Co Ltd | S6-EH1P8K-L-PLUS-AU (AS4777-2 2020) | PowerPlus Energy | 2027-08-02
2024-10-09 | HBS14732 | PowerPlus Energy Pty Ltd LiFe4838P (x13) w/ Ginlong Technologies Co Ltd S6-EH1P8K-L-PLUS-AU (AS4777-2 2020) | 49.4 |  |  | PowerPlus Energy Pty Ltd | LiFe4838P | 6 | Ginlong Technologies Co Ltd | S6-EH1P8K-L-PLUS-AU (AS4777-2 2020) | PowerPlus Energy | 2027-08-02
2024-10-09 | HBS14733 | PowerPlus Energy Pty Ltd LiFe4838P (x14) w/ Ginlong Technologies Co Ltd S6-EH1P8K-L-PLUS-AU (AS4777-2 2020) | 53.2 |  |  | PowerPlus Energy Pty Ltd | LiFe4838P | 6 | Ginlong Technologies Co Ltd | S6-EH1P8K-L-PLUS-AU (AS4777-2 2020) | PowerPlus Energy | 2027-08-02
2024-10-09 | HBS14734 | PowerPlus Energy Pty Ltd LiFe4838P (x15) w/ Ginlong Technologies Co Ltd S6-EH1P8K-L-PLUS-AU (AS4777-2 2020) | 57 |  |  | PowerPlus Energy Pty Ltd | LiFe4838P | 6 | Ginlong Technologies Co Ltd | S6-EH1P8K-L-PLUS-AU (AS4777-2 2020) | PowerPlus Energy | 2027-08-02
2024-10-09 | HBS14735 | PowerPlus Energy Pty Ltd LiFe4838P (x16) w/ Ginlong Technologies Co Ltd S6-EH1P8K-L-PLUS-AU (AS4777-2 2020) | 60.8 |  |  | PowerPlus Energy Pty Ltd | LiFe4838P | 6 | Ginlong Technologies Co Ltd | S6-EH1P8K-L-PLUS-AU (AS4777-2 2020) | PowerPlus Energy | 2027-08-02
2024-10-09 | HBS14736 | PowerPlus Energy Pty Ltd LiFe4838P (x17) w/ Ginlong Technologies Co Ltd S6-EH1P8K-L-PLUS-AU (AS4777-2 2020) | 64.6 |  |  | PowerPlus Energy Pty Ltd | LiFe4838P | 6 | Ginlong Technologies Co Ltd | S6-EH1P8K-L-PLUS-AU (AS4777-2 2020) | PowerPlus Energy | 2027-08-02
2024-10-09 | HBS14737 | PowerPlus Energy Pty Ltd LiFe4838P (x18) w/ Ginlong Technologies Co Ltd S6-EH1P8K-L-PLUS-AU (AS4777-2 2020) | 68.4 |  |  | PowerPlus Energy Pty Ltd | LiFe4838P | 6 | Ginlong Technologies Co Ltd | S6-EH1P8K-L-PLUS-AU (AS4777-2 2020) | PowerPlus Energy | 2027-08-02
2024-10-09 | HBS14738 | PowerPlus Energy Pty Ltd LiFe4838P (x19) w/ Ginlong Technologies Co Ltd S6-EH1P8K-L-PLUS-AU (AS4777-2 2020) | 72.2 |  |  | PowerPlus Energy Pty Ltd | LiFe4838P | 6 | Ginlong Technologies Co Ltd | S6-EH1P8K-L-PLUS-AU (AS4777-2 2020) | PowerPlus Energy | 2027-08-02
2024-10-09 | HBS14739 | PowerPlus Energy Pty Ltd LiFe4838P (x20) w/ Ginlong Technologies Co Ltd S6-EH1P8K-L-PLUS-AU (AS4777-2 2020) | 76 |  |  | PowerPlus Energy Pty Ltd | LiFe4838P | 6 | Ginlong Technologies Co Ltd | S6-EH1P8K-L-PLUS-AU (AS4777-2 2020) | PowerPlus Energy | 2027-08-02
2024-10-09 | HBS14740 | PowerPlus Energy Pty Ltd LiFe4838P (x2) w/ SMA Australia Pty Ltd SI6.0H-13 (AS4777-2 2020) | 7.6 |  |  | PowerPlus Energy Pty Ltd | LiFe4838P | 6 | SMA Australia Pty Ltd | SI6.0H-13 (AS4777-2 2020) | PowerPlus Energy | 2026-09-14
2024-10-09 | HBS14741 | PowerPlus Energy Pty Ltd LiFe4838P (x3) w/ SMA Australia Pty Ltd SI6.0H-13 (AS4777-2 2020) | 11.4 |  |  | PowerPlus Energy Pty Ltd | LiFe4838P | 6 | SMA Australia Pty Ltd | SI6.0H-13 (AS4777-2 2020) | PowerPlus Energy | 2026-09-14
2024-10-09 | HBS14742 | PowerPlus Energy Pty Ltd LiFe4838P (x4) w/ SMA Australia Pty Ltd SI6.0H-13 (AS4777-2 2020) | 15.2 |  |  | PowerPlus Energy Pty Ltd | LiFe4838P | 6 | SMA Australia Pty Ltd | SI6.0H-13 (AS4777-2 2020) | PowerPlus Energy | 2026-09-14
2024-10-09 | HBS14743 | PowerPlus Energy Pty Ltd LiFe4838P (x5) w/ SMA Australia Pty Ltd SI6.0H-13 (AS4777-2 2020) | 19 |  |  | PowerPlus Energy Pty Ltd | LiFe4838P | 6 | SMA Australia Pty Ltd | SI6.0H-13 (AS4777-2 2020) | PowerPlus Energy | 2026-09-14
2024-10-09 | HBS14744 | PowerPlus Energy Pty Ltd LiFe4838P (x6) w/ SMA Australia Pty Ltd SI6.0H-13 (AS4777-2 2020) | 22.8 |  |  | PowerPlus Energy Pty Ltd | LiFe4838P | 6 | SMA Australia Pty Ltd | SI6.0H-13 (AS4777-2 2020) | PowerPlus Energy | 2026-09-14
2024-10-09 | HBS14745 | PowerPlus Energy Pty Ltd LiFe4838P (x7) w/ SMA Australia Pty Ltd SI6.0H-13 (AS4777-2 2020) | 26.6 |  |  | PowerPlus Energy Pty Ltd | LiFe4838P | 6 | SMA Australia Pty Ltd | SI6.0H-13 (AS4777-2 2020) | PowerPlus Energy | 2026-09-14
2024-10-09 | HBS14746 | PowerPlus Energy Pty Ltd LiFe4838P (x8) w/ SMA Australia Pty Ltd SI6.0H-13 (AS4777-2 2020) | 30.4 |  |  | PowerPlus Energy Pty Ltd | LiFe4838P | 6 | SMA Australia Pty Ltd | SI6.0H-13 (AS4777-2 2020) | PowerPlus Energy | 2026-09-14
2024-10-09 | HBS14747 | PowerPlus Energy Pty Ltd LiFe4838P (x9) w/ SMA Australia Pty Ltd SI6.0H-13 (AS4777-2 2020) | 34.2 |  |  | PowerPlus Energy Pty Ltd | LiFe4838P | 6 | SMA Australia Pty Ltd | SI6.0H-13 (AS4777-2 2020) | PowerPlus Energy | 2026-09-14
2024-10-09 | HBS14748 | PowerPlus Energy Pty Ltd LiFe4838P (x10) w/ SMA Australia Pty Ltd SI6.0H-13 (AS4777-2 2020) | 38 |  |  | PowerPlus Energy Pty Ltd | LiFe4838P | 6 | SMA Australia Pty Ltd | SI6.0H-13 (AS4777-2 2020) | PowerPlus Energy | 2026-09-14
2024-10-09 | HBS14749 | PowerPlus Energy Pty Ltd LiFe4838P (x11) w/ SMA Australia Pty Ltd SI6.0H-13 (AS4777-2 2020) | 41.8 |  |  | PowerPlus Energy Pty Ltd | LiFe4838P | 6 | SMA Australia Pty Ltd | SI6.0H-13 (AS4777-2 2020) | PowerPlus Energy | 2026-09-14
2024-10-09 | HBS14750 | PowerPlus Energy Pty Ltd LiFe4838P (x12) w/ SMA Australia Pty Ltd SI6.0H-13 (AS4777-2 2020) | 45.6 |  |  | PowerPlus Energy Pty Ltd | LiFe4838P | 6 | SMA Australia Pty Ltd | SI6.0H-13 (AS4777-2 2020) | PowerPlus Energy | 2026-09-14
2024-10-09 | HBS14751 | PowerPlus Energy Pty Ltd LiFe4838P (x13) w/ SMA Australia Pty Ltd SI6.0H-13 (AS4777-2 2020) | 49.4 |  |  | PowerPlus Energy Pty Ltd | LiFe4838P | 6 | SMA Australia Pty Ltd | SI6.0H-13 (AS4777-2 2020) | PowerPlus Energy | 2026-09-14
2024-10-09 | HBS14752 | PowerPlus Energy Pty Ltd LiFe4838P (x14) w/ SMA Australia Pty Ltd SI6.0H-13 (AS4777-2 2020) | 53.2 |  |  | PowerPlus Energy Pty Ltd | LiFe4838P | 6 | SMA Australia Pty Ltd | SI6.0H-13 (AS4777-2 2020) | PowerPlus Energy | 2026-09-14
2024-10-09 | HBS14753 | PowerPlus Energy Pty Ltd LiFe4838P (x15) w/ SMA Australia Pty Ltd SI6.0H-13 (AS4777-2 2020) | 57 |  |  | PowerPlus Energy Pty Ltd | LiFe4838P | 6 | SMA Australia Pty Ltd | SI6.0H-13 (AS4777-2 2020) | PowerPlus Energy | 2026-09-14
2024-10-09 | HBS14754 | PowerPlus Energy Pty Ltd LiFe4838P (x16) w/ SMA Australia Pty Ltd SI6.0H-13 (AS4777-2 2020) | 60.8 |  |  | PowerPlus Energy Pty Ltd | LiFe4838P | 6 | SMA Australia Pty Ltd | SI6.0H-13 (AS4777-2 2020) | PowerPlus Energy | 2026-09-14
2024-10-09 | HBS14755 | PowerPlus Energy Pty Ltd LiFe4838P (x17) w/ SMA Australia Pty Ltd SI6.0H-13 (AS4777-2 2020) | 64.6 |  |  | PowerPlus Energy Pty Ltd | LiFe4838P | 6 | SMA Australia Pty Ltd | SI6.0H-13 (AS4777-2 2020) | PowerPlus Energy | 2026-09-14
2024-10-09 | HBS14756 | PowerPlus Energy Pty Ltd LiFe4838P (x18) w/ SMA Australia Pty Ltd SI6.0H-13 (AS4777-2 2020) | 68.4 |  |  | PowerPlus Energy Pty Ltd | LiFe4838P | 6 | SMA Australia Pty Ltd | SI6.0H-13 (AS4777-2 2020) | PowerPlus Energy | 2026-09-14
2024-10-09 | HBS14757 | PowerPlus Energy Pty Ltd LiFe4838P (x19) w/ SMA Australia Pty Ltd SI6.0H-13 (AS4777-2 2020) | 72.2 |  |  | PowerPlus Energy Pty Ltd | LiFe4838P | 6 | SMA Australia Pty Ltd | SI6.0H-13 (AS4777-2 2020) | PowerPlus Energy | 2026-09-14
2024-10-09 | HBS14758 | PowerPlus Energy Pty Ltd LiFe4838P (x20) w/ SMA Australia Pty Ltd SI6.0H-13 (AS4777-2 2020) | 76 |  |  | PowerPlus Energy Pty Ltd | LiFe4838P | 6 | SMA Australia Pty Ltd | SI6.0H-13 (AS4777-2 2020) | PowerPlus Energy | 2026-09-14
2024-10-09 | HBS14759 | PowerPlus Energy Pty Ltd LiFe4838P (x2) w/ SMA Australia Pty Ltd SI8.0H-13 (AS4777-2 2020) | 7.6 |  |  | PowerPlus Energy Pty Ltd | LiFe4838P | 6 | SMA Australia Pty Ltd | SI8.0H-13 (AS4777-2 2020) | PowerPlus Energy | 2026-09-14
2024-10-09 | HBS14760 | PowerPlus Energy Pty Ltd LiFe4838P (x3) w/ SMA Australia Pty Ltd SI8.0H-13 (AS4777-2 2020) | 11.4 |  |  | PowerPlus Energy Pty Ltd | LiFe4838P | 6 | SMA Australia Pty Ltd | SI8.0H-13 (AS4777-2 2020) | PowerPlus Energy | 2026-09-14
2024-10-09 | HBS14761 | PowerPlus Energy Pty Ltd LiFe4838P (x4) w/ SMA Australia Pty Ltd SI8.0H-13 (AS4777-2 2020) | 15.2 |  |  | PowerPlus Energy Pty Ltd | LiFe4838P | 6 | SMA Australia Pty Ltd | SI8.0H-13 (AS4777-2 2020) | PowerPlus Energy | 2026-09-14
2024-10-09 | HBS14762 | PowerPlus Energy Pty Ltd LiFe4838P (x5) w/ SMA Australia Pty Ltd SI8.0H-13 (AS4777-2 2020) | 19 |  |  | PowerPlus Energy Pty Ltd | LiFe4838P | 6 | SMA Australia Pty Ltd | SI8.0H-13 (AS4777-2 2020) | PowerPlus Energy | 2026-09-14
2024-10-09 | HBS14763 | PowerPlus Energy Pty Ltd LiFe4838P (x6) w/ SMA Australia Pty Ltd SI8.0H-13 (AS4777-2 2020) | 22.8 |  |  | PowerPlus Energy Pty Ltd | LiFe4838P | 6 | SMA Australia Pty Ltd | SI8.0H-13 (AS4777-2 2020) | PowerPlus Energy | 2026-09-14
2024-10-09 | HBS14764 | PowerPlus Energy Pty Ltd LiFe4838P (x7) w/ SMA Australia Pty Ltd SI8.0H-13 (AS4777-2 2020) | 26.6 |  |  | PowerPlus Energy Pty Ltd | LiFe4838P | 6 | SMA Australia Pty Ltd | SI8.0H-13 (AS4777-2 2020) | PowerPlus Energy | 2026-09-14
2024-10-09 | HBS14765 | PowerPlus Energy Pty Ltd LiFe4838P (x8) w/ SMA Australia Pty Ltd SI8.0H-13 (AS4777-2 2020) | 30.4 |  |  | PowerPlus Energy Pty Ltd | LiFe4838P | 6 | SMA Australia Pty Ltd | SI8.0H-13 (AS4777-2 2020) | PowerPlus Energy | 2026-09-14
2024-10-09 | HBS14766 | PowerPlus Energy Pty Ltd LiFe4838P (x9) w/ SMA Australia Pty Ltd SI8.0H-13 (AS4777-2 2020) | 34.2 |  |  | PowerPlus Energy Pty Ltd | LiFe4838P | 6 | SMA Australia Pty Ltd | SI8.0H-13 (AS4777-2 2020) | PowerPlus Energy | 2026-09-14
2024-10-09 | HBS14767 | PowerPlus Energy Pty Ltd LiFe4838P (x10) w/ SMA Australia Pty Ltd SI8.0H-13 (AS4777-2 2020) | 38 |  |  | PowerPlus Energy Pty Ltd | LiFe4838P | 6 | SMA Australia Pty Ltd | SI8.0H-13 (AS4777-2 2020) | PowerPlus Energy | 2026-09-14
2024-10-09 | HBS14768 | PowerPlus Energy Pty Ltd LiFe4838P (x11) w/ SMA Australia Pty Ltd SI8.0H-13 (AS4777-2 2020) | 41.8 |  |  | PowerPlus Energy Pty Ltd | LiFe4838P | 6 | SMA Australia Pty Ltd | SI8.0H-13 (AS4777-2 2020) | PowerPlus Energy | 2026-09-14
2024-10-09 | HBS14769 | PowerPlus Energy Pty Ltd LiFe4838P (x12) w/ SMA Australia Pty Ltd SI8.0H-13 (AS4777-2 2020) | 45.6 |  |  | PowerPlus Energy Pty Ltd | LiFe4838P | 6 | SMA Australia Pty Ltd | SI8.0H-13 (AS4777-2 2020) | PowerPlus Energy | 2026-09-14
2024-10-09 | HBS14770 | PowerPlus Energy Pty Ltd LiFe4838P (x13) w/ SMA Australia Pty Ltd SI8.0H-13 (AS4777-2 2020) | 49.4 |  |  | PowerPlus Energy Pty Ltd | LiFe4838P | 6 | SMA Australia Pty Ltd | SI8.0H-13 (AS4777-2 2020) | PowerPlus Energy | 2026-09-14
2024-10-09 | HBS14771 | PowerPlus Energy Pty Ltd LiFe4838P (x14) w/ SMA Australia Pty Ltd SI8.0H-13 (AS4777-2 2020) | 53.2 |  |  | PowerPlus Energy Pty Ltd | LiFe4838P | 6 | SMA Australia Pty Ltd | SI8.0H-13 (AS4777-2 2020) | PowerPlus Energy | 2026-09-14
2024-10-09 | HBS14772 | PowerPlus Energy Pty Ltd LiFe4838P (x15) w/ SMA Australia Pty Ltd SI8.0H-13 (AS4777-2 2020) | 57 |  |  | PowerPlus Energy Pty Ltd | LiFe4838P | 6 | SMA Australia Pty Ltd | SI8.0H-13 (AS4777-2 2020) | PowerPlus Energy | 2026-09-14
2024-10-09 | HBS14773 | PowerPlus Energy Pty Ltd LiFe4838P (x16) w/ SMA Australia Pty Ltd SI8.0H-13 (AS4777-2 2020) | 60.8 |  |  | PowerPlus Energy Pty Ltd | LiFe4838P | 6 | SMA Australia Pty Ltd | SI8.0H-13 (AS4777-2 2020) | PowerPlus Energy | 2026-09-14
2024-10-09 | HBS14774 | PowerPlus Energy Pty Ltd LiFe4838P (x17) w/ SMA Australia Pty Ltd SI8.0H-13 (AS4777-2 2020) | 64.6 |  |  | PowerPlus Energy Pty Ltd | LiFe4838P | 6 | SMA Australia Pty Ltd | SI8.0H-13 (AS4777-2 2020) | PowerPlus Energy | 2026-09-14
2024-10-09 | HBS14775 | PowerPlus Energy Pty Ltd LiFe4838P (x18) w/ SMA Australia Pty Ltd SI8.0H-13 (AS4777-2 2020) | 68.4 |  |  | PowerPlus Energy Pty Ltd | LiFe4838P | 6 | SMA Australia Pty Ltd | SI8.0H-13 (AS4777-2 2020) | PowerPlus Energy | 2026-09-14
2024-10-09 | HBS14776 | PowerPlus Energy Pty Ltd LiFe4838P (x19) w/ SMA Australia Pty Ltd SI8.0H-13 (AS4777-2 2020) | 72.2 |  |  | PowerPlus Energy Pty Ltd | LiFe4838P | 6 | SMA Australia Pty Ltd | SI8.0H-13 (AS4777-2 2020) | PowerPlus Energy | 2026-09-14
2024-10-09 | HBS14777 | PowerPlus Energy Pty Ltd LiFe4838P (x20) w/ SMA Australia Pty Ltd SI8.0H-13 (AS4777-2 2020) | 76 |  |  | PowerPlus Energy Pty Ltd | LiFe4838P | 6 | SMA Australia Pty Ltd | SI8.0H-13 (AS4777-2 2020) | PowerPlus Energy | 2026-09-14
2024-10-09 | HBS14778 | PowerPlus Energy Pty Ltd LiFe4838P (x2) w/ Selectronic Australia Pty Ltd SPMC480-AU (AS4777-2 2020) | 7.6 |  |  | PowerPlus Energy Pty Ltd | LiFe4838P | 2 | Selectronic Australia Pty Ltd | SPMC480-AU (AS4777-2 2020) | PowerPlus Energy | 2027-02-25
2024-10-09 | HBS14779 | PowerPlus Energy Pty Ltd LiFe4838P (x3) w/ Selectronic Australia Pty Ltd SPMC480-AU (AS4777-2 2020) | 11.4 |  |  | PowerPlus Energy Pty Ltd | LiFe4838P | 3 | Selectronic Australia Pty Ltd | SPMC480-AU (AS4777-2 2020) | PowerPlus Energy | 2027-02-25
2024-10-09 | HBS14780 | PowerPlus Energy Pty Ltd LiFe4838P (x4) w/ Selectronic Australia Pty Ltd SPMC480-AU (AS4777-2 2020) | 15.2 |  |  | PowerPlus Energy Pty Ltd | LiFe4838P | 4 | Selectronic Australia Pty Ltd | SPMC480-AU (AS4777-2 2020) | PowerPlus Energy | 2027-02-25
2024-10-09 | HBS14781 | PowerPlus Energy Pty Ltd LiFe4838P (x5) w/ Selectronic Australia Pty Ltd SPMC480-AU (AS4777-2 2020) | 19 |  |  | PowerPlus Energy Pty Ltd | LiFe4838P | 5 | Selectronic Australia Pty Ltd | SPMC480-AU (AS4777-2 2020) | PowerPlus Energy | 2027-02-25
2024-10-09 | HBS14782 | PowerPlus Energy Pty Ltd LiFe4838P (x6) w/ Selectronic Australia Pty Ltd SPMC480-AU (AS4777-2 2020) | 22.8 |  |  | PowerPlus Energy Pty Ltd | LiFe4838P | 6 | Selectronic Australia Pty Ltd | SPMC480-AU (AS4777-2 2020) | PowerPlus Energy | 2027-02-25
2024-10-09 | HBS14783 | PowerPlus Energy Pty Ltd LiFe4838P (x7) w/ Selectronic Australia Pty Ltd SPMC480-AU (AS4777-2 2020) | 26.6 |  |  | PowerPlus Energy Pty Ltd | LiFe4838P | 7 | Selectronic Australia Pty Ltd | SPMC480-AU (AS4777-2 2020) | PowerPlus Energy | 2027-02-25
2024-10-09 | HBS14784 | PowerPlus Energy Pty Ltd LiFe4838P (x8) w/ Selectronic Australia Pty Ltd SPMC480-AU (AS4777-2 2020) | 30.4 |  |  | PowerPlus Energy Pty Ltd | LiFe4838P | 8 | Selectronic Australia Pty Ltd | SPMC480-AU (AS4777-2 2020) | PowerPlus Energy | 2027-02-25
2024-10-09 | HBS14785 | PowerPlus Energy Pty Ltd LiFe4838P (x9) w/ Selectronic Australia Pty Ltd SPMC480-AU (AS4777-2 2020) | 34.2 |  |  | PowerPlus Energy Pty Ltd | LiFe4838P | 9 | Selectronic Australia Pty Ltd | SPMC480-AU (AS4777-2 2020) | PowerPlus Energy | 2027-02-25
2024-10-09 | HBS14786 | PowerPlus Energy Pty Ltd LiFe4838P (x10) w/ Selectronic Australia Pty Ltd SPMC480-AU (AS4777-2 2020) | 38 |  |  | PowerPlus Energy Pty Ltd | LiFe4838P | 10 | Selectronic Australia Pty Ltd | SPMC480-AU (AS4777-2 2020) | PowerPlus Energy | 2027-02-25
2024-10-09 | HBS14787 | PowerPlus Energy Pty Ltd LiFe4838P (x11) w/ Selectronic Australia Pty Ltd SPMC480-AU (AS4777-2 2020) | 41.8 |  |  | PowerPlus Energy Pty Ltd | LiFe4838P | 11 | Selectronic Australia Pty Ltd | SPMC480-AU (AS4777-2 2020) | PowerPlus Energy | 2027-02-25
2024-10-09 | HBS14788 | PowerPlus Energy Pty Ltd LiFe4838P (x12) w/ Selectronic Australia Pty Ltd SPMC480-AU (AS4777-2 2020) | 45.6 |  |  | PowerPlus Energy Pty Ltd | LiFe4838P | 12 | Selectronic Australia Pty Ltd | SPMC480-AU (AS4777-2 2020) | PowerPlus Energy | 2027-02-25
2024-10-09 | HBS14789 | PowerPlus Energy Pty Ltd LiFe4838P (x13) w/ Selectronic Australia Pty Ltd SPMC480-AU (AS4777-2 2020) | 49.4 |  |  | PowerPlus Energy Pty Ltd | LiFe4838P | 13 | Selectronic Australia Pty Ltd | SPMC480-AU (AS4777-2 2020) | PowerPlus Energy | 2027-02-25
2024-10-09 | HBS14790 | PowerPlus Energy Pty Ltd LiFe4838P (x14) w/ Selectronic Australia Pty Ltd SPMC480-AU (AS4777-2 2020) | 53.2 |  |  | PowerPlus Energy Pty Ltd | LiFe4838P | 14 | Selectronic Australia Pty Ltd | SPMC480-AU (AS4777-2 2020) | PowerPlus Energy | 2027-02-25
2024-10-09 | HBS14791 | PowerPlus Energy Pty Ltd LiFe4838P (x15) w/ Selectronic Australia Pty Ltd SPMC480-AU (AS4777-2 2020) | 57 |  |  | PowerPlus Energy Pty Ltd | LiFe4838P | 15 | Selectronic Australia Pty Ltd | SPMC480-AU (AS4777-2 2020) | PowerPlus Energy | 2027-02-25
2024-10-09 | HBS14792 | PowerPlus Energy Pty Ltd LiFe4838P (x16) w/ Selectronic Australia Pty Ltd SPMC480-AU (AS4777-2 2020) | 60.8 |  |  | PowerPlus Energy Pty Ltd | LiFe4838P | 16 | Selectronic Australia Pty Ltd | SPMC480-AU (AS4777-2 2020) | PowerPlus Energy | 2027-02-25
2024-10-09 | HBS14793 | PowerPlus Energy Pty Ltd LiFe4838P (x17) w/ Selectronic Australia Pty Ltd SPMC480-AU (AS4777-2 2020) | 64.6 |  |  | PowerPlus Energy Pty Ltd | LiFe4838P | 17 | Selectronic Australia Pty Ltd | SPMC480-AU (AS4777-2 2020) | PowerPlus Energy | 2027-02-25
2024-10-09 | HBS14794 | PowerPlus Energy Pty Ltd LiFe4838P (x18) w/ Selectronic Australia Pty Ltd SPMC480-AU (AS4777-2 2020) | 68.4 |  |  | PowerPlus Energy Pty Ltd | LiFe4838P | 18 | Selectronic Australia Pty Ltd | SPMC480-AU (AS4777-2 2020) | PowerPlus Energy | 2027-02-25
2024-10-09 | HBS14795 | PowerPlus Energy Pty Ltd LiFe4838P (x19) w/ Selectronic Australia Pty Ltd SPMC480-AU (AS4777-2 2020) | 72.2 |  |  | PowerPlus Energy Pty Ltd | LiFe4838P | 19 | Selectronic Australia Pty Ltd | SPMC480-AU (AS4777-2 2020) | PowerPlus Energy | 2027-02-25
2024-10-09 | HBS14796 | PowerPlus Energy Pty Ltd LiFe4838P (x20) w/ Selectronic Australia Pty Ltd SPMC480-AU (AS4777-2 2020) | 76 |  |  | PowerPlus Energy Pty Ltd | LiFe4838P | 20 | Selectronic Australia Pty Ltd | SPMC480-AU (AS4777-2 2020) | PowerPlus Energy | 2027-02-25
2024-10-09 | HBS14797 | PowerPlus Energy Pty Ltd LiFe4838P (x2) w/ Selectronic Australia Pty Ltd SPMC481-AU (AS4777-2 2020) | 7.6 |  |  | PowerPlus Energy Pty Ltd | LiFe4838P | 2 | Selectronic Australia Pty Ltd | SPMC481-AU (AS4777-2 2020) | PowerPlus Energy | 2027-02-25
2024-10-09 | HBS14798 | PowerPlus Energy Pty Ltd LiFe4838P (x3) w/ Selectronic Australia Pty Ltd SPMC481-AU (AS4777-2 2020) | 11.4 |  |  | PowerPlus Energy Pty Ltd | LiFe4838P | 3 | Selectronic Australia Pty Ltd | SPMC481-AU (AS4777-2 2020) | PowerPlus Energy | 2027-02-25
2024-10-09 | HBS14799 | PowerPlus Energy Pty Ltd LiFe4838P (x4) w/ Selectronic Australia Pty Ltd SPMC481-AU (AS4777-2 2020) | 15.2 |  |  | PowerPlus Energy Pty Ltd | LiFe4838P | 4 | Selectronic Australia Pty Ltd | SPMC481-AU (AS4777-2 2020) | PowerPlus Energy | 2027-02-25
2024-10-09 | HBS14800 | PowerPlus Energy Pty Ltd LiFe4838P (x5) w/ Selectronic Australia Pty Ltd SPMC481-AU (AS4777-2 2020) | 19 |  |  | PowerPlus Energy Pty Ltd | LiFe4838P | 5 | Selectronic Australia Pty Ltd | SPMC481-AU (AS4777-2 2020) | PowerPlus Energy | 2027-02-25
2024-10-09 | HBS14801 | PowerPlus Energy Pty Ltd LiFe4838P (x6) w/ Selectronic Australia Pty Ltd SPMC481-AU (AS4777-2 2020) | 22.8 |  |  | PowerPlus Energy Pty Ltd | LiFe4838P | 6 | Selectronic Australia Pty Ltd | SPMC481-AU (AS4777-2 2020) | PowerPlus Energy | 2027-02-25
2024-10-09 | HBS14802 | PowerPlus Energy Pty Ltd LiFe4838P (x7) w/ Selectronic Australia Pty Ltd SPMC481-AU (AS4777-2 2020) | 26.6 |  |  | PowerPlus Energy Pty Ltd | LiFe4838P | 7 | Selectronic Australia Pty Ltd | SPMC481-AU (AS4777-2 2020) | PowerPlus Energy | 2027-02-25
2024-10-09 | HBS14803 | PowerPlus Energy Pty Ltd LiFe4838P (x8) w/ Selectronic Australia Pty Ltd SPMC481-AU (AS4777-2 2020) | 30.4 |  |  | PowerPlus Energy Pty Ltd | LiFe4838P | 8 | Selectronic Australia Pty Ltd | SPMC481-AU (AS4777-2 2020) | PowerPlus Energy | 2027-02-25
2024-10-09 | HBS14804 | PowerPlus Energy Pty Ltd LiFe4838P (x9) w/ Selectronic Australia Pty Ltd SPMC481-AU (AS4777-2 2020) | 34.2 |  |  | PowerPlus Energy Pty Ltd | LiFe4838P | 9 | Selectronic Australia Pty Ltd | SPMC481-AU (AS4777-2 2020) | PowerPlus Energy | 2027-02-25
2024-10-09 | HBS14805 | PowerPlus Energy Pty Ltd LiFe4838P (x10) w/ Selectronic Australia Pty Ltd SPMC481-AU (AS4777-2 2020) | 38 |  |  | PowerPlus Energy Pty Ltd | LiFe4838P | 10 | Selectronic Australia Pty Ltd | SPMC481-AU (AS4777-2 2020) | PowerPlus Energy | 2027-02-25
2024-10-09 | HBS14806 | PowerPlus Energy Pty Ltd LiFe4838P (x11) w/ Selectronic Australia Pty Ltd SPMC481-AU (AS4777-2 2020) | 41.8 |  |  | PowerPlus Energy Pty Ltd | LiFe4838P | 11 | Selectronic Australia Pty Ltd | SPMC481-AU (AS4777-2 2020) | PowerPlus Energy | 2027-02-25
2024-10-09 | HBS14807 | PowerPlus Energy Pty Ltd LiFe4838P (x12) w/ Selectronic Australia Pty Ltd SPMC481-AU (AS4777-2 2020) | 45.6 |  |  | PowerPlus Energy Pty Ltd | LiFe4838P | 12 | Selectronic Australia Pty Ltd | SPMC481-AU (AS4777-2 2020) | PowerPlus Energy | 2027-02-25
2024-10-09 | HBS14808 | PowerPlus Energy Pty Ltd LiFe4838P (x13) w/ Selectronic Australia Pty Ltd SPMC481-AU (AS4777-2 2020) | 49.4 |  |  | PowerPlus Energy Pty Ltd | LiFe4838P | 13 | Selectronic Australia Pty Ltd | SPMC481-AU (AS4777-2 2020) | PowerPlus Energy | 2027-02-25
2024-10-09 | HBS14809 | PowerPlus Energy Pty Ltd LiFe4838P (x14) w/ Selectronic Australia Pty Ltd SPMC481-AU (AS4777-2 2020) | 53.2 |  |  | PowerPlus Energy Pty Ltd | LiFe4838P | 14 | Selectronic Australia Pty Ltd | SPMC481-AU (AS4777-2 2020) | PowerPlus Energy | 2027-02-25
2024-10-09 | HBS14810 | PowerPlus Energy Pty Ltd LiFe4838P (x15) w/ Selectronic Australia Pty Ltd SPMC481-AU (AS4777-2 2020) | 57 |  |  | PowerPlus Energy Pty Ltd | LiFe4838P | 15 | Selectronic Australia Pty Ltd | SPMC481-AU (AS4777-2 2020) | PowerPlus Energy | 2027-02-25
2024-10-09 | HBS14811 | PowerPlus Energy Pty Ltd LiFe4838P (x16) w/ Selectronic Australia Pty Ltd SPMC481-AU (AS4777-2 2020) | 60.8 |  |  | PowerPlus Energy Pty Ltd | LiFe4838P | 16 | Selectronic Australia Pty Ltd | SPMC481-AU (AS4777-2 2020) | PowerPlus Energy | 2027-02-25
2024-10-09 | HBS14812 | PowerPlus Energy Pty Ltd LiFe4838P (x17) w/ Selectronic Australia Pty Ltd SPMC481-AU (AS4777-2 2020) | 64.6 |  |  | PowerPlus Energy Pty Ltd | LiFe4838P | 17 | Selectronic Australia Pty Ltd | SPMC481-AU (AS4777-2 2020) | PowerPlus Energy | 2027-02-25
2024-10-09 | HBS14813 | PowerPlus Energy Pty Ltd LiFe4838P (x18) w/ Selectronic Australia Pty Ltd SPMC481-AU (AS4777-2 2020) | 68.4 |  |  | PowerPlus Energy Pty Ltd | LiFe4838P | 18 | Selectronic Australia Pty Ltd | SPMC481-AU (AS4777-2 2020) | PowerPlus Energy | 2027-02-25
2024-10-09 | HBS14814 | PowerPlus Energy Pty Ltd LiFe4838P (x19) w/ Selectronic Australia Pty Ltd SPMC481-AU (AS4777-2 2020) | 72.2 |  |  | PowerPlus Energy Pty Ltd | LiFe4838P | 19 | Selectronic Australia Pty Ltd | SPMC481-AU (AS4777-2 2020) | PowerPlus Energy | 2027-02-25
2024-10-09 | HBS14815 | PowerPlus Energy Pty Ltd LiFe4838P (x20) w/ Selectronic Australia Pty Ltd SPMC481-AU (AS4777-2 2020) | 76 |  |  | PowerPlus Energy Pty Ltd | LiFe4838P | 20 | Selectronic Australia Pty Ltd | SPMC481-AU (AS4777-2 2020) | PowerPlus Energy | 2027-02-25
2024-10-09 | HBS14816 | PowerPlus Energy Pty Ltd LiFe4838P (x2) w/ Selectronic Australia Pty Ltd SPMC482-AU (AS4777-2 2020) | 7.6 |  |  | PowerPlus Energy Pty Ltd | LiFe4838P | 2 | Selectronic Australia Pty Ltd | SPMC482-AU (AS4777-2 2020) | PowerPlus Energy | 2027-02-25
2024-10-09 | HBS14817 | PowerPlus Energy Pty Ltd LiFe4838P (x3) w/ Selectronic Australia Pty Ltd SPMC482-AU (AS4777-2 2020) | 11.4 |  |  | PowerPlus Energy Pty Ltd | LiFe4838P | 3 | Selectronic Australia Pty Ltd | SPMC482-AU (AS4777-2 2020) | PowerPlus Energy | 2027-02-25
2024-10-09 | HBS14818 | PowerPlus Energy Pty Ltd LiFe4838P (x4) w/ Selectronic Australia Pty Ltd SPMC482-AU (AS4777-2 2020) | 15.2 |  |  | PowerPlus Energy Pty Ltd | LiFe4838P | 4 | Selectronic Australia Pty Ltd | SPMC482-AU (AS4777-2 2020) | PowerPlus Energy | 2027-02-25
2024-10-09 | HBS14819 | PowerPlus Energy Pty Ltd LiFe4838P (x5) w/ Selectronic Australia Pty Ltd SPMC482-AU (AS4777-2 2020) | 19 |  |  | PowerPlus Energy Pty Ltd | LiFe4838P | 5 | Selectronic Australia Pty Ltd | SPMC482-AU (AS4777-2 2020) | PowerPlus Energy | 2027-02-25
2024-10-09 | HBS14820 | PowerPlus Energy Pty Ltd LiFe4838P (x6) w/ Selectronic Australia Pty Ltd SPMC482-AU (AS4777-2 2020) | 22.8 |  |  | PowerPlus Energy Pty Ltd | LiFe4838P | 6 | Selectronic Australia Pty Ltd | SPMC482-AU (AS4777-2 2020) | PowerPlus Energy | 2027-02-25
2024-10-09 | HBS14821 | PowerPlus Energy Pty Ltd LiFe4838P (x7) w/ Selectronic Australia Pty Ltd SPMC482-AU (AS4777-2 2020) | 26.6 |  |  | PowerPlus Energy Pty Ltd | LiFe4838P | 7 | Selectronic Australia Pty Ltd | SPMC482-AU (AS4777-2 2020) | PowerPlus Energy | 2027-02-25
2024-10-09 | HBS14822 | PowerPlus Energy Pty Ltd LiFe4838P (x8) w/ Selectronic Australia Pty Ltd SPMC482-AU (AS4777-2 2020) | 30.4 |  |  | PowerPlus Energy Pty Ltd | LiFe4838P | 8 | Selectronic Australia Pty Ltd | SPMC482-AU (AS4777-2 2020) | PowerPlus Energy | 2027-02-25
2024-10-09 | HBS14823 | PowerPlus Energy Pty Ltd LiFe4838P (x9) w/ Selectronic Australia Pty Ltd SPMC482-AU (AS4777-2 2020) | 34.2 |  |  | PowerPlus Energy Pty Ltd | LiFe4838P | 9 | Selectronic Australia Pty Ltd | SPMC482-AU (AS4777-2 2020) | PowerPlus Energy | 2027-02-25
2024-10-09 | HBS14824 | PowerPlus Energy Pty Ltd LiFe4838P (x10) w/ Selectronic Australia Pty Ltd SPMC482-AU (AS4777-2 2020) | 38 |  |  | PowerPlus Energy Pty Ltd | LiFe4838P | 10 | Selectronic Australia Pty Ltd | SPMC482-AU (AS4777-2 2020) | PowerPlus Energy | 2027-02-25
2024-10-09 | HBS14825 | PowerPlus Energy Pty Ltd LiFe4838P (x11) w/ Selectronic Australia Pty Ltd SPMC482-AU (AS4777-2 2020) | 41.8 |  |  | PowerPlus Energy Pty Ltd | LiFe4838P | 11 | Selectronic Australia Pty Ltd | SPMC482-AU (AS4777-2 2020) | PowerPlus Energy | 2027-02-25
2024-10-09 | HBS14826 | PowerPlus Energy Pty Ltd LiFe4838P (x12) w/ Selectronic Australia Pty Ltd SPMC482-AU (AS4777-2 2020) | 45.6 |  |  | PowerPlus Energy Pty Ltd | LiFe4838P | 12 | Selectronic Australia Pty Ltd | SPMC482-AU (AS4777-2 2020) | PowerPlus Energy | 2027-02-25
2024-10-09 | HBS14827 | PowerPlus Energy Pty Ltd LiFe4838P (x13) w/ Selectronic Australia Pty Ltd SPMC482-AU (AS4777-2 2020) | 49.4 |  |  | PowerPlus Energy Pty Ltd | LiFe4838P | 13 | Selectronic Australia Pty Ltd | SPMC482-AU (AS4777-2 2020) | PowerPlus Energy | 2027-02-25
2024-10-09 | HBS14828 | PowerPlus Energy Pty Ltd LiFe4838P (x14) w/ Selectronic Australia Pty Ltd SPMC482-AU (AS4777-2 2020) | 53.2 |  |  | PowerPlus Energy Pty Ltd | LiFe4838P | 14 | Selectronic Australia Pty Ltd | SPMC482-AU (AS4777-2 2020) | PowerPlus Energy | 2027-02-25
2024-10-09 | HBS14829 | PowerPlus Energy Pty Ltd LiFe4838P (x15) w/ Selectronic Australia Pty Ltd SPMC482-AU (AS4777-2 2020) | 57 |  |  | PowerPlus Energy Pty Ltd | LiFe4838P | 15 | Selectronic Australia Pty Ltd | SPMC482-AU (AS4777-2 2020) | PowerPlus Energy | 2027-02-25
2024-10-09 | HBS14830 | PowerPlus Energy Pty Ltd LiFe4838P (x16) w/ Selectronic Australia Pty Ltd SPMC482-AU (AS4777-2 2020) | 60.8 |  |  | PowerPlus Energy Pty Ltd | LiFe4838P | 16 | Selectronic Australia Pty Ltd | SPMC482-AU (AS4777-2 2020) | PowerPlus Energy | 2027-02-25
2024-10-09 | HBS14831 | PowerPlus Energy Pty Ltd LiFe4838P (x17) w/ Selectronic Australia Pty Ltd SPMC482-AU (AS4777-2 2020) | 64.6 |  |  | PowerPlus Energy Pty Ltd | LiFe4838P | 17 | Selectronic Australia Pty Ltd | SPMC482-AU (AS4777-2 2020) | PowerPlus Energy | 2027-02-25
2024-10-09 | HBS14832 | PowerPlus Energy Pty Ltd LiFe4838P (x18) w/ Selectronic Australia Pty Ltd SPMC482-AU (AS4777-2 2020) | 68.4 |  |  | PowerPlus Energy Pty Ltd | LiFe4838P | 18 | Selectronic Australia Pty Ltd | SPMC482-AU (AS4777-2 2020) | PowerPlus Energy | 2027-02-25
2024-10-09 | HBS14833 | PowerPlus Energy Pty Ltd LiFe4838P (x19) w/ Selectronic Australia Pty Ltd SPMC482-AU (AS4777-2 2020) | 72.2 |  |  | PowerPlus Energy Pty Ltd | LiFe4838P | 19 | Selectronic Australia Pty Ltd | SPMC482-AU (AS4777-2 2020) | PowerPlus Energy | 2027-02-25
2024-10-09 | HBS14834 | PowerPlus Energy Pty Ltd LiFe4838P (x20) w/ Selectronic Australia Pty Ltd SPMC482-AU (AS4777-2 2020) | 76 |  |  | PowerPlus Energy Pty Ltd | LiFe4838P | 20 | Selectronic Australia Pty Ltd | SPMC482-AU (AS4777-2 2020) | PowerPlus Energy | 2027-02-25
2024-10-17 | HBS14835 | AESON Power APS5000 (x2) w/ Noark Electrics (Shanghai) Co., Ltd. Ex9N-DH-5KS-AU | 10.24 |  |  | AESON Power | APS5000 | 6 | Noark Electrics (Shanghai) Co., Ltd. | Ex9N-DH-5KS-AU (AS4777-2 2020) | AESON Power | 2026-11-08
2024-10-17 | HBS14836 | AESON Power APS5000 (x3) w/ Noark Electrics (Shanghai) Co., Ltd. Ex9N-DH-5KS-AU | 15.36 |  |  | AESON Power | APS5000 | 6 | Noark Electrics (Shanghai) Co., Ltd. | Ex9N-DH-5KS-AU (AS4777-2 2020) | AESON Power | 2026-11-08
2024-10-17 | HBS14837 | AESON Power APS5000 (x4) w/ Noark Electrics (Shanghai) Co., Ltd. Ex9N-DH-5KS-AU | 20.48 |  |  | AESON Power | APS5000 | 6 | Noark Electrics (Shanghai) Co., Ltd. | Ex9N-DH-5KS-AU (AS4777-2 2020) | AESON Power | 2026-11-08
2024-10-17 | HBS14838 | AESON Power APS5000 (x5) w/ Noark Electrics (Shanghai) Co., Ltd. Ex9N-DH-5KS-AU | 25.6 |  |  | AESON Power | APS5000 | 6 | Noark Electrics (Shanghai) Co., Ltd. | Ex9N-DH-5KS-AU (AS4777-2 2020) | AESON Power | 2026-11-08
2024-10-17 | HBS14839 | AESON Power APS5000 (x6) w/ Noark Electrics (Shanghai) Co., Ltd. Ex9N-DH-5KS-AU | 30.72 |  |  | AESON Power | APS5000 | 6 | Noark Electrics (Shanghai) Co., Ltd. | Ex9N-DH-5KS-AU (AS4777-2 2020) | AESON Power | 2026-11-08
2024-10-17 | HBS14840 | AESON Power APS5000 (x7) w/ Noark Electrics (Shanghai) Co., Ltd. Ex9N-DH-5KS-AU | 35.84 |  |  | AESON Power | APS5000 | 6 | Noark Electrics (Shanghai) Co., Ltd. | Ex9N-DH-5KS-AU (AS4777-2 2020) | AESON Power | 2026-11-08
2024-10-17 | HBS14841 | AESON Power APS5000 (x8) w/ Noark Electrics (Shanghai) Co., Ltd. Ex9N-DH-5KS-AU | 40.96 |  |  | AESON Power | APS5000 | 6 | Noark Electrics (Shanghai) Co., Ltd. | Ex9N-DH-5KS-AU (AS4777-2 2020) | AESON Power | 2026-11-08
2024-10-17 | HBS14842 | AESON Power APS5000 (x9) w/ Noark Electrics (Shanghai) Co., Ltd. Ex9N-DH-5KS-AU | 46.08 |  |  | AESON Power | APS5000 | 6 | Noark Electrics (Shanghai) Co., Ltd. | Ex9N-DH-5KS-AU (AS4777-2 2020) | AESON Power | 2026-11-08
2024-10-17 | HBS14843 | AESON Power APS5000 (x10) w/ Noark Electrics (Shanghai) Co., Ltd. Ex9N-DH-5KS-AU | 51.2 |  |  | AESON Power | APS5000 | 6 | Noark Electrics (Shanghai) Co., Ltd. | Ex9N-DH-5KS-AU (AS4777-2 2020) | AESON Power | 2026-11-08
2024-10-17 | HBS14844 | AESON Power APS5000 (x11) w/ Noark Electrics (Shanghai) Co., Ltd. Ex9N-DH-5KS-AU | 56.32 |  |  | AESON Power | APS5000 | 6 | Noark Electrics (Shanghai) Co., Ltd. | Ex9N-DH-5KS-AU (AS4777-2 2020) | AESON Power | 2026-11-08
2024-10-17 | HBS14845 | AESON Power APS5000 (x12) w/ Noark Electrics (Shanghai) Co., Ltd. Ex9N-DH-5KS-AU | 61.44 |  |  | AESON Power | APS5000 | 6 | Noark Electrics (Shanghai) Co., Ltd. | Ex9N-DH-5KS-AU (AS4777-2 2020) | AESON Power | 2026-11-08
2024-10-17 | HBS14846 | AESON Power APS5000 (x13) w/ Noark Electrics (Shanghai) Co., Ltd. Ex9N-DH-5KS-AU | 66.56 |  |  | AESON Power | APS5000 | 6 | Noark Electrics (Shanghai) Co., Ltd. | Ex9N-DH-5KS-AU (AS4777-2 2020) | AESON Power | 2026-11-08
2024-10-17 | HBS14847 | AESON Power APS5000 (x14) w/ Noark Electrics (Shanghai) Co., Ltd. Ex9N-DH-5KS-AU | 71.68 |  |  | AESON Power | APS5000 | 6 | Noark Electrics (Shanghai) Co., Ltd. | Ex9N-DH-5KS-AU (AS4777-2 2020) | AESON Power | 2026-11-08
2024-10-17 | HBS14848 | AESON Power APS5000 (x15) w/ Noark Electrics (Shanghai) Co., Ltd. Ex9N-DH-5KS-AU | 76.8 |  |  | AESON Power | APS5000 | 6 | Noark Electrics (Shanghai) Co., Ltd. | Ex9N-DH-5KS-AU (AS4777-2 2020) | AESON Power | 2026-11-08
2024-10-17 | HBS14849 | AESON Power APS5000 (x16) w/ Noark Electrics (Shanghai) Co., Ltd. Ex9N-DH-5KS-AU | 81.92 |  |  | AESON Power | APS5000 | 6 | Noark Electrics (Shanghai) Co., Ltd. | Ex9N-DH-5KS-AU (AS4777-2 2020) | AESON Power | 2026-11-08
2024-10-17 | HBS14850 | AESON Power APS5000 (x2) w/ Noark Electrics (Shanghai) Co., Ltd. Ex9N-DH-6KS-AU | 10.24 |  |  | AESON Power | APS5000 | 6 | Noark Electrics (Shanghai) Co., Ltd. | Ex9N-DH-6KS-AU (AS4777-2 2020) | AESON Power | 2026-11-08
2024-10-17 | HBS14851 | AESON Power APS5000 (x3) w/ Noark Electrics (Shanghai) Co., Ltd. Ex9N-DH-6KS-AU | 15.36 |  |  | AESON Power | APS5000 | 6 | Noark Electrics (Shanghai) Co., Ltd. | Ex9N-DH-6KS-AU (AS4777-2 2020) | AESON Power | 2026-11-08
2024-10-17 | HBS14852 | AESON Power APS5000 (x4) w/ Noark Electrics (Shanghai) Co., Ltd. Ex9N-DH-6KS-AU | 20.48 |  |  | AESON Power | APS5000 | 6 | Noark Electrics (Shanghai) Co., Ltd. | Ex9N-DH-6KS-AU (AS4777-2 2020) | AESON Power | 2026-11-08
2024-10-17 | HBS14853 | AESON Power APS5000 (x5) w/ Noark Electrics (Shanghai) Co., Ltd. Ex9N-DH-6KS-AU | 25.6 |  |  | AESON Power | APS5000 | 6 | Noark Electrics (Shanghai) Co., Ltd. | Ex9N-DH-6KS-AU (AS4777-2 2020) | AESON Power | 2026-11-08
2024-10-17 | HBS14854 | AESON Power APS5000 (x6) w/ Noark Electrics (Shanghai) Co., Ltd. Ex9N-DH-6KS-AU | 30.72 |  |  | AESON Power | APS5000 | 6 | Noark Electrics (Shanghai) Co., Ltd. | Ex9N-DH-6KS-AU (AS4777-2 2020) | AESON Power | 2026-11-08
2024-10-17 | HBS14855 | AESON Power APS5000 (x7) w/ Noark Electrics (Shanghai) Co., Ltd. Ex9N-DH-6KS-AU | 35.84 |  |  | AESON Power | APS5000 | 6 | Noark Electrics (Shanghai) Co., Ltd. | Ex9N-DH-6KS-AU (AS4777-2 2020) | AESON Power | 2026-11-08
2024-10-17 | HBS14856 | AESON Power APS5000 (x8) w/ Noark Electrics (Shanghai) Co., Ltd. Ex9N-DH-6KS-AU | 40.96 |  |  | AESON Power | APS5000 | 6 | Noark Electrics (Shanghai) Co., Ltd. | Ex9N-DH-6KS-AU (AS4777-2 2020) | AESON Power | 2026-11-08
2024-10-17 | HBS14857 | AESON Power APS5000 (x9) w/ Noark Electrics (Shanghai) Co., Ltd. Ex9N-DH-6KS-AU | 46.08 |  |  | AESON Power | APS5000 | 6 | Noark Electrics (Shanghai) Co., Ltd. | Ex9N-DH-6KS-AU (AS4777-2 2020) | AESON Power | 2026-11-08
2024-10-17 | HBS14858 | AESON Power APS5000 (x10) w/ Noark Electrics (Shanghai) Co., Ltd. Ex9N-DH-6KS-AU | 51.2 |  |  | AESON Power | APS5000 | 6 | Noark Electrics (Shanghai) Co., Ltd. | Ex9N-DH-6KS-AU (AS4777-2 2020) | AESON Power | 2026-11-08
2024-10-17 | HBS14859 | AESON Power APS5000 (x11) w/ Noark Electrics (Shanghai) Co., Ltd. Ex9N-DH-6KS-AU | 56.32 |  |  | AESON Power | APS5000 | 6 | Noark Electrics (Shanghai) Co., Ltd. | Ex9N-DH-6KS-AU (AS4777-2 2020) | AESON Power | 2026-11-08
2024-10-17 | HBS14860 | AESON Power APS5000 (x12) w/ Noark Electrics (Shanghai) Co., Ltd. Ex9N-DH-6KS-AU | 61.44 |  |  | AESON Power | APS5000 | 6 | Noark Electrics (Shanghai) Co., Ltd. | Ex9N-DH-6KS-AU (AS4777-2 2020) | AESON Power | 2026-11-08
2024-10-17 | HBS14861 | AESON Power APS5000 (x13) w/ Noark Electrics (Shanghai) Co., Ltd. Ex9N-DH-6KS-AU | 66.56 |  |  | AESON Power | APS5000 | 6 | Noark Electrics (Shanghai) Co., Ltd. | Ex9N-DH-6KS-AU (AS4777-2 2020) | AESON Power | 2026-11-08
2024-10-17 | HBS14862 | AESON Power APS5000 (x14) w/ Noark Electrics (Shanghai) Co., Ltd. Ex9N-DH-6KS-AU | 71.68 |  |  | AESON Power | APS5000 | 6 | Noark Electrics (Shanghai) Co., Ltd. | Ex9N-DH-6KS-AU (AS4777-2 2020) | AESON Power | 2026-11-08
2024-10-17 | HBS14863 | AESON Power APS5000 (x15) w/ Noark Electrics (Shanghai) Co., Ltd. Ex9N-DH-6KS-AU | 76.8 |  |  | AESON Power | APS5000 | 6 | Noark Electrics (Shanghai) Co., Ltd. | Ex9N-DH-6KS-AU (AS4777-2 2020) | AESON Power | 2026-11-08
2024-10-17 | HBS14864 | AESON Power APS5000 (x16) w/ Noark Electrics (Shanghai) Co., Ltd. Ex9N-DH-6KS-AU | 81.92 |  |  | AESON Power | APS5000 | 6 | Noark Electrics (Shanghai) Co., Ltd. | Ex9N-DH-6KS-AU (AS4777-2 2020) | AESON Power | 2026-11-08
2024-10-17 | HBS14865 | AESON Power APS5000 (x2) w/ Noark Electrics (Shanghai) Co., Ltd. Ex9N-DH-7.6KS-A | 10.24 |  |  | AESON Power | APS5000 | 6 | Noark Electrics (Shanghai) Co., Ltd. | Ex9N-DH-7.6KS-AU (AS4777-2 2020) | AESON Power | 2027-01-16
2024-10-17 | HBS14866 | AESON Power APS5000 (x3) w/ Noark Electrics (Shanghai) Co., Ltd. Ex9N-DH-7.6KS-A | 15.36 |  |  | AESON Power | APS5000 | 6 | Noark Electrics (Shanghai) Co., Ltd. | Ex9N-DH-7.6KS-AU (AS4777-2 2020) | AESON Power | 2027-01-16
2024-10-17 | HBS14867 | AESON Power APS5000 (x4) w/ Noark Electrics (Shanghai) Co., Ltd. Ex9N-DH-7.6KS-A | 20.48 |  |  | AESON Power | APS5000 | 6 | Noark Electrics (Shanghai) Co., Ltd. | Ex9N-DH-7.6KS-AU (AS4777-2 2020) | AESON Power | 2027-01-16
2024-10-17 | HBS14868 | AESON Power APS5000 (x5) w/ Noark Electrics (Shanghai) Co., Ltd. Ex9N-DH-7.6KS-A | 25.6 |  |  | AESON Power | APS5000 | 6 | Noark Electrics (Shanghai) Co., Ltd. | Ex9N-DH-7.6KS-AU (AS4777-2 2020) | AESON Power | 2027-01-16
2024-10-17 | HBS14869 | AESON Power APS5000 (x6) w/ Noark Electrics (Shanghai) Co., Ltd. Ex9N-DH-7.6KS-A | 30.72 |  |  | AESON Power | APS5000 | 6 | Noark Electrics (Shanghai) Co., Ltd. | Ex9N-DH-7.6KS-AU (AS4777-2 2020) | AESON Power | 2027-01-16
2024-10-17 | HBS14870 | AESON Power APS5000 (x7) w/ Noark Electrics (Shanghai) Co., Ltd. Ex9N-DH-7.6KS-A | 35.84 |  |  | AESON Power | APS5000 | 6 | Noark Electrics (Shanghai) Co., Ltd. | Ex9N-DH-7.6KS-AU (AS4777-2 2020) | AESON Power | 2027-01-16
2024-10-17 | HBS14871 | AESON Power APS5000 (x8) w/ Noark Electrics (Shanghai) Co., Ltd. Ex9N-DH-7.6KS-A | 40.96 |  |  | AESON Power | APS5000 | 6 | Noark Electrics (Shanghai) Co., Ltd. | Ex9N-DH-7.6KS-AU (AS4777-2 2020) | AESON Power | 2027-01-16
2024-10-17 | HBS14872 | AESON Power APS5000 (x9) w/ Noark Electrics (Shanghai) Co., Ltd. Ex9N-DH-7.6KS-A | 46.08 |  |  | AESON Power | APS5000 | 6 | Noark Electrics (Shanghai) Co., Ltd. | Ex9N-DH-7.6KS-AU (AS4777-2 2020) | AESON Power | 2027-01-16
2024-10-17 | HBS14873 | AESON Power APS5000 (x10) w/ Noark Electrics (Shanghai) Co., Ltd. Ex9N-DH-7.6KS- | 51.2 |  |  | AESON Power | APS5000 | 6 | Noark Electrics (Shanghai) Co., Ltd. | Ex9N-DH-7.6KS-AU (AS4777-2 2020) | AESON Power | 2027-01-16
2024-10-17 | HBS14874 | AESON Power APS5000 (x11) w/ Noark Electrics (Shanghai) Co., Ltd. Ex9N-DH-7.6KS- | 56.32 |  |  | AESON Power | APS5000 | 6 | Noark Electrics (Shanghai) Co., Ltd. | Ex9N-DH-7.6KS-AU (AS4777-2 2020) | AESON Power | 2027-01-16
2024-10-17 | HBS14875 | AESON Power APS5000 (x12) w/ Noark Electrics (Shanghai) Co., Ltd. Ex9N-DH-7.6KS- | 61.44 |  |  | AESON Power | APS5000 | 6 | Noark Electrics (Shanghai) Co., Ltd. | Ex9N-DH-7.6KS-AU (AS4777-2 2020) | AESON Power | 2027-01-16
2024-10-17 | HBS14876 | AESON Power APS5000 (x13) w/ Noark Electrics (Shanghai) Co., Ltd. Ex9N-DH-7.6KS- | 66.56 |  |  | AESON Power | APS5000 | 6 | Noark Electrics (Shanghai) Co., Ltd. | Ex9N-DH-7.6KS-AU (AS4777-2 2020) | AESON Power | 2027-01-16
2024-10-17 | HBS14877 | AESON Power APS5000 (x14) w/ Noark Electrics (Shanghai) Co., Ltd. Ex9N-DH-7.6KS- | 71.68 |  |  | AESON Power | APS5000 | 6 | Noark Electrics (Shanghai) Co., Ltd. | Ex9N-DH-7.6KS-AU (AS4777-2 2020) | AESON Power | 2027-01-16
2024-10-17 | HBS14878 | AESON Power APS5000 (x15) w/ Noark Electrics (Shanghai) Co., Ltd. Ex9N-DH-7.6KS- | 76.8 |  |  | AESON Power | APS5000 | 6 | Noark Electrics (Shanghai) Co., Ltd. | Ex9N-DH-7.6KS-AU (AS4777-2 2020) | AESON Power | 2027-01-16
2024-10-17 | HBS14879 | AESON Power APS5000 (x16) w/ Noark Electrics (Shanghai) Co., Ltd. Ex9N-DH-7.6KS- | 81.92 |  |  | AESON Power | APS5000 | 6 | Noark Electrics (Shanghai) Co., Ltd. | Ex9N-DH-7.6KS-AU (AS4777-2 2020) | AESON Power | 2027-01-16
2024-10-17 | HBS14880 | AESON Power APS5000 (x2) w/ Noark Electrics (Shanghai) Co., Ltd. Ex9N-DH-8KS-AU | 10.24 |  |  | AESON Power | APS5000 | 6 | Noark Electrics (Shanghai) Co., Ltd. | Ex9N-DH-8KS-AU (AS4777-2 2020) | AESON Power | 2027-01-16
2024-10-17 | HBS14881 | AESON Power APS5000 (x3) w/ Noark Electrics (Shanghai) Co., Ltd. Ex9N-DH-8KS-AU | 15.36 |  |  | AESON Power | APS5000 | 6 | Noark Electrics (Shanghai) Co., Ltd. | Ex9N-DH-8KS-AU (AS4777-2 2020) | AESON Power | 2027-01-16
2024-10-17 | HBS14882 | AESON Power APS5000 (x4) w/ Noark Electrics (Shanghai) Co., Ltd. Ex9N-DH-8KS-AU | 20.48 |  |  | AESON Power | APS5000 | 6 | Noark Electrics (Shanghai) Co., Ltd. | Ex9N-DH-8KS-AU (AS4777-2 2020) | AESON Power | 2027-01-16
2024-10-17 | HBS14883 | AESON Power APS5000 (x5) w/ Noark Electrics (Shanghai) Co., Ltd. Ex9N-DH-8KS-AU | 25.6 |  |  | AESON Power | APS5000 | 6 | Noark Electrics (Shanghai) Co., Ltd. | Ex9N-DH-8KS-AU (AS4777-2 2020) | AESON Power | 2027-01-16
2024-10-17 | HBS14884 | AESON Power APS5000 (x6) w/ Noark Electrics (Shanghai) Co., Ltd. Ex9N-DH-8KS-AU | 30.72 |  |  | AESON Power | APS5000 | 6 | Noark Electrics (Shanghai) Co., Ltd. | Ex9N-DH-8KS-AU (AS4777-2 2020) | AESON Power | 2027-01-16
2024-10-17 | HBS14885 | AESON Power APS5000 (x7) w/ Noark Electrics (Shanghai) Co., Ltd. Ex9N-DH-8KS-AU | 35.84 |  |  | AESON Power | APS5000 | 6 | Noark Electrics (Shanghai) Co., Ltd. | Ex9N-DH-8KS-AU (AS4777-2 2020) | AESON Power | 2027-01-16
2024-10-17 | HBS14886 | AESON Power APS5000 (x8) w/ Noark Electrics (Shanghai) Co., Ltd. Ex9N-DH-8KS-AU | 40.96 |  |  | AESON Power | APS5000 | 6 | Noark Electrics (Shanghai) Co., Ltd. | Ex9N-DH-8KS-AU (AS4777-2 2020) | AESON Power | 2027-01-16
2024-10-17 | HBS14887 | AESON Power APS5000 (x9) w/ Noark Electrics (Shanghai) Co., Ltd. Ex9N-DH-8KS-AU | 46.08 |  |  | AESON Power | APS5000 | 6 | Noark Electrics (Shanghai) Co., Ltd. | Ex9N-DH-8KS-AU (AS4777-2 2020) | AESON Power | 2027-01-16
2024-10-17 | HBS14888 | AESON Power APS5000 (x10) w/ Noark Electrics (Shanghai) Co., Ltd. Ex9N-DH-8KS-AU | 51.2 |  |  | AESON Power | APS5000 | 6 | Noark Electrics (Shanghai) Co., Ltd. | Ex9N-DH-8KS-AU (AS4777-2 2020) | AESON Power | 2027-01-16
2024-10-17 | HBS14889 | AESON Power APS5000 (x11) w/ Noark Electrics (Shanghai) Co., Ltd. Ex9N-DH-8KS-AU | 56.32 |  |  | AESON Power | APS5000 | 6 | Noark Electrics (Shanghai) Co., Ltd. | Ex9N-DH-8KS-AU (AS4777-2 2020) | AESON Power | 2027-01-16
2024-10-17 | HBS14890 | AESON Power APS5000 (x12) w/ Noark Electrics (Shanghai) Co., Ltd. Ex9N-DH-8KS-AU | 61.44 |  |  | AESON Power | APS5000 | 6 | Noark Electrics (Shanghai) Co., Ltd. | Ex9N-DH-8KS-AU (AS4777-2 2020) | AESON Power | 2027-01-16
2024-10-17 | HBS14891 | AESON Power APS5000 (x13) w/ Noark Electrics (Shanghai) Co., Ltd. Ex9N-DH-8KS-AU | 66.56 |  |  | AESON Power | APS5000 | 6 | Noark Electrics (Shanghai) Co., Ltd. | Ex9N-DH-8KS-AU (AS4777-2 2020) | AESON Power | 2027-01-16
2024-10-17 | HBS14892 | AESON Power APS5000 (x14) w/ Noark Electrics (Shanghai) Co., Ltd. Ex9N-DH-8KS-AU | 71.68 |  |  | AESON Power | APS5000 | 6 | Noark Electrics (Shanghai) Co., Ltd. | Ex9N-DH-8KS-AU (AS4777-2 2020) | AESON Power | 2027-01-16
2024-10-17 | HBS14893 | AESON Power APS5000 (x15) w/ Noark Electrics (Shanghai) Co., Ltd. Ex9N-DH-8KS-AU | 76.8 |  |  | AESON Power | APS5000 | 6 | Noark Electrics (Shanghai) Co., Ltd. | Ex9N-DH-8KS-AU (AS4777-2 2020) | AESON Power | 2027-01-16
2024-10-17 | HBS14894 | AESON Power APS5000 (x16) w/ Noark Electrics (Shanghai) Co., Ltd. Ex9N-DH-8KS-AU | 81.92 |  |  | AESON Power | APS5000 | 6 | Noark Electrics (Shanghai) Co., Ltd. | Ex9N-DH-8KS-AU (AS4777-2 2020) | AESON Power | 2027-01-16
2024-10-17 | HBS14895 | AESON Power APS5000 (x2) w/ Noark Electrics (Shanghai) Co., Ltd. Ex9N-DH-5KT-AU | 10.24 |  |  | AESON Power | APS5000 | 6 | Noark Electrics (Shanghai) Co., Ltd. | Ex9N-DH-5KT-AU (AS4777-2 2020) | AESON Power | 2027-01-16
2024-10-17 | HBS14896 | AESON Power APS5000 (x3) w/ Noark Electrics (Shanghai) Co., Ltd. Ex9N-DH-5KT-AU | 15.36 |  |  | AESON Power | APS5000 | 6 | Noark Electrics (Shanghai) Co., Ltd. | Ex9N-DH-5KT-AU (AS4777-2 2020) | AESON Power | 2027-01-16
2024-10-17 | HBS14897 | AESON Power APS5000 (x4) w/ Noark Electrics (Shanghai) Co., Ltd. Ex9N-DH-5KT-AU | 20.48 |  |  | AESON Power | APS5000 | 6 | Noark Electrics (Shanghai) Co., Ltd. | Ex9N-DH-5KT-AU (AS4777-2 2020) | AESON Power | 2027-01-16
2024-10-17 | HBS14898 | AESON Power APS5000 (x5) w/ Noark Electrics (Shanghai) Co., Ltd. Ex9N-DH-5KT-AU | 25.6 |  |  | AESON Power | APS5000 | 6 | Noark Electrics (Shanghai) Co., Ltd. | Ex9N-DH-5KT-AU (AS4777-2 2020) | AESON Power | 2027-01-16
2024-10-17 | HBS14899 | AESON Power APS5000 (x6) w/ Noark Electrics (Shanghai) Co., Ltd. Ex9N-DH-5KT-AU | 30.72 |  |  | AESON Power | APS5000 | 6 | Noark Electrics (Shanghai) Co., Ltd. | Ex9N-DH-5KT-AU (AS4777-2 2020) | AESON Power | 2027-01-16
2024-10-17 | HBS14900 | AESON Power APS5000 (x7) w/ Noark Electrics (Shanghai) Co., Ltd. Ex9N-DH-5KT-AU | 35.84 |  |  | AESON Power | APS5000 | 6 | Noark Electrics (Shanghai) Co., Ltd. | Ex9N-DH-5KT-AU (AS4777-2 2020) | AESON Power | 2027-01-16
2024-10-17 | HBS14901 | AESON Power APS5000 (x8) w/ Noark Electrics (Shanghai) Co., Ltd. Ex9N-DH-5KT-AU | 40.96 |  |  | AESON Power | APS5000 | 6 | Noark Electrics (Shanghai) Co., Ltd. | Ex9N-DH-5KT-AU (AS4777-2 2020) | AESON Power | 2027-01-16
2024-10-17 | HBS14902 | AESON Power APS5000 (x9) w/ Noark Electrics (Shanghai) Co., Ltd. Ex9N-DH-5KT-AU | 46.08 |  |  | AESON Power | APS5000 | 6 | Noark Electrics (Shanghai) Co., Ltd. | Ex9N-DH-5KT-AU (AS4777-2 2020) | AESON Power | 2027-01-16
2024-10-17 | HBS14903 | AESON Power APS5000 (x10) w/ Noark Electrics (Shanghai) Co., Ltd. Ex9N-DH-5KT-AU | 51.2 |  |  | AESON Power | APS5000 | 6 | Noark Electrics (Shanghai) Co., Ltd. | Ex9N-DH-5KT-AU (AS4777-2 2020) | AESON Power | 2027-01-16
2024-10-17 | HBS14904 | AESON Power APS5000 (x11) w/ Noark Electrics (Shanghai) Co., Ltd. Ex9N-DH-5KT-AU | 56.32 |  |  | AESON Power | APS5000 | 6 | Noark Electrics (Shanghai) Co., Ltd. | Ex9N-DH-5KT-AU (AS4777-2 2020) | AESON Power | 2027-01-16
2024-10-17 | HBS14905 | AESON Power APS5000 (x12) w/ Noark Electrics (Shanghai) Co., Ltd. Ex9N-DH-5KT-AU | 61.44 |  |  | AESON Power | APS5000 | 6 | Noark Electrics (Shanghai) Co., Ltd. | Ex9N-DH-5KT-AU (AS4777-2 2020) | AESON Power | 2027-01-16
2024-10-17 | HBS14906 | AESON Power APS5000 (x13) w/ Noark Electrics (Shanghai) Co., Ltd. Ex9N-DH-5KT-AU | 66.56 |  |  | AESON Power | APS5000 | 6 | Noark Electrics (Shanghai) Co., Ltd. | Ex9N-DH-5KT-AU (AS4777-2 2020) | AESON Power | 2027-01-16
2024-10-17 | HBS14907 | AESON Power APS5000 (x14) w/ Noark Electrics (Shanghai) Co., Ltd. Ex9N-DH-5KT-AU | 71.68 |  |  | AESON Power | APS5000 | 6 | Noark Electrics (Shanghai) Co., Ltd. | Ex9N-DH-5KT-AU (AS4777-2 2020) | AESON Power | 2027-01-16
2024-10-17 | HBS14908 | AESON Power APS5000 (x15) w/ Noark Electrics (Shanghai) Co., Ltd. Ex9N-DH-5KT-AU | 76.8 |  |  | AESON Power | APS5000 | 6 | Noark Electrics (Shanghai) Co., Ltd. | Ex9N-DH-5KT-AU (AS4777-2 2020) | AESON Power | 2027-01-16
2024-10-17 | HBS14909 | AESON Power APS5000 (x16) w/ Noark Electrics (Shanghai) Co., Ltd. Ex9N-DH-5KT-AU | 81.92 |  |  | AESON Power | APS5000 | 6 | Noark Electrics (Shanghai) Co., Ltd. | Ex9N-DH-5KT-AU (AS4777-2 2020) | AESON Power | 2027-01-16
2024-10-17 | HBS14910 | AESON Power APS5000 (x2) w/ Noark Electrics (Shanghai) Co., Ltd. Ex9N-DH-6KT-AU | 10.24 |  |  | AESON Power | APS5000 | 6 | Noark Electrics (Shanghai) Co., Ltd. | Ex9N-DH-6KT-AU (AS4777-2 2020) | AESON Power | 2027-01-16
2024-10-17 | HBS14911 | AESON Power APS5000 (x3) w/ Noark Electrics (Shanghai) Co., Ltd. Ex9N-DH-6KT-AU | 15.36 |  |  | AESON Power | APS5000 | 6 | Noark Electrics (Shanghai) Co., Ltd. | Ex9N-DH-6KT-AU (AS4777-2 2020) | AESON Power | 2027-01-16
2024-10-17 | HBS14912 | AESON Power APS5000 (x4) w/ Noark Electrics (Shanghai) Co., Ltd. Ex9N-DH-6KT-AU | 20.48 |  |  | AESON Power | APS5000 | 6 | Noark Electrics (Shanghai) Co., Ltd. | Ex9N-DH-6KT-AU (AS4777-2 2020) | AESON Power | 2027-01-16
2024-10-17 | HBS14913 | AESON Power APS5000 (x5) w/ Noark Electrics (Shanghai) Co., Ltd. Ex9N-DH-6KT-AU | 25.6 |  |  | AESON Power | APS5000 | 6 | Noark Electrics (Shanghai) Co., Ltd. | Ex9N-DH-6KT-AU (AS4777-2 2020) | AESON Power | 2027-01-16
2024-10-17 | HBS14914 | AESON Power APS5000 (x6) w/ Noark Electrics (Shanghai) Co., Ltd. Ex9N-DH-6KT-AU | 30.72 |  |  | AESON Power | APS5000 | 6 | Noark Electrics (Shanghai) Co., Ltd. | Ex9N-DH-6KT-AU (AS4777-2 2020) | AESON Power | 2027-01-16
2024-10-17 | HBS14915 | AESON Power APS5000 (x7) w/ Noark Electrics (Shanghai) Co., Ltd. Ex9N-DH-6KT-AU | 35.84 |  |  | AESON Power | APS5000 | 6 | Noark Electrics (Shanghai) Co., Ltd. | Ex9N-DH-6KT-AU (AS4777-2 2020) | AESON Power | 2027-01-16
2024-10-17 | HBS14916 | AESON Power APS5000 (x8) w/ Noark Electrics (Shanghai) Co., Ltd. Ex9N-DH-6KT-AU | 40.96 |  |  | AESON Power | APS5000 | 6 | Noark Electrics (Shanghai) Co., Ltd. | Ex9N-DH-6KT-AU (AS4777-2 2020) | AESON Power | 2027-01-16
2024-10-17 | HBS14917 | AESON Power APS5000 (x9) w/ Noark Electrics (Shanghai) Co., Ltd. Ex9N-DH-6KT-AU | 46.08 |  |  | AESON Power | APS5000 | 6 | Noark Electrics (Shanghai) Co., Ltd. | Ex9N-DH-6KT-AU (AS4777-2 2020) | AESON Power | 2027-01-16
2024-10-17 | HBS14918 | AESON Power APS5000 (x10) w/ Noark Electrics (Shanghai) Co., Ltd. Ex9N-DH-6KT-AU | 51.2 |  |  | AESON Power | APS5000 | 6 | Noark Electrics (Shanghai) Co., Ltd. | Ex9N-DH-6KT-AU (AS4777-2 2020) | AESON Power | 2027-01-16
2024-10-17 | HBS14919 | AESON Power APS5000 (x11) w/ Noark Electrics (Shanghai) Co., Ltd. Ex9N-DH-6KT-AU | 56.32 |  |  | AESON Power | APS5000 | 6 | Noark Electrics (Shanghai) Co., Ltd. | Ex9N-DH-6KT-AU (AS4777-2 2020) | AESON Power | 2027-01-16
2024-10-17 | HBS14920 | AESON Power APS5000 (x12) w/ Noark Electrics (Shanghai) Co., Ltd. Ex9N-DH-6KT-AU | 61.44 |  |  | AESON Power | APS5000 | 6 | Noark Electrics (Shanghai) Co., Ltd. | Ex9N-DH-6KT-AU (AS4777-2 2020) | AESON Power | 2027-01-16
2024-10-17 | HBS14921 | AESON Power APS5000 (x13) w/ Noark Electrics (Shanghai) Co., Ltd. Ex9N-DH-6KT-AU | 66.56 |  |  | AESON Power | APS5000 | 6 | Noark Electrics (Shanghai) Co., Ltd. | Ex9N-DH-6KT-AU (AS4777-2 2020) | AESON Power | 2027-01-16
2024-10-17 | HBS14922 | AESON Power APS5000 (x14) w/ Noark Electrics (Shanghai) Co., Ltd. Ex9N-DH-6KT-AU | 71.68 |  |  | AESON Power | APS5000 | 6 | Noark Electrics (Shanghai) Co., Ltd. | Ex9N-DH-6KT-AU (AS4777-2 2020) | AESON Power | 2027-01-16
2024-10-17 | HBS14923 | AESON Power APS5000 (x15) w/ Noark Electrics (Shanghai) Co., Ltd. Ex9N-DH-6KT-AU | 76.8 |  |  | AESON Power | APS5000 | 6 | Noark Electrics (Shanghai) Co., Ltd. | Ex9N-DH-6KT-AU (AS4777-2 2020) | AESON Power | 2027-01-16
2024-10-17 | HBS14924 | AESON Power APS5000 (x16) w/ Noark Electrics (Shanghai) Co., Ltd. Ex9N-DH-6KT-AU | 81.92 |  |  | AESON Power | APS5000 | 6 | Noark Electrics (Shanghai) Co., Ltd. | Ex9N-DH-6KT-AU (AS4777-2 2020) | AESON Power | 2027-01-16
2024-10-17 | HBS14925 | AESON Power APS5000 (x2) w/ Noark Electrics (Shanghai) Co., Ltd. Ex9N-DH-8KT-AU | 10.24 |  |  | AESON Power | APS5000 | 6 | Noark Electrics (Shanghai) Co., Ltd. | Ex9N-DH-8KT-AU (AS4777-2 2020) | AESON Power | 2027-01-16
2024-10-17 | HBS14926 | AESON Power APS5000 (x3) w/ Noark Electrics (Shanghai) Co., Ltd. Ex9N-DH-8KT-AU | 15.36 |  |  | AESON Power | APS5000 | 6 | Noark Electrics (Shanghai) Co., Ltd. | Ex9N-DH-8KT-AU (AS4777-2 2020) | AESON Power | 2027-01-16
2024-10-17 | HBS14927 | AESON Power APS5000 (x4) w/ Noark Electrics (Shanghai) Co., Ltd. Ex9N-DH-8KT-AU | 20.48 |  |  | AESON Power | APS5000 | 6 | Noark Electrics (Shanghai) Co., Ltd. | Ex9N-DH-8KT-AU (AS4777-2 2020) | AESON Power | 2027-01-16
2024-10-17 | HBS14928 | AESON Power APS5000 (x5) w/ Noark Electrics (Shanghai) Co., Ltd. Ex9N-DH-8KT-AU | 25.6 |  |  | AESON Power | APS5000 | 6 | Noark Electrics (Shanghai) Co., Ltd. | Ex9N-DH-8KT-AU (AS4777-2 2020) | AESON Power | 2027-01-16
2024-10-17 | HBS14929 | AESON Power APS5000 (x6) w/ Noark Electrics (Shanghai) Co., Ltd. Ex9N-DH-8KT-AU | 30.72 |  |  | AESON Power | APS5000 | 6 | Noark Electrics (Shanghai) Co., Ltd. | Ex9N-DH-8KT-AU (AS4777-2 2020) | AESON Power | 2027-01-16
2024-10-17 | HBS14930 | AESON Power APS5000 (x7) w/ Noark Electrics (Shanghai) Co., Ltd. Ex9N-DH-8KT-AU | 35.84 |  |  | AESON Power | APS5000 | 6 | Noark Electrics (Shanghai) Co., Ltd. | Ex9N-DH-8KT-AU (AS4777-2 2020) | AESON Power | 2027-01-16
2024-10-17 | HBS14931 | AESON Power APS5000 (x8) w/ Noark Electrics (Shanghai) Co., Ltd. Ex9N-DH-8KT-AU | 40.96 |  |  | AESON Power | APS5000 | 6 | Noark Electrics (Shanghai) Co., Ltd. | Ex9N-DH-8KT-AU (AS4777-2 2020) | AESON Power | 2027-01-16
2024-10-17 | HBS14932 | AESON Power APS5000 (x9) w/ Noark Electrics (Shanghai) Co., Ltd. Ex9N-DH-8KT-AU | 46.08 |  |  | AESON Power | APS5000 | 6 | Noark Electrics (Shanghai) Co., Ltd. | Ex9N-DH-8KT-AU (AS4777-2 2020) | AESON Power | 2027-01-16
2024-10-17 | HBS14933 | AESON Power APS5000 (x10) w/ Noark Electrics (Shanghai) Co., Ltd. Ex9N-DH-8KT-AU | 51.2 |  |  | AESON Power | APS5000 | 6 | Noark Electrics (Shanghai) Co., Ltd. | Ex9N-DH-8KT-AU (AS4777-2 2020) | AESON Power | 2027-01-16
2024-10-17 | HBS14934 | AESON Power APS5000 (x11) w/ Noark Electrics (Shanghai) Co., Ltd. Ex9N-DH-8KT-AU | 56.32 |  |  | AESON Power | APS5000 | 6 | Noark Electrics (Shanghai) Co., Ltd. | Ex9N-DH-8KT-AU (AS4777-2 2020) | AESON Power | 2027-01-16
2024-10-17 | HBS14935 | AESON Power APS5000 (x12) w/ Noark Electrics (Shanghai) Co., Ltd. Ex9N-DH-8KT-AU | 61.44 |  |  | AESON Power | APS5000 | 6 | Noark Electrics (Shanghai) Co., Ltd. | Ex9N-DH-8KT-AU (AS4777-2 2020) | AESON Power | 2027-01-16
2024-10-17 | HBS14936 | AESON Power APS5000 (x13) w/ Noark Electrics (Shanghai) Co., Ltd. Ex9N-DH-8KT-AU | 66.56 |  |  | AESON Power | APS5000 | 6 | Noark Electrics (Shanghai) Co., Ltd. | Ex9N-DH-8KT-AU (AS4777-2 2020) | AESON Power | 2027-01-16
2024-10-17 | HBS14937 | AESON Power APS5000 (x14) w/ Noark Electrics (Shanghai) Co., Ltd. Ex9N-DH-8KT-AU | 71.68 |  |  | AESON Power | APS5000 | 6 | Noark Electrics (Shanghai) Co., Ltd. | Ex9N-DH-8KT-AU (AS4777-2 2020) | AESON Power | 2027-01-16
2024-10-17 | HBS14938 | AESON Power APS5000 (x15) w/ Noark Electrics (Shanghai) Co., Ltd. Ex9N-DH-8KT-AU | 76.8 |  |  | AESON Power | APS5000 | 6 | Noark Electrics (Shanghai) Co., Ltd. | Ex9N-DH-8KT-AU (AS4777-2 2020) | AESON Power | 2027-01-16
2024-10-17 | HBS14939 | AESON Power APS5000 (x16) w/ Noark Electrics (Shanghai) Co., Ltd. Ex9N-DH-8KT-AU | 81.92 |  |  | AESON Power | APS5000 | 6 | Noark Electrics (Shanghai) Co., Ltd. | Ex9N-DH-8KT-AU (AS4777-2 2020) | AESON Power | 2027-01-16
2024-10-17 | HBS14940 | AESON Power APS5000 (x2) w/ Noark Electrics (Shanghai) Co., Ltd. Ex9N-DH-10KT-AU | 10.24 |  |  | AESON Power | APS5000 | 6 | Noark Electrics (Shanghai) Co., Ltd. | Ex9N-DH-10KT-AU (AS4777-2 2020) | AESON Power | 2027-01-16
2024-10-17 | HBS14941 | AESON Power APS5000 (x3) w/ Noark Electrics (Shanghai) Co., Ltd. Ex9N-DH-10KT-AU | 15.36 |  |  | AESON Power | APS5000 | 6 | Noark Electrics (Shanghai) Co., Ltd. | Ex9N-DH-10KT-AU (AS4777-2 2020) | AESON Power | 2027-01-16
2024-10-17 | HBS14942 | AESON Power APS5000 (x4) w/ Noark Electrics (Shanghai) Co., Ltd. Ex9N-DH-10KT-AU | 20.48 |  |  | AESON Power | APS5000 | 6 | Noark Electrics (Shanghai) Co., Ltd. | Ex9N-DH-10KT-AU (AS4777-2 2020) | AESON Power | 2027-01-16
2024-10-17 | HBS14943 | AESON Power APS5000 (x5) w/ Noark Electrics (Shanghai) Co., Ltd. Ex9N-DH-10KT-AU | 25.6 |  |  | AESON Power | APS5000 | 6 | Noark Electrics (Shanghai) Co., Ltd. | Ex9N-DH-10KT-AU (AS4777-2 2020) | AESON Power | 2027-01-16
2024-10-17 | HBS14944 | AESON Power APS5000 (x6) w/ Noark Electrics (Shanghai) Co., Ltd. Ex9N-DH-10KT-AU | 30.72 |  |  | AESON Power | APS5000 | 6 | Noark Electrics (Shanghai) Co., Ltd. | Ex9N-DH-10KT-AU (AS4777-2 2020) | AESON Power | 2027-01-16
2024-10-17 | HBS14945 | AESON Power APS5000 (x7) w/ Noark Electrics (Shanghai) Co., Ltd. Ex9N-DH-10KT-AU | 35.84 |  |  | AESON Power | APS5000 | 6 | Noark Electrics (Shanghai) Co., Ltd. | Ex9N-DH-10KT-AU (AS4777-2 2020) | AESON Power | 2027-01-16
2024-10-17 | HBS14946 | AESON Power APS5000 (x8) w/ Noark Electrics (Shanghai) Co., Ltd. Ex9N-DH-10KT-AU | 40.96 |  |  | AESON Power | APS5000 | 6 | Noark Electrics (Shanghai) Co., Ltd. | Ex9N-DH-10KT-AU (AS4777-2 2020) | AESON Power | 2027-01-16
2024-10-17 | HBS14947 | AESON Power APS5000 (x9) w/ Noark Electrics (Shanghai) Co., Ltd. Ex9N-DH-10KT-AU | 46.08 |  |  | AESON Power | APS5000 | 6 | Noark Electrics (Shanghai) Co., Ltd. | Ex9N-DH-10KT-AU (AS4777-2 2020) | AESON Power | 2027-01-16
2024-10-17 | HBS14948 | AESON Power APS5000 (x10) w/ Noark Electrics (Shanghai) Co., Ltd. Ex9N-DH-10KT-A | 51.2 |  |  | AESON Power | APS5000 | 6 | Noark Electrics (Shanghai) Co., Ltd. | Ex9N-DH-10KT-AU (AS4777-2 2020) | AESON Power | 2027-01-16
2024-10-17 | HBS14949 | AESON Power APS5000 (x11) w/ Noark Electrics (Shanghai) Co., Ltd. Ex9N-DH-10KT-A | 56.32 |  |  | AESON Power | APS5000 | 6 | Noark Electrics (Shanghai) Co., Ltd. | Ex9N-DH-10KT-AU (AS4777-2 2020) | AESON Power | 2027-01-16
2024-10-17 | HBS14950 | AESON Power APS5000 (x12) w/ Noark Electrics (Shanghai) Co., Ltd. Ex9N-DH-10KT-A | 61.44 |  |  | AESON Power | APS5000 | 6 | Noark Electrics (Shanghai) Co., Ltd. | Ex9N-DH-10KT-AU (AS4777-2 2020) | AESON Power | 2027-01-16
2024-10-17 | HBS14951 | AESON Power APS5000 (x13) w/ Noark Electrics (Shanghai) Co., Ltd. Ex9N-DH-10KT-A | 66.56 |  |  | AESON Power | APS5000 | 6 | Noark Electrics (Shanghai) Co., Ltd. | Ex9N-DH-10KT-AU (AS4777-2 2020) | AESON Power | 2027-01-16
2024-10-17 | HBS14952 | AESON Power APS5000 (x14) w/ Noark Electrics (Shanghai) Co., Ltd. Ex9N-DH-10KT-A | 71.68 |  |  | AESON Power | APS5000 | 6 | Noark Electrics (Shanghai) Co., Ltd. | Ex9N-DH-10KT-AU (AS4777-2 2020) | AESON Power | 2027-01-16
2024-10-17 | HBS14953 | AESON Power APS5000 (x15) w/ Noark Electrics (Shanghai) Co., Ltd. Ex9N-DH-10KT-A | 76.8 |  |  | AESON Power | APS5000 | 6 | Noark Electrics (Shanghai) Co., Ltd. | Ex9N-DH-10KT-AU (AS4777-2 2020) | AESON Power | 2027-01-16
2024-10-17 | HBS14954 | AESON Power APS5000 (x16) w/ Noark Electrics (Shanghai) Co., Ltd. Ex9N-DH-10KT-A | 81.92 |  |  | AESON Power | APS5000 | 6 | Noark Electrics (Shanghai) Co., Ltd. | Ex9N-DH-10KT-AU (AS4777-2 2020) | AESON Power | 2027-01-16
2024-10-17 | HBS14955 | AESON Power APS5000 (x2) w/ Noark Electrics (Shanghai) Co., Ltd. Ex9N-DH-12KT-AU | 10.24 |  |  | AESON Power | APS5000 | 6 | Noark Electrics (Shanghai) Co., Ltd. | Ex9N-DH-12KT-AU (AS4777-2 2020) | AESON Power | 2027-01-16
2024-10-17 | HBS14956 | AESON Power APS5000 (x3) w/ Noark Electrics (Shanghai) Co., Ltd. Ex9N-DH-12KT-AU | 15.36 |  |  | AESON Power | APS5000 | 6 | Noark Electrics (Shanghai) Co., Ltd. | Ex9N-DH-12KT-AU (AS4777-2 2020) | AESON Power | 2027-01-16
2024-10-17 | HBS14957 | AESON Power APS5000 (x4) w/ Noark Electrics (Shanghai) Co., Ltd. Ex9N-DH-12KT-AU | 20.48 |  |  | AESON Power | APS5000 | 6 | Noark Electrics (Shanghai) Co., Ltd. | Ex9N-DH-12KT-AU (AS4777-2 2020) | AESON Power | 2027-01-16
2024-10-17 | HBS14958 | AESON Power APS5000 (x5) w/ Noark Electrics (Shanghai) Co., Ltd. Ex9N-DH-12KT-AU | 25.6 |  |  | AESON Power | APS5000 | 6 | Noark Electrics (Shanghai) Co., Ltd. | Ex9N-DH-12KT-AU (AS4777-2 2020) | AESON Power | 2027-01-16
2024-10-17 | HBS14959 | AESON Power APS5000 (x6) w/ Noark Electrics (Shanghai) Co., Ltd. Ex9N-DH-12KT-AU | 30.72 |  |  | AESON Power | APS5000 | 6 | Noark Electrics (Shanghai) Co., Ltd. | Ex9N-DH-12KT-AU (AS4777-2 2020) | AESON Power | 2027-01-16
2024-10-17 | HBS14960 | AESON Power APS5000 (x7) w/ Noark Electrics (Shanghai) Co., Ltd. Ex9N-DH-12KT-AU | 35.84 |  |  | AESON Power | APS5000 | 6 | Noark Electrics (Shanghai) Co., Ltd. | Ex9N-DH-12KT-AU (AS4777-2 2020) | AESON Power | 2027-01-16
2024-10-17 | HBS14961 | AESON Power APS5000 (x8) w/ Noark Electrics (Shanghai) Co., Ltd. Ex9N-DH-12KT-AU | 40.96 |  |  | AESON Power | APS5000 | 6 | Noark Electrics (Shanghai) Co., Ltd. | Ex9N-DH-12KT-AU (AS4777-2 2020) | AESON Power | 2027-01-16
2024-10-17 | HBS14962 | AESON Power APS5000 (x9) w/ Noark Electrics (Shanghai) Co., Ltd. Ex9N-DH-12KT-AU | 46.08 |  |  | AESON Power | APS5000 | 6 | Noark Electrics (Shanghai) Co., Ltd. | Ex9N-DH-12KT-AU (AS4777-2 2020) | AESON Power | 2027-01-16
2024-10-17 | HBS14963 | AESON Power APS5000 (x10) w/ Noark Electrics (Shanghai) Co., Ltd. Ex9N-DH-12KT-A | 51.2 |  |  | AESON Power | APS5000 | 6 | Noark Electrics (Shanghai) Co., Ltd. | Ex9N-DH-12KT-AU (AS4777-2 2020) | AESON Power | 2027-01-16
2024-10-17 | HBS14964 | AESON Power APS5000 (x11) w/ Noark Electrics (Shanghai) Co., Ltd. Ex9N-DH-12KT-A | 56.32 |  |  | AESON Power | APS5000 | 6 | Noark Electrics (Shanghai) Co., Ltd. | Ex9N-DH-12KT-AU (AS4777-2 2020) | AESON Power | 2027-01-16
2024-10-17 | HBS14965 | AESON Power APS5000 (x12) w/ Noark Electrics (Shanghai) Co., Ltd. Ex9N-DH-12KT-A | 61.44 |  |  | AESON Power | APS5000 | 6 | Noark Electrics (Shanghai) Co., Ltd. | Ex9N-DH-12KT-AU (AS4777-2 2020) | AESON Power | 2027-01-16
2024-10-17 | HBS14966 | AESON Power APS5000 (x13) w/ Noark Electrics (Shanghai) Co., Ltd. Ex9N-DH-12KT-A | 66.56 |  |  | AESON Power | APS5000 | 6 | Noark Electrics (Shanghai) Co., Ltd. | Ex9N-DH-12KT-AU (AS4777-2 2020) | AESON Power | 2027-01-16
2024-10-17 | HBS14967 | AESON Power APS5000 (x14) w/ Noark Electrics (Shanghai) Co., Ltd. Ex9N-DH-12KT-A | 71.68 |  |  | AESON Power | APS5000 | 6 | Noark Electrics (Shanghai) Co., Ltd. | Ex9N-DH-12KT-AU (AS4777-2 2020) | AESON Power | 2027-01-16
2024-10-17 | HBS14968 | AESON Power APS5000 (x15) w/ Noark Electrics (Shanghai) Co., Ltd. Ex9N-DH-12KT-A | 76.8 |  |  | AESON Power | APS5000 | 6 | Noark Electrics (Shanghai) Co., Ltd. | Ex9N-DH-12KT-AU (AS4777-2 2020) | AESON Power | 2027-01-16
2024-10-17 | HBS14969 | AESON Power APS5000 (x16) w/ Noark Electrics (Shanghai) Co., Ltd. Ex9N-DH-12KT-A | 81.92 |  |  | AESON Power | APS5000 | 6 | Noark Electrics (Shanghai) Co., Ltd. | Ex9N-DH-12KT-AU (AS4777-2 2020) | AESON Power | 2027-01-16
2024-10-24 | HBS14970 | SHENZHEN POWEROAK NEWENER CO LTD B500 (x2) w/ SHENZHEN POWEROAK NEWENER CO LTD EP760 SHENZHEN POWEROAK NEWENER CO LTD | 8.92 |  |  | SHENZHEN POWEROAK NEWENER CO LTD | B500 | 6 | SHENZHEN POWEROAK NEWENER CO LTD | EP760 | Bluetti | 2027-04-29
2024-10-24 | HBS14971 | SHENZHEN POWEROAK NEWENER CO LTD B500 (x3) w/ SHENZHEN POWEROAK NEWENER CO LTD EP760 SHENZHEN POWEROAK NEWENER CO LTD | 13.38 |  |  | SHENZHEN POWEROAK NEWENER CO LTD | B500 | 6 | SHENZHEN POWEROAK NEWENER CO LTD | EP760 | Bluetti | 2027-04-29
2024-10-24 | HBS14972 | SHENZHEN POWEROAK NEWENER CO LTD B500 (x4) w/ SHENZHEN POWEROAK NEWENER CO LTD EP760 SHENZHEN POWEROAK NEWENER CO LTD | 17.84 |  |  | SHENZHEN POWEROAK NEWENER CO LTD | B500 | 6 | SHENZHEN POWEROAK NEWENER CO LTD | EP760 | Bluetti | 2027-04-29
2024-11-06 | HBS14973 | Shanghai SIGEN New Energy Technology Co.,Ltd. SigenStor-5T-8 (x1) | 7.8 | Shanghai SIGEN New Energy Technology Co.,Ltd. | SigenStor-5T-8 |  |  | 6 | Shanghai SIGEN New Energy Technology Co.,Ltd. | SigenStor EC 5.0 TP | Sigenergy | 2027-10-03
2024-11-06 | HBS14974 | Shanghai SIGEN New Energy Technology Co.,Ltd. SigenStor-5T-10 (x2) | 10.4 | Shanghai SIGEN New Energy Technology Co.,Ltd. | SigenStor-5T-10 |  |  | 6 | Shanghai SIGEN New Energy Technology Co.,Ltd. | SigenStor EC 5.0 TP | Sigenergy | 2027-10-03
2024-11-06 | HBS14975 | Shanghai SIGEN New Energy Technology Co.,Ltd. SigenStor-5T-13 (x2) | 13 | Shanghai SIGEN New Energy Technology Co.,Ltd. | SigenStor-5T-13 |  |  | 6 | Shanghai SIGEN New Energy Technology Co.,Ltd. | SigenStor EC 5.0 TP | Sigenergy | 2027-10-03
2024-11-06 | HBS14976 | Shanghai SIGEN New Energy Technology Co.,Ltd. SigenStor-5T-16 (x2) | 15.6 | Shanghai SIGEN New Energy Technology Co.,Ltd. | SigenStor-5T-16 |  |  | 6 | Shanghai SIGEN New Energy Technology Co.,Ltd. | SigenStor EC 5.0 TP | Sigenergy | 2027-10-03
2024-11-06 | HBS14977 | Shanghai SIGEN New Energy Technology Co.,Ltd. SigenStor-5T-24 (x3) | 23.4 | Shanghai SIGEN New Energy Technology Co.,Ltd. | SigenStor-5T-24 |  |  | 6 | Shanghai SIGEN New Energy Technology Co.,Ltd. | SigenStor EC 5.0 TP | Sigenergy | 2027-10-03
2024-11-06 | HBS14978 | Shanghai SIGEN New Energy Technology Co.,Ltd. SigenStor-10T-8 (x1) | 7.8 | Shanghai SIGEN New Energy Technology Co.,Ltd. | SigenStor-10T-8 |  |  | 6 | Shanghai SIGEN New Energy Technology Co.,Ltd. | SigenStor EC 10.0 TP | Sigenergy | 2027-10-03
2024-11-06 | HBS14979 | Shanghai SIGEN New Energy Technology Co.,Ltd. SigenStor-10T-10 (x2) | 10.4 | Shanghai SIGEN New Energy Technology Co.,Ltd. | SigenStor-10T-10 |  |  | 6 | Shanghai SIGEN New Energy Technology Co.,Ltd. | SigenStor EC 10.0 TP | Sigenergy | 2027-10-03
2024-11-06 | HBS14980 | Shanghai SIGEN New Energy Technology Co.,Ltd. SigenStor-10T-13 (x2) | 13 | Shanghai SIGEN New Energy Technology Co.,Ltd. | SigenStor-10T-13 |  |  | 6 | Shanghai SIGEN New Energy Technology Co.,Ltd. | SigenStor EC 10.0 TP | Sigenergy | 2027-10-03
2024-11-06 | HBS14981 | Shanghai SIGEN New Energy Technology Co.,Ltd. SigenStor-10T-16 (x2) | 15.6 | Shanghai SIGEN New Energy Technology Co.,Ltd. | SigenStor-10T-16 |  |  | 6 | Shanghai SIGEN New Energy Technology Co.,Ltd. | SigenStor EC 10.0 TP | Sigenergy | 2027-10-03
2024-11-06 | HBS14982 | Shanghai SIGEN New Energy Technology Co.,Ltd. SigenStor-10T-24 (x3) | 23.4 | Shanghai SIGEN New Energy Technology Co.,Ltd. | SigenStor-10T-24 |  |  | 6 | Shanghai SIGEN New Energy Technology Co.,Ltd. | SigenStor EC 10.0 TP | Sigenergy | 2027-10-03
2024-11-06 | HBS14983 | Shanghai SIGEN New Energy Technology Co.,Ltd. SigenStor-10T-32 (x4) | 31.2 | Shanghai SIGEN New Energy Technology Co.,Ltd. | SigenStor-10T-32 |  |  | 6 | Shanghai SIGEN New Energy Technology Co.,Ltd. | SigenStor EC 10.0 TP | Sigenergy | 2027-10-03
2024-11-06 | HBS14984 | Shanghai SIGEN New Energy Technology Co.,Ltd. SigenStor-10T-40 (x5) | 39 | Shanghai SIGEN New Energy Technology Co.,Ltd. | SigenStor-10T-40 |  |  | 6 | Shanghai SIGEN New Energy Technology Co.,Ltd. | SigenStor EC 10.0 TP | Sigenergy | 2027-10-03
2024-11-06 | HBS14985 | Shanghai SIGEN New Energy Technology Co.,Ltd. SigenStor-10T-48 (x6) | 46.8 | Shanghai SIGEN New Energy Technology Co.,Ltd. | SigenStor-10T-48 |  |  | 6 | Shanghai SIGEN New Energy Technology Co.,Ltd. | SigenStor EC 10.0 TP | Sigenergy | 2027-10-03
2024-11-06 | HBS14986 | Shanghai SIGEN New Energy Technology Co.,Ltd. SigenStor-15T-8 (x1) | 7.8 | Shanghai SIGEN New Energy Technology Co.,Ltd. | SigenStor-15T-8 |  |  | 6 | Shanghai SIGEN New Energy Technology Co.,Ltd. | SigenStor EC 15.0 TP | Sigenergy | 2027-10-03
2024-11-06 | HBS14987 | Shanghai SIGEN New Energy Technology Co.,Ltd. SigenStor-15T-10 (x2) | 10.4 | Shanghai SIGEN New Energy Technology Co.,Ltd. | SigenStor-15T-10 |  |  | 6 | Shanghai SIGEN New Energy Technology Co.,Ltd. | SigenStor EC 15.0 TP | Sigenergy | 2027-10-03
2024-11-06 | HBS14988 | Shanghai SIGEN New Energy Technology Co.,Ltd. SigenStor-15T-13 (x2) | 13 | Shanghai SIGEN New Energy Technology Co.,Ltd. | SigenStor-15T-13 |  |  | 6 | Shanghai SIGEN New Energy Technology Co.,Ltd. | SigenStor EC 15.0 TP | Sigenergy | 2027-10-03
2024-11-06 | HBS14989 | Shanghai SIGEN New Energy Technology Co.,Ltd. SigenStor-15T-16 (x2) | 15.6 | Shanghai SIGEN New Energy Technology Co.,Ltd. | SigenStor-15T-16 |  |  | 6 | Shanghai SIGEN New Energy Technology Co.,Ltd. | SigenStor EC 15.0 TP | Sigenergy | 2027-10-03
2024-11-06 | HBS14990 | Shanghai SIGEN New Energy Technology Co.,Ltd. SigenStor-15T-24 (x3) | 23.4 | Shanghai SIGEN New Energy Technology Co.,Ltd. | SigenStor-15T-24 |  |  | 6 | Shanghai SIGEN New Energy Technology Co.,Ltd. | SigenStor EC 15.0 TP | Sigenergy | 2027-10-03
2024-11-06 | HBS14991 | Shanghai SIGEN New Energy Technology Co.,Ltd. SigenStor-15T-32 (x4) | 31.2 | Shanghai SIGEN New Energy Technology Co.,Ltd. | SigenStor-15T-32 |  |  | 6 | Shanghai SIGEN New Energy Technology Co.,Ltd. | SigenStor EC 15.0 TP | Sigenergy | 2027-10-03
2024-11-06 | HBS14992 | Shanghai SIGEN New Energy Technology Co.,Ltd. SigenStor-15T-40 (x5) | 39 | Shanghai SIGEN New Energy Technology Co.,Ltd. | SigenStor-15T-40 |  |  | 6 | Shanghai SIGEN New Energy Technology Co.,Ltd. | SigenStor EC 15.0 TP | Sigenergy | 2027-10-03
2024-11-06 | HBS14993 | Shanghai SIGEN New Energy Technology Co.,Ltd. SigenStor-15T-48 (x6) | 46.8 | Shanghai SIGEN New Energy Technology Co.,Ltd. | SigenStor-15T-48 |  |  | 6 | Shanghai SIGEN New Energy Technology Co.,Ltd. | SigenStor EC 15.0 TP | Sigenergy | 2027-10-03
2024-11-06 | HBS14994 | Shanghai SIGEN New Energy Technology Co.,Ltd. SigenStor-20T-10 (x2) | 10.4 | Shanghai SIGEN New Energy Technology Co.,Ltd. | SigenStor-20T-10 |  |  | 6 | Shanghai SIGEN New Energy Technology Co.,Ltd. | SigenStor EC 20.0 TP | Sigenergy | 2027-10-03
2024-11-06 | HBS14995 | Shanghai SIGEN New Energy Technology Co.,Ltd. SigenStor-20T-13 (x2) | 13 | Shanghai SIGEN New Energy Technology Co.,Ltd. | SigenStor-20T-13 |  |  | 6 | Shanghai SIGEN New Energy Technology Co.,Ltd. | SigenStor EC 20.0 TP | Sigenergy | 2027-10-03
2024-11-06 | HBS14996 | Shanghai SIGEN New Energy Technology Co.,Ltd. SigenStor-20T-16 (x2) | 15.6 | Shanghai SIGEN New Energy Technology Co.,Ltd. | SigenStor-20T-16 |  |  | 6 | Shanghai SIGEN New Energy Technology Co.,Ltd. | SigenStor EC 20.0 TP | Sigenergy | 2027-10-03
2024-11-06 | HBS14997 | Shanghai SIGEN New Energy Technology Co.,Ltd. SigenStor-20T-24 (x3) | 39 | Shanghai SIGEN New Energy Technology Co.,Ltd. | SigenStor-20T-24 |  |  | 6 | Shanghai SIGEN New Energy Technology Co.,Ltd. | SigenStor EC 20.0 TP | Sigenergy | 2027-10-03
2024-11-06 | HBS14998 | Shanghai SIGEN New Energy Technology Co.,Ltd. SigenStor-20T-32 (x4) | 23.4 | Shanghai SIGEN New Energy Technology Co.,Ltd. | SigenStor-20T-32 |  |  | 6 | Shanghai SIGEN New Energy Technology Co.,Ltd. | SigenStor EC 20.0 TP | Sigenergy | 2027-10-03
2024-11-06 | HBS14999 | Shanghai SIGEN New Energy Technology Co.,Ltd. SigenStor-20T-40 (x5) | 31.2 | Shanghai SIGEN New Energy Technology Co.,Ltd. | SigenStor-20T-40 |  |  | 6 | Shanghai SIGEN New Energy Technology Co.,Ltd. | SigenStor EC 20.0 TP | Sigenergy | 2027-10-03
2024-11-06 | HBS15000 | Shanghai SIGEN New Energy Technology Co.,Ltd. SigenStor-20T-48 (x6) | 46.8 | Shanghai SIGEN New Energy Technology Co.,Ltd. | SigenStor-20T-48 |  |  | 6 | Shanghai SIGEN New Energy Technology Co.,Ltd. | SigenStor EC 20.0 TP | Sigenergy | 2027-10-03
2024-11-06 | HBS15001 | Shanghai SIGEN New Energy Technology Co.,Ltd. SigenStor-25T-10 (x2) | 10.4 | Shanghai SIGEN New Energy Technology Co.,Ltd. | SigenStor-25T-10 |  |  | 6 | Shanghai SIGEN New Energy Technology Co.,Ltd. | SigenStor EC 25.0 TP | Sigenergy | 2027-10-03
2024-11-06 | HBS15002 | Shanghai SIGEN New Energy Technology Co.,Ltd. SigenStor-25T-13 (x2) | 13 | Shanghai SIGEN New Energy Technology Co.,Ltd. | SigenStor-25T-13 |  |  | 6 | Shanghai SIGEN New Energy Technology Co.,Ltd. | SigenStor EC 25.0 TP | Sigenergy | 2027-10-03
2024-11-06 | HBS15003 | Shanghai SIGEN New Energy Technology Co.,Ltd. SigenStor-25T-16 (x2) | 15.6 | Shanghai SIGEN New Energy Technology Co.,Ltd. | SigenStor-25T-16 |  |  | 6 | Shanghai SIGEN New Energy Technology Co.,Ltd. | SigenStor EC 25.0 TP | Sigenergy | 2027-10-03
2024-11-06 | HBS15004 | Shanghai SIGEN New Energy Technology Co.,Ltd. SigenStor-25T-24 (x3) | 23.4 | Shanghai SIGEN New Energy Technology Co.,Ltd. | SigenStor-25T-24 |  |  | 6 | Shanghai SIGEN New Energy Technology Co.,Ltd. | SigenStor EC 25.0 TP | Sigenergy | 2027-10-03
2024-11-06 | HBS15005 | Shanghai SIGEN New Energy Technology Co.,Ltd. SigenStor-25T-32 (x4) | 31.2 | Shanghai SIGEN New Energy Technology Co.,Ltd. | SigenStor-25T-32 |  |  | 6 | Shanghai SIGEN New Energy Technology Co.,Ltd. | SigenStor EC 25.0 TP | Sigenergy | 2027-10-03
2024-11-06 | HBS15006 | Shanghai SIGEN New Energy Technology Co.,Ltd. SigenStor-25T-40 (x5) | 39 | Shanghai SIGEN New Energy Technology Co.,Ltd. | SigenStor-25T-40 |  |  | 6 | Shanghai SIGEN New Energy Technology Co.,Ltd. | SigenStor EC 25.0 TP | Sigenergy | 2027-10-03
2024-11-06 | HBS15007 | Shanghai SIGEN New Energy Technology Co.,Ltd. SigenStor-25T-48 (x6) | 46.8 | Shanghai SIGEN New Energy Technology Co.,Ltd. | SigenStor-25T-48 |  |  | 6 | Shanghai SIGEN New Energy Technology Co.,Ltd. | SigenStor EC 25.0 TP | Sigenergy | 2027-10-03
2024-11-06 | HBS15008 | Shanghai SIGEN New Energy Technology Co.,Ltd. SigenStor-30T-16 (x2) | 15.6 | Shanghai SIGEN New Energy Technology Co.,Ltd. | SigenStor-30T-16 |  |  | 6 | Shanghai SIGEN New Energy Technology Co.,Ltd. | SigenStor EC 30.0 TP | Sigenergy | 2027-10-03
2024-11-06 | HBS15009 | Shanghai SIGEN New Energy Technology Co.,Ltd. SigenStor-30T-24 (x3) | 23.4 | Shanghai SIGEN New Energy Technology Co.,Ltd. | SigenStor-30T-24 |  |  | 6 | Shanghai SIGEN New Energy Technology Co.,Ltd. | SigenStor EC 30.0 TP | Sigenergy | 2027-10-03
2024-11-06 | HBS15010 | Shanghai SIGEN New Energy Technology Co.,Ltd. SigenStor-30T-32 (x4) | 31.2 | Shanghai SIGEN New Energy Technology Co.,Ltd. | SigenStor-30T-32 |  |  | 6 | Shanghai SIGEN New Energy Technology Co.,Ltd. | SigenStor EC 30.0 TP | Sigenergy | 2027-10-03
2024-11-06 | HBS15011 | Shanghai SIGEN New Energy Technology Co.,Ltd. SigenStor-30T-40 (x5) | 39 | Shanghai SIGEN New Energy Technology Co.,Ltd. | SigenStor-30T-40 |  |  | 6 | Shanghai SIGEN New Energy Technology Co.,Ltd. | SigenStor EC 30.0 TP | Sigenergy | 2027-10-03
2024-11-06 | HBS15012 | Shanghai SIGEN New Energy Technology Co.,Ltd. SigenStor-30T-48 (x6) | 46.8 | Shanghai SIGEN New Energy Technology Co.,Ltd. | SigenStor-30T-48 |  |  | 6 | Shanghai SIGEN New Energy Technology Co.,Ltd. | SigenStor EC 30.0 TP | Sigenergy | 2027-10-03
2024-11-06 | HBS15019 | Aeson Power APS5000 (x2) w/ Ningbo Deye Inverter Technology Co SUN-5K-SG04LP3-AU Eastron SDM630 MCT (40mA) Series | 10.24 |  |  | Aeson Power | APS5000 | 2 | Ningbo Deye Inverter Technology Co | SUN-5K-SG04LP3-AU | Aeson Power | 2027-04-28
2024-11-06 | HBS15020 | Aeson Power APS5000 (x2) w/ Ningbo Deye Inverter Technology Co SUN-6K-SG04LP3-AU Eastron SDM630 MCT (40mA) Series | 10.24 |  |  | Aeson Power | APS5000 | 2 | Ningbo Deye Inverter Technology Co | SUN-6K-SG04LP3-AU | Aeson Power | 2027-04-28
2024-11-06 | HBS15021 | Aeson Power APS5000 (x2) w/ Ningbo Deye Inverter Technology Co SUN-8K-SG04LP3-AU Eastron SDM630 MCT (40mA) Series | 10.24 |  |  | Aeson Power | APS5000 | 2 | Ningbo Deye Inverter Technology Co | SUN-8K-SG04LP3-AU | Aeson Power | 2027-04-28
2024-11-06 | HBS15022 | Aeson Power APS5000 (x2) w/ Ningbo Deye Inverter Technology Co SUN-10K-SG04LP3-AU Eastron SDM630 MCT (40mA) Series | 10.24 |  |  | Aeson Power | APS5000 | 2 | Ningbo Deye Inverter Technology Co | SUN-10K-SG04LP3-AU | Aeson Power | 2027-04-28
2024-11-06 | HBS15023 | Aeson Power APS5000 (x2) w/ Ningbo Deye Inverter Technology Co SUN-12K-SG04LP3-AU Eastron SDM630 MCT (40mA) Series | 10.24 |  |  | Aeson Power | APS5000 | 2 | Ningbo Deye Inverter Technology Co | SUN-12K-SG04LP3-AU | Aeson Power | 2027-04-28
2024-11-06 | HBS15030 | Aeson Power APS5000 (x3) w/ Ningbo Deye Inverter Technology Co SUN-5K-SG04LP3-AU Eastron SDM630 MCT (40mA) Series | 15.36 |  |  | Aeson Power | APS5000 | 3 | Ningbo Deye Inverter Technology Co | SUN-5K-SG04LP3-AU | Aeson Power | 2027-04-28
2024-11-06 | HBS15031 | Aeson Power APS5000 (x3) w/ Ningbo Deye Inverter Technology Co SUN-6K-SG04LP3-AU Eastron SDM630 MCT (40mA) Series | 15.36 |  |  | Aeson Power | APS5000 | 3 | Ningbo Deye Inverter Technology Co | SUN-6K-SG04LP3-AU | Aeson Power | 2027-04-28
2024-11-06 | HBS15032 | Aeson Power APS5000 (x3) w/ Ningbo Deye Inverter Technology Co SUN-8K-SG04LP3-AU Eastron SDM630 MCT (40mA) Series | 15.36 |  |  | Aeson Power | APS5000 | 3 | Ningbo Deye Inverter Technology Co | SUN-8K-SG04LP3-AU | Aeson Power | 2027-04-28
2024-11-06 | HBS15033 | Aeson Power APS5000 (x3) w/ Ningbo Deye Inverter Technology Co SUN-10K-SG04LP3-AU Eastron SDM630 MCT (40mA) Series | 15.36 |  |  | Aeson Power | APS5000 | 3 | Ningbo Deye Inverter Technology Co | SUN-10K-SG04LP3-AU | Aeson Power | 2027-04-28
2024-11-06 | HBS15034 | Aeson Power APS5000 (x3) w/ Ningbo Deye Inverter Technology Co SUN-12K-SG04LP3-AU Eastron SDM630 MCT (40mA) Series | 15.36 |  |  | Aeson Power | APS5000 | 3 | Ningbo Deye Inverter Technology Co | SUN-12K-SG04LP3-AU | Aeson Power | 2027-04-28
2024-11-06 | HBS15041 | Aeson Power APS5000 (x4) w/ Ningbo Deye Inverter Technology Co SUN-5K-SG04LP3-AU Eastron SDM630 MCT (40mA) Series | 20.48 |  |  | Aeson Power | APS5000 | 4 | Ningbo Deye Inverter Technology Co | SUN-5K-SG04LP3-AU | Aeson Power | 2027-04-28
2024-11-06 | HBS15042 | Aeson Power APS5000 (x4) w/ Ningbo Deye Inverter Technology Co SUN-6K-SG04LP3-AU Eastron SDM630 MCT (40mA) Series | 20.48 |  |  | Aeson Power | APS5000 | 4 | Ningbo Deye Inverter Technology Co | SUN-6K-SG04LP3-AU | Aeson Power | 2027-04-28
2024-11-06 | HBS15043 | Aeson Power APS5000 (x4) w/ Ningbo Deye Inverter Technology Co SUN-8K-SG04LP3-AU Eastron SDM630 MCT (40mA) Series | 20.48 |  |  | Aeson Power | APS5000 | 4 | Ningbo Deye Inverter Technology Co | SUN-8K-SG04LP3-AU | Aeson Power | 2027-04-28
2024-11-06 | HBS15044 | Aeson Power APS5000 (x4) w/ Ningbo Deye Inverter Technology Co SUN-10K-SG04LP3-AU Eastron SDM630 MCT (40mA) Series | 20.48 |  |  | Aeson Power | APS5000 | 4 | Ningbo Deye Inverter Technology Co | SUN-10K-SG04LP3-AU | Aeson Power | 2027-04-28
2024-11-06 | HBS15045 | Aeson Power APS5000 (x4) w/ Ningbo Deye Inverter Technology Co SUN-12K-SG04LP3-AU Eastron SDM630 MCT (40mA) Series | 20.48 |  |  | Aeson Power | APS5000 | 4 | Ningbo Deye Inverter Technology Co | SUN-12K-SG04LP3-AU | Aeson Power | 2027-04-28
2024-11-06 | HBS15052 | Aeson Power APS5000 (x5) w/ Ningbo Deye Inverter Technology Co SUN-5K-SG04LP3-AU Eastron SDM630 MCT (40mA) Series | 25.6 |  |  | Aeson Power | APS5000 | 5 | Ningbo Deye Inverter Technology Co | SUN-5K-SG04LP3-AU | Aeson Power | 2027-04-28
2024-11-06 | HBS15053 | Aeson Power APS5000 (x5) w/ Ningbo Deye Inverter Technology Co SUN-6K-SG04LP3-AU Eastron SDM630 MCT (40mA) Series | 25.6 |  |  | Aeson Power | APS5000 | 5 | Ningbo Deye Inverter Technology Co | SUN-6K-SG04LP3-AU | Aeson Power | 2027-04-28
2024-11-06 | HBS15054 | Aeson Power APS5000 (x5) w/ Ningbo Deye Inverter Technology Co SUN-8K-SG04LP3-AU Eastron SDM630 MCT (40mA) Series | 25.6 |  |  | Aeson Power | APS5000 | 5 | Ningbo Deye Inverter Technology Co | SUN-8K-SG04LP3-AU | Aeson Power | 2027-04-28
2024-11-06 | HBS15055 | Aeson Power APS5000 (x5) w/ Ningbo Deye Inverter Technology Co SUN-10K-SG04LP3-AU Eastron SDM630 MCT (40mA) Series | 25.6 |  |  | Aeson Power | APS5000 | 5 | Ningbo Deye Inverter Technology Co | SUN-10K-SG04LP3-AU | Aeson Power | 2027-04-28
2024-11-06 | HBS15056 | Aeson Power APS5000 (x5) w/ Ningbo Deye Inverter Technology Co SUN-12K-SG04LP3-AU Eastron SDM630 MCT (40mA) Series | 25.6 |  |  | Aeson Power | APS5000 | 5 | Ningbo Deye Inverter Technology Co | SUN-12K-SG04LP3-AU | Aeson Power | 2027-04-28
2024-11-06 | HBS15063 | Aeson Power APS5000 (x6) w/ Ningbo Deye Inverter Technology Co SUN-5K-SG04LP3-AU Eastron SDM630 MCT (40mA) Series | 30.72 |  |  | Aeson Power | APS5000 | 6 | Ningbo Deye Inverter Technology Co | SUN-5K-SG04LP3-AU | Aeson Power | 2027-04-28
2024-11-06 | HBS15064 | Aeson Power APS5000 (x6) w/ Ningbo Deye Inverter Technology Co SUN-6K-SG04LP3-AU Eastron SDM630 MCT (40mA) Series | 30.72 |  |  | Aeson Power | APS5000 | 6 | Ningbo Deye Inverter Technology Co | SUN-6K-SG04LP3-AU | Aeson Power | 2027-04-28
2024-11-06 | HBS15065 | Aeson Power APS5000 (x6) w/ Ningbo Deye Inverter Technology Co SUN-8K-SG04LP3-AU Eastron SDM630 MCT (40mA) Series | 30.72 |  |  | Aeson Power | APS5000 | 6 | Ningbo Deye Inverter Technology Co | SUN-8K-SG04LP3-AU | Aeson Power | 2027-04-28
2024-11-06 | HBS15066 | Aeson Power APS5000 (x6) w/ Ningbo Deye Inverter Technology Co SUN-10K-SG04LP3-AU Eastron SDM630 MCT (40mA) Series | 30.72 |  |  | Aeson Power | APS5000 | 6 | Ningbo Deye Inverter Technology Co | SUN-10K-SG04LP3-AU | Aeson Power | 2027-04-28
2024-11-06 | HBS15067 | Aeson Power APS5000 (x6) w/ Ningbo Deye Inverter Technology Co SUN-12K-SG04LP3-AU Eastron SDM630 MCT (40mA) Series | 30.72 |  |  | Aeson Power | APS5000 | 6 | Ningbo Deye Inverter Technology Co | SUN-12K-SG04LP3-AU | Aeson Power | 2027-04-28
2024-11-06 | HBS15074 | Aeson Power APS5000 (x7) w/ Ningbo Deye Inverter Technology Co SUN-5K-SG04LP3-AU Eastron SDM630 MCT (40mA) Series | 35.84 |  |  | Aeson Power | APS5000 | 7 | Ningbo Deye Inverter Technology Co | SUN-5K-SG04LP3-AU | Aeson Power | 2027-04-28
2024-11-06 | HBS15075 | Aeson Power APS5000 (x7) w/ Ningbo Deye Inverter Technology Co SUN-6K-SG04LP3-AU Eastron SDM630 MCT (40mA) Series | 35.84 |  |  | Aeson Power | APS5000 | 7 | Ningbo Deye Inverter Technology Co | SUN-6K-SG04LP3-AU | Aeson Power | 2027-04-28
2024-11-06 | HBS15076 | Aeson Power APS5000 (x7) w/ Ningbo Deye Inverter Technology Co SUN-8K-SG04LP3-AU Eastron SDM630 MCT (40mA) Series | 35.84 |  |  | Aeson Power | APS5000 | 7 | Ningbo Deye Inverter Technology Co | SUN-8K-SG04LP3-AU | Aeson Power | 2027-04-28
2024-11-06 | HBS15077 | Aeson Power APS5000 (x7) w/ Ningbo Deye Inverter Technology Co SUN-10K-SG04LP3-AU Eastron SDM630 MCT (40mA) Series | 35.84 |  |  | Aeson Power | APS5000 | 7 | Ningbo Deye Inverter Technology Co | SUN-10K-SG04LP3-AU | Aeson Power | 2027-04-28
2024-11-06 | HBS15078 | Aeson Power APS5000 (x7) w/ Ningbo Deye Inverter Technology Co SUN-12K-SG04LP3-AU Eastron SDM630 MCT (40mA) Series | 35.84 |  |  | Aeson Power | APS5000 | 7 | Ningbo Deye Inverter Technology Co | SUN-12K-SG04LP3-AU | Aeson Power | 2027-04-28
2024-11-06 | HBS15085 | Aeson Power APS5000 (x8) w/ Ningbo Deye Inverter Technology Co SUN-5K-SG04LP3-AU Eastron SDM630 MCT (40mA) Series | 40.96 |  |  | Aeson Power | APS5000 | 8 | Ningbo Deye Inverter Technology Co | SUN-5K-SG04LP3-AU | Aeson Power | 2027-04-28
2024-11-06 | HBS15086 | Aeson Power APS5000 (x8) w/ Ningbo Deye Inverter Technology Co SUN-6K-SG04LP3-AU Eastron SDM630 MCT (40mA) Series | 40.96 |  |  | Aeson Power | APS5000 | 8 | Ningbo Deye Inverter Technology Co | SUN-6K-SG04LP3-AU | Aeson Power | 2027-04-28
2024-11-06 | HBS15087 | Aeson Power APS5000 (x8) w/ Ningbo Deye Inverter Technology Co SUN-8K-SG04LP3-AU Eastron SDM630 MCT (40mA) Series | 40.96 |  |  | Aeson Power | APS5000 | 8 | Ningbo Deye Inverter Technology Co | SUN-8K-SG04LP3-AU | Aeson Power | 2027-04-28
2024-11-06 | HBS15088 | Aeson Power APS5000 (x8) w/ Ningbo Deye Inverter Technology Co SUN-10K-SG04LP3-AU Eastron SDM630 MCT (40mA) Series | 40.96 |  |  | Aeson Power | APS5000 | 8 | Ningbo Deye Inverter Technology Co | SUN-10K-SG04LP3-AU | Aeson Power | 2027-04-28
2024-11-06 | HBS15089 | Aeson Power APS5000 (x8) w/ Ningbo Deye Inverter Technology Co SUN-12K-SG04LP3-AU Eastron SDM630 MCT (40mA) Series | 40.96 |  |  | Aeson Power | APS5000 | 8 | Ningbo Deye Inverter Technology Co | SUN-12K-SG04LP3-AU | Aeson Power | 2027-04-28
2024-11-06 | HBS15096 | Aeson Power APS5000 (x9) w/ Ningbo Deye Inverter Technology Co SUN-5K-SG04LP3-AU Eastron SDM630 MCT (40mA) Series | 46.08 |  |  | Aeson Power | APS5000 | 9 | Ningbo Deye Inverter Technology Co | SUN-5K-SG04LP3-AU | Aeson Power | 2027-04-28
2024-11-06 | HBS15097 | Aeson Power APS5000 (x9) w/ Ningbo Deye Inverter Technology Co SUN-6K-SG04LP3-AU Eastron SDM630 MCT (40mA) Series | 46.08 |  |  | Aeson Power | APS5000 | 9 | Ningbo Deye Inverter Technology Co | SUN-6K-SG04LP3-AU | Aeson Power | 2027-04-28
2024-11-06 | HBS15098 | Aeson Power APS5000 (x9) w/ Ningbo Deye Inverter Technology Co SUN-8K-SG04LP3-AU Eastron SDM630 MCT (40mA) Series | 46.08 |  |  | Aeson Power | APS5000 | 9 | Ningbo Deye Inverter Technology Co | SUN-8K-SG04LP3-AU | Aeson Power | 2027-04-28
2024-11-06 | HBS15099 | Aeson Power APS5000 (x9) w/ Ningbo Deye Inverter Technology Co SUN-10K-SG04LP3-AU Eastron SDM630 MCT (40mA) Series | 46.08 |  |  | Aeson Power | APS5000 | 9 | Ningbo Deye Inverter Technology Co | SUN-10K-SG04LP3-AU | Aeson Power | 2027-04-28
2024-11-06 | HBS15100 | Aeson Power APS5000 (x9) w/ Ningbo Deye Inverter Technology Co SUN-12K-SG04LP3-AU Eastron SDM630 MCT (40mA) Series | 46.08 |  |  | Aeson Power | APS5000 | 9 | Ningbo Deye Inverter Technology Co | SUN-12K-SG04LP3-AU | Aeson Power | 2027-04-28
2024-11-06 | HBS15107 | Aeson Power APS5000 (x10) w/ Ningbo Deye Inverter Technology Co SUN-5K-SG04LP3-AU Eastron SDM630 MCT (40mA) Series | 51.2 |  |  | Aeson Power | APS5000 | 10 | Ningbo Deye Inverter Technology Co | SUN-5K-SG04LP3-AU | Aeson Power | 2027-04-28
2024-11-06 | HBS15108 | Aeson Power APS5000 (x10) w/ Ningbo Deye Inverter Technology Co SUN-6K-SG04LP3-AU Eastron SDM630 MCT (40mA) Series | 51.2 |  |  | Aeson Power | APS5000 | 10 | Ningbo Deye Inverter Technology Co | SUN-6K-SG04LP3-AU | Aeson Power | 2027-04-28
2024-11-06 | HBS15109 | Aeson Power APS5000 (x10) w/ Ningbo Deye Inverter Technology Co SUN-8K-SG04LP3-AU Eastron SDM630 MCT (40mA) Series | 51.2 |  |  | Aeson Power | APS5000 | 10 | Ningbo Deye Inverter Technology Co | SUN-8K-SG04LP3-AU | Aeson Power | 2027-04-28
2024-11-06 | HBS15110 | Aeson Power APS5000 (x10) w/ Ningbo Deye Inverter Technology Co SUN-10K-SG04LP3-AU Eastron SDM630 MCT (40mA) Series | 51.2 |  |  | Aeson Power | APS5000 | 10 | Ningbo Deye Inverter Technology Co | SUN-10K-SG04LP3-AU | Aeson Power | 2027-04-28
2024-11-06 | HBS15111 | Aeson Power APS5000 (x10) w/ Ningbo Deye Inverter Technology Co SUN-12K-SG04LP3-AU Eastron SDM630 MCT (40mA) Series | 51.2 |  |  | Aeson Power | APS5000 | 10 | Ningbo Deye Inverter Technology Co | SUN-12K-SG04LP3-AU | Aeson Power | 2027-04-28
2024-11-06 | HBS15118 | Aeson Power APS5000 (x11) w/ Ningbo Deye Inverter Technology Co SUN-5K-SG04LP3-AU Eastron SDM630 MCT (40mA) Series | 56.32 |  |  | Aeson Power | APS5000 | 11 | Ningbo Deye Inverter Technology Co | SUN-5K-SG04LP3-AU | Aeson Power | 2027-04-28
2024-11-06 | HBS15119 | Aeson Power APS5000 (x11) w/ Ningbo Deye Inverter Technology Co SUN-6K-SG04LP3-AU Eastron SDM630 MCT (40mA) Series | 56.32 |  |  | Aeson Power | APS5000 | 11 | Ningbo Deye Inverter Technology Co | SUN-6K-SG04LP3-AU | Aeson Power | 2027-04-28
2024-11-06 | HBS15120 | Aeson Power APS5000 (x11) w/ Ningbo Deye Inverter Technology Co SUN-8K-SG04LP3-AU Eastron SDM630 MCT (40mA) Series | 56.32 |  |  | Aeson Power | APS5000 | 11 | Ningbo Deye Inverter Technology Co | SUN-8K-SG04LP3-AU | Aeson Power | 2027-04-28
2024-11-06 | HBS15121 | Aeson Power APS5000 (x11) w/ Ningbo Deye Inverter Technology Co SUN-10K-SG04LP3-AU Eastron SDM630 MCT (40mA) Series | 56.32 |  |  | Aeson Power | APS5000 | 11 | Ningbo Deye Inverter Technology Co | SUN-10K-SG04LP3-AU | Aeson Power | 2027-04-28
2024-11-06 | HBS15122 | Aeson Power APS5000 (x11) w/ Ningbo Deye Inverter Technology Co SUN-12K-SG04LP3-AU Eastron SDM630 MCT (40mA) Series | 56.32 |  |  | Aeson Power | APS5000 | 11 | Ningbo Deye Inverter Technology Co | SUN-12K-SG04LP3-AU | Aeson Power | 2027-04-28
2024-11-06 | HBS15129 | Aeson Power APS5000 (x12) w/ Ningbo Deye Inverter Technology Co SUN-5K-SG04LP3-AU Eastron SDM630 MCT (40mA) Series | 61.44 |  |  | Aeson Power | APS5000 | 12 | Ningbo Deye Inverter Technology Co | SUN-5K-SG04LP3-AU | Aeson Power | 2027-04-28
2024-11-06 | HBS15130 | Aeson Power APS5000 (x12) w/ Ningbo Deye Inverter Technology Co SUN-6K-SG04LP3-AU Eastron SDM630 MCT (40mA) Series | 61.44 |  |  | Aeson Power | APS5000 | 12 | Ningbo Deye Inverter Technology Co | SUN-6K-SG04LP3-AU | Aeson Power | 2027-04-28
2024-11-06 | HBS15131 | Aeson Power APS5000 (x12) w/ Ningbo Deye Inverter Technology Co SUN-8K-SG04LP3-AU Eastron SDM630 MCT (40mA) Series | 61.44 |  |  | Aeson Power | APS5000 | 12 | Ningbo Deye Inverter Technology Co | SUN-8K-SG04LP3-AU | Aeson Power | 2027-04-28
2024-11-06 | HBS15132 | Aeson Power APS5000 (x12) w/ Ningbo Deye Inverter Technology Co SUN-10K-SG04LP3-AU Eastron SDM630 MCT (40mA) Series | 61.44 |  |  | Aeson Power | APS5000 | 12 | Ningbo Deye Inverter Technology Co | SUN-10K-SG04LP3-AU | Aeson Power | 2027-04-28
2024-11-06 | HBS15133 | Aeson Power APS5000 (x12) w/ Ningbo Deye Inverter Technology Co SUN-12K-SG04LP3-AU Eastron SDM630 MCT (40mA) Series | 61.44 |  |  | Aeson Power | APS5000 | 12 | Ningbo Deye Inverter Technology Co | SUN-12K-SG04LP3-AU | Aeson Power | 2027-04-28
2024-11-06 | HBS15140 | Aeson Power APS5000 (x13) w/ Ningbo Deye Inverter Technology Co SUN-5K-SG04LP3-AU Eastron SDM630 MCT (40mA) Series | 66.56 |  |  | Aeson Power | APS5000 | 13 | Ningbo Deye Inverter Technology Co | SUN-5K-SG04LP3-AU | Aeson Power | 2027-04-28
2024-11-06 | HBS15141 | Aeson Power APS5000 (x13) w/ Ningbo Deye Inverter Technology Co SUN-6K-SG04LP3-AU Eastron SDM630 MCT (40mA) Series | 66.56 |  |  | Aeson Power | APS5000 | 13 | Ningbo Deye Inverter Technology Co | SUN-6K-SG04LP3-AU | Aeson Power | 2027-04-28
2024-11-06 | HBS15142 | Aeson Power APS5000 (x13) w/ Ningbo Deye Inverter Technology Co SUN-8K-SG04LP3-AU Eastron SDM630 MCT (40mA) Series | 66.56 |  |  | Aeson Power | APS5000 | 13 | Ningbo Deye Inverter Technology Co | SUN-8K-SG04LP3-AU | Aeson Power | 2027-04-28
2024-11-06 | HBS15143 | Aeson Power APS5000 (x13) w/ Ningbo Deye Inverter Technology Co SUN-10K-SG04LP3-AU Eastron SDM630 MCT (40mA) Series | 66.56 |  |  | Aeson Power | APS5000 | 13 | Ningbo Deye Inverter Technology Co | SUN-10K-SG04LP3-AU | Aeson Power | 2027-04-28
2024-11-06 | HBS15144 | Aeson Power APS5000 (x13) w/ Ningbo Deye Inverter Technology Co SUN-12K-SG04LP3-AU Eastron SDM630 MCT (40mA) Series | 66.56 |  |  | Aeson Power | APS5000 | 13 | Ningbo Deye Inverter Technology Co | SUN-12K-SG04LP3-AU | Aeson Power | 2027-04-28
2024-11-06 | HBS15151 | Aeson Power APS5000 (x14) w/ Ningbo Deye Inverter Technology Co SUN-5K-SG04LP3-AU Eastron SDM630 MCT (40mA) Series | 71.68 |  |  | Aeson Power | APS5000 | 14 | Ningbo Deye Inverter Technology Co | SUN-5K-SG04LP3-AU | Aeson Power | 2027-04-28
2024-11-06 | HBS15152 | Aeson Power APS5000 (x14) w/ Ningbo Deye Inverter Technology Co SUN-6K-SG04LP3-AU Eastron SDM630 MCT (40mA) Series | 71.68 |  |  | Aeson Power | APS5000 | 14 | Ningbo Deye Inverter Technology Co | SUN-6K-SG04LP3-AU | Aeson Power | 2027-04-28
2024-11-06 | HBS15153 | Aeson Power APS5000 (x14) w/ Ningbo Deye Inverter Technology Co SUN-8K-SG04LP3-AU Eastron SDM630 MCT (40mA) Series | 71.68 |  |  | Aeson Power | APS5000 | 14 | Ningbo Deye Inverter Technology Co | SUN-8K-SG04LP3-AU | Aeson Power | 2027-04-28
2024-11-06 | HBS15154 | Aeson Power APS5000 (x14) w/ Ningbo Deye Inverter Technology Co SUN-10K-SG04LP3-AU Eastron SDM630 MCT (40mA) Series | 71.68 |  |  | Aeson Power | APS5000 | 14 | Ningbo Deye Inverter Technology Co | SUN-10K-SG04LP3-AU | Aeson Power | 2027-04-28
2024-11-06 | HBS15155 | Aeson Power APS5000 (x14) w/ Ningbo Deye Inverter Technology Co SUN-12K-SG04LP3-AU Eastron SDM630 MCT (40mA) Series | 71.68 |  |  | Aeson Power | APS5000 | 14 | Ningbo Deye Inverter Technology Co | SUN-12K-SG04LP3-AU | Aeson Power | 2027-04-28
2024-11-06 | HBS15162 | Aeson Power APS5000 (x15) w/ Ningbo Deye Inverter Technology Co SUN-5K-SG04LP3-AU Eastron SDM630 MCT (40mA) Series | 76.8 |  |  | Aeson Power | APS5000 | 15 | Ningbo Deye Inverter Technology Co | SUN-5K-SG04LP3-AU | Aeson Power | 2027-04-28
2024-11-06 | HBS15163 | Aeson Power APS5000 (x15) w/ Ningbo Deye Inverter Technology Co SUN-6K-SG04LP3-AU Eastron SDM630 MCT (40mA) Series | 76.8 |  |  | Aeson Power | APS5000 | 15 | Ningbo Deye Inverter Technology Co | SUN-6K-SG04LP3-AU | Aeson Power | 2027-04-28
2024-11-06 | HBS15164 | Aeson Power APS5000 (x15) w/ Ningbo Deye Inverter Technology Co SUN-8K-SG04LP3-AU Eastron SDM630 MCT (40mA) Series | 76.8 |  |  | Aeson Power | APS5000 | 15 | Ningbo Deye Inverter Technology Co | SUN-8K-SG04LP3-AU | Aeson Power | 2027-04-28
2024-11-06 | HBS15165 | Aeson Power APS5000 (x15) w/ Ningbo Deye Inverter Technology Co SUN-10K-SG04LP3-AU Eastron SDM630 MCT (40mA) Series | 76.8 |  |  | Aeson Power | APS5000 | 15 | Ningbo Deye Inverter Technology Co | SUN-10K-SG04LP3-AU | Aeson Power | 2027-04-28
2024-11-06 | HBS15166 | Aeson Power APS5000 (x15) w/ Ningbo Deye Inverter Technology Co SUN-12K-SG04LP3-AU Eastron SDM630 MCT (40mA) Series | 76.8 |  |  | Aeson Power | APS5000 | 15 | Ningbo Deye Inverter Technology Co | SUN-12K-SG04LP3-AU | Aeson Power | 2027-04-28
2024-11-06 | HBS15173 | Aeson Power APS5000 (x16) w/ Ningbo Deye Inverter Technology Co SUN-5K-SG04LP3-AU Eastron SDM630 MCT (40mA) Series | 81.92 |  |  | Aeson Power | APS5000 | 16 | Ningbo Deye Inverter Technology Co | SUN-5K-SG04LP3-AU | Aeson Power | 2027-04-28
2024-11-06 | HBS15174 | Aeson Power APS5000 (x16) w/ Ningbo Deye Inverter Technology Co SUN-6K-SG04LP3-AU Eastron SDM630 MCT (40mA) Series | 81.92 |  |  | Aeson Power | APS5000 | 16 | Ningbo Deye Inverter Technology Co | SUN-6K-SG04LP3-AU | Aeson Power | 2027-04-28
2024-11-06 | HBS15175 | Aeson Power APS5000 (x16) w/ Ningbo Deye Inverter Technology Co SUN-8K-SG04LP3-AU Eastron SDM630 MCT (40mA) Series | 81.92 |  |  | Aeson Power | APS5000 | 16 | Ningbo Deye Inverter Technology Co | SUN-8K-SG04LP3-AU | Aeson Power | 2027-04-28
2024-11-06 | HBS15176 | Aeson Power APS5000 (x16) w/ Ningbo Deye Inverter Technology Co SUN-10K-SG04LP3-AU Eastron SDM630 MCT (40mA) Series | 81.92 |  |  | Aeson Power | APS5000 | 16 | Ningbo Deye Inverter Technology Co | SUN-10K-SG04LP3-AU | Aeson Power | 2027-04-28
2024-11-06 | HBS15177 | Aeson Power APS5000 (x16) w/ Ningbo Deye Inverter Technology Co SUN-12K-SG04LP3-AU Eastron SDM630 MCT (40mA) Series | 81.92 |  |  | Aeson Power | APS5000 | 16 | Ningbo Deye Inverter Technology Co | SUN-12K-SG04LP3-AU | Aeson Power | 2027-04-28
2024-11-11 | HBS15178 | Daqin New Energy Tech (Taizhou) Co. Ltd. Powerbox pro (x1) w/ Ginlong Technologies Co Ltd S6-EH1P3K-L-AU | 9.22 |  |  | Daqin New Energy Tech (Taizhou) Co. Ltd. | Powerbox pro | 6 | Ginlong Technologies Co Ltd | S6-EH1P3K-L-AU | DYNESS | 2026-09-18
2024-11-11 | HBS15179 | Daqin New Energy Tech (Taizhou) Co. Ltd. Powerbox pro (x2) w/ Ginlong Technologies Co Ltd S6-EH1P3K-L-AU | 18.44 |  |  | Daqin New Energy Tech (Taizhou) Co. Ltd. | Powerbox pro | 6 | Ginlong Technologies Co Ltd | S6-EH1P3K-L-AU | DYNESS | 2026-09-18
2024-11-11 | HBS15180 | Daqin New Energy Tech (Taizhou) Co. Ltd. Powerbox pro (x3) w/ Ginlong Technologies Co Ltd S6-EH1P3K-L-AU | 27.66 |  |  | Daqin New Energy Tech (Taizhou) Co. Ltd. | Powerbox pro | 6 | Ginlong Technologies Co Ltd | S6-EH1P3K-L-AU | DYNESS | 2026-09-18
2024-11-11 | HBS15181 | Daqin New Energy Tech (Taizhou) Co. Ltd. Powerbox pro (x4) w/ Ginlong Technologies Co Ltd S6-EH1P3K-L-AU | 36.88 |  |  | Daqin New Energy Tech (Taizhou) Co. Ltd. | Powerbox pro | 6 | Ginlong Technologies Co Ltd | S6-EH1P3K-L-AU | DYNESS | 2026-09-18
2024-11-11 | HBS15182 | Daqin New Energy Tech (Taizhou) Co. Ltd. Powerbox pro (x5) w/ Ginlong Technologies Co Ltd S6-EH1P3K-L-AU | 46.1 |  |  | Daqin New Energy Tech (Taizhou) Co. Ltd. | Powerbox pro | 6 | Ginlong Technologies Co Ltd | S6-EH1P3K-L-AU | DYNESS | 2026-09-18
2024-11-11 | HBS15183 | Daqin New Energy Tech (Taizhou) Co. Ltd. Powerbox pro (x1) w/ Ginlong Technologies Co Ltd S6-EH1P3.6K-L-AU | 9.22 |  |  | Daqin New Energy Tech (Taizhou) Co. Ltd. | Powerbox pro | 6 | Ginlong Technologies Co Ltd | S6-EH1P3.6K-L-AU | DYNESS | 2026-09-18
2024-11-11 | HBS15184 | Daqin New Energy Tech (Taizhou) Co. Ltd. Powerbox pro (x2) w/ Ginlong Technologies Co Ltd S6-EH1P3.6K-L-AU | 18.44 |  |  | Daqin New Energy Tech (Taizhou) Co. Ltd. | Powerbox pro | 6 | Ginlong Technologies Co Ltd | S6-EH1P3.6K-L-AU | DYNESS | 2026-09-18
2024-11-11 | HBS15185 | Daqin New Energy Tech (Taizhou) Co. Ltd. Powerbox pro (x3) w/ Ginlong Technologies Co Ltd S6-EH1P3.6K-L-AU | 27.66 |  |  | Daqin New Energy Tech (Taizhou) Co. Ltd. | Powerbox pro | 6 | Ginlong Technologies Co Ltd | S6-EH1P3.6K-L-AU | DYNESS | 2026-09-18
2024-11-11 | HBS15186 | Daqin New Energy Tech (Taizhou) Co. Ltd. Powerbox pro (x4) w/ Ginlong Technologies Co Ltd S6-EH1P3.6K-L-AU | 36.88 |  |  | Daqin New Energy Tech (Taizhou) Co. Ltd. | Powerbox pro | 6 | Ginlong Technologies Co Ltd | S6-EH1P3.6K-L-AU | DYNESS | 2026-09-18
2024-11-11 | HBS15187 | Daqin New Energy Tech (Taizhou) Co. Ltd. Powerbox pro (x5) w/ Ginlong Technologies Co Ltd S6-EH1P3.6K-L-AU | 46.1 |  |  | Daqin New Energy Tech (Taizhou) Co. Ltd. | Powerbox pro | 6 | Ginlong Technologies Co Ltd | S6-EH1P3.6K-L-AU | DYNESS | 2026-09-18
2024-11-11 | HBS15188 | Daqin New Energy Tech (Taizhou) Co. Ltd. Powerbox pro (x1) w/ Ginlong Technologies Co Ltd S6-EH1P4.6K-L-AU | 9.22 |  |  | Daqin New Energy Tech (Taizhou) Co. Ltd. | Powerbox pro | 6 | Ginlong Technologies Co Ltd | S6-EH1P4.6K-L-AU | DYNESS | 2026-09-18
2024-11-11 | HBS15189 | Daqin New Energy Tech (Taizhou) Co. Ltd. Powerbox pro (x2) w/ Ginlong Technologies Co Ltd S6-EH1P4.6K-L-AU | 18.44 |  |  | Daqin New Energy Tech (Taizhou) Co. Ltd. | Powerbox pro | 6 | Ginlong Technologies Co Ltd | S6-EH1P4.6K-L-AU | DYNESS | 2026-09-18
2024-11-11 | HBS15190 | Daqin New Energy Tech (Taizhou) Co. Ltd. Powerbox pro (x3) w/ Ginlong Technologies Co Ltd S6-EH1P4.6K-L-AU | 27.66 |  |  | Daqin New Energy Tech (Taizhou) Co. Ltd. | Powerbox pro | 6 | Ginlong Technologies Co Ltd | S6-EH1P4.6K-L-AU | DYNESS | 2026-09-18
2024-11-11 | HBS15191 | Daqin New Energy Tech (Taizhou) Co. Ltd. Powerbox pro (x4) w/ Ginlong Technologies Co Ltd S6-EH1P4.6K-L-AU | 36.88 |  |  | Daqin New Energy Tech (Taizhou) Co. Ltd. | Powerbox pro | 6 | Ginlong Technologies Co Ltd | S6-EH1P4.6K-L-AU | DYNESS | 2026-09-18
2024-11-11 | HBS15192 | Daqin New Energy Tech (Taizhou) Co. Ltd. Powerbox pro (x5) w/ Ginlong Technologies Co Ltd S6-EH1P4.6K-L-AU | 46.1 |  |  | Daqin New Energy Tech (Taizhou) Co. Ltd. | Powerbox pro | 6 | Ginlong Technologies Co Ltd | S6-EH1P4.6K-L-AU | DYNESS | 2026-09-18
2024-11-11 | HBS15193 | Daqin New Energy Tech (Taizhou) Co. Ltd. Powerbox pro (x1) w/ Ginlong Technologies Co Ltd S6-EH1P5K-L-AU | 9.22 |  |  | Daqin New Energy Tech (Taizhou) Co. Ltd. | Powerbox pro | 6 | Ginlong Technologies Co Ltd | S6-EH1P5K-L-AU | DYNESS | 2026-09-18
2024-11-11 | HBS15194 | Daqin New Energy Tech (Taizhou) Co. Ltd. Powerbox pro (x2) w/ Ginlong Technologies Co Ltd S6-EH1P5K-L-AU | 18.44 |  |  | Daqin New Energy Tech (Taizhou) Co. Ltd. | Powerbox pro | 6 | Ginlong Technologies Co Ltd | S6-EH1P5K-L-AU | DYNESS | 2026-09-18
2024-11-11 | HBS15195 | Daqin New Energy Tech (Taizhou) Co. Ltd. Powerbox pro (x3) w/ Ginlong Technologies Co Ltd S6-EH1P5K-L-AU | 27.66 |  |  | Daqin New Energy Tech (Taizhou) Co. Ltd. | Powerbox pro | 6 | Ginlong Technologies Co Ltd | S6-EH1P5K-L-AU | DYNESS | 2026-09-18
2024-11-11 | HBS15196 | Daqin New Energy Tech (Taizhou) Co. Ltd. Powerbox pro (x4) w/ Ginlong Technologies Co Ltd S6-EH1P5K-L-AU | 36.88 |  |  | Daqin New Energy Tech (Taizhou) Co. Ltd. | Powerbox pro | 6 | Ginlong Technologies Co Ltd | S6-EH1P5K-L-AU | DYNESS | 2026-09-18
2024-11-11 | HBS15197 | Daqin New Energy Tech (Taizhou) Co. Ltd. Powerbox pro (x5) w/ Ginlong Technologies Co Ltd S6-EH1P5K-L-AU | 46.1 |  |  | Daqin New Energy Tech (Taizhou) Co. Ltd. | Powerbox pro | 6 | Ginlong Technologies Co Ltd | S6-EH1P5K-L-AU | DYNESS | 2026-09-18
2024-11-11 | HBS15198 | Daqin New Energy Tech (Taizhou) Co. Ltd. Powerbox pro (x1) w/ Ginlong Technologies Co Ltd S6-EH1P6K-L-AU | 9.22 |  |  | Daqin New Energy Tech (Taizhou) Co. Ltd. | Powerbox pro | 6 | Ginlong Technologies Co Ltd | S6-EH1P6K-L-AU | DYNESS | 2026-09-18
2024-11-11 | HBS15199 | Daqin New Energy Tech (Taizhou) Co. Ltd. Powerbox pro (x2) w/ Ginlong Technologies Co Ltd S6-EH1P6K-L-AU | 18.44 |  |  | Daqin New Energy Tech (Taizhou) Co. Ltd. | Powerbox pro | 6 | Ginlong Technologies Co Ltd | S6-EH1P6K-L-AU | DYNESS | 2026-09-18
2024-11-11 | HBS15200 | Daqin New Energy Tech (Taizhou) Co. Ltd. Powerbox pro (x3) w/ Ginlong Technologies Co Ltd S6-EH1P6K-L-AU | 27.66 |  |  | Daqin New Energy Tech (Taizhou) Co. Ltd. | Powerbox pro | 6 | Ginlong Technologies Co Ltd | S6-EH1P6K-L-AU | DYNESS | 2026-09-18
2024-11-11 | HBS15201 | Daqin New Energy Tech (Taizhou) Co. Ltd. Powerbox pro (x4) w/ Ginlong Technologies Co Ltd S6-EH1P6K-L-AU | 36.88 |  |  | Daqin New Energy Tech (Taizhou) Co. Ltd. | Powerbox pro | 6 | Ginlong Technologies Co Ltd | S6-EH1P6K-L-AU | DYNESS | 2026-09-18
2024-11-11 | HBS15202 | Daqin New Energy Tech (Taizhou) Co. Ltd. Powerbox pro (x5) w/ Ginlong Technologies Co Ltd S6-EH1P6K-L-AU | 46.1 |  |  | Daqin New Energy Tech (Taizhou) Co. Ltd. | Powerbox pro | 6 | Ginlong Technologies Co Ltd | S6-EH1P6K-L-AU | DYNESS | 2026-09-18
2024-11-11 | HBS15203 | Daqin New Energy Tech (Taizhou) Co. Ltd. Powerdepot H5B (x2) w/ Ginlong Technologies Co Ltd S6-EH1P3K-L-AU | 9.22 |  |  | Daqin New Energy Tech (Taizhou) Co. Ltd. | Powerdepot H5B | 6 | Ginlong Technologies Co Ltd | S6-EH1P3K-L-AU | DYNESS | 2026-09-18
2024-11-11 | HBS15204 | Daqin New Energy Tech (Taizhou) Co. Ltd. Powerdepot H5B (x3) w/ Ginlong Technologies Co Ltd S6-EH1P3K-L-AU | 13.83 |  |  | Daqin New Energy Tech (Taizhou) Co. Ltd. | Powerdepot H5B | 6 | Ginlong Technologies Co Ltd | S6-EH1P3K-L-AU | DYNESS | 2026-09-18
2024-11-11 | HBS15205 | Daqin New Energy Tech (Taizhou) Co. Ltd. Powerdepot H5B (x4) w/ Ginlong Technologies Co Ltd S6-EH1P3K-L-AU | 18.44 |  |  | Daqin New Energy Tech (Taizhou) Co. Ltd. | Powerdepot H5B | 6 | Ginlong Technologies Co Ltd | S6-EH1P3K-L-AU | DYNESS | 2026-09-18
2024-11-11 | HBS15206 | Daqin New Energy Tech (Taizhou) Co. Ltd. Powerdepot H5B (x5) w/ Ginlong Technologies Co Ltd S6-EH1P3K-L-AU | 23.05 |  |  | Daqin New Energy Tech (Taizhou) Co. Ltd. | Powerdepot H5B | 6 | Ginlong Technologies Co Ltd | S6-EH1P3K-L-AU | DYNESS | 2026-09-18
2024-11-11 | HBS15207 | Daqin New Energy Tech (Taizhou) Co. Ltd. Powerdepot H5B (x2) w/ Ginlong Technologies Co Ltd S6-EH1P3.6K-L-AU | 9.22 |  |  | Daqin New Energy Tech (Taizhou) Co. Ltd. | Powerdepot H5B | 6 | Ginlong Technologies Co Ltd | S6-EH1P3.6K-L-AU | DYNESS | 2026-09-18
2024-11-11 | HBS15208 | Daqin New Energy Tech (Taizhou) Co. Ltd. Powerdepot H5B (x3) w/ Ginlong Technologies Co Ltd S6-EH1P3.6K-L-AU | 13.83 |  |  | Daqin New Energy Tech (Taizhou) Co. Ltd. | Powerdepot H5B | 6 | Ginlong Technologies Co Ltd | S6-EH1P3.6K-L-AU | DYNESS | 2026-09-18
2024-11-11 | HBS15209 | Daqin New Energy Tech (Taizhou) Co. Ltd. Powerdepot H5B (x4) w/ Ginlong Technologies Co Ltd S6-EH1P3.6K-L-AU | 18.44 |  |  | Daqin New Energy Tech (Taizhou) Co. Ltd. | Powerdepot H5B | 6 | Ginlong Technologies Co Ltd | S6-EH1P3.6K-L-AU | DYNESS | 2026-09-18
2024-11-11 | HBS15210 | Daqin New Energy Tech (Taizhou) Co. Ltd. Powerdepot H5B (x5) w/ Ginlong Technologies Co Ltd S6-EH1P3.6K-L-AU | 23.05 |  |  | Daqin New Energy Tech (Taizhou) Co. Ltd. | Powerdepot H5B | 6 | Ginlong Technologies Co Ltd | S6-EH1P3.6K-L-AU | DYNESS | 2026-09-18
2024-11-11 | HBS15211 | Daqin New Energy Tech (Taizhou) Co. Ltd. Powerdepot H5B (x2) w/ Ginlong Technologies Co Ltd S6-EH1P4.6K-L-AU | 9.22 |  |  | Daqin New Energy Tech (Taizhou) Co. Ltd. | Powerdepot H5B | 6 | Ginlong Technologies Co Ltd | S6-EH1P4.6K-L-AU | DYNESS | 2026-09-18
2024-11-11 | HBS15212 | Daqin New Energy Tech (Taizhou) Co. Ltd. Powerdepot H5B (x3) w/ Ginlong Technologies Co Ltd S6-EH1P4.6K-L-AU | 13.83 |  |  | Daqin New Energy Tech (Taizhou) Co. Ltd. | Powerdepot H5B | 6 | Ginlong Technologies Co Ltd | S6-EH1P4.6K-L-AU | DYNESS | 2026-09-18
2024-11-11 | HBS15213 | Daqin New Energy Tech (Taizhou) Co. Ltd. Powerdepot H5B (x4) w/ Ginlong Technologies Co Ltd S6-EH1P4.6K-L-AU | 18.44 |  |  | Daqin New Energy Tech (Taizhou) Co. Ltd. | Powerdepot H5B | 6 | Ginlong Technologies Co Ltd | S6-EH1P4.6K-L-AU | DYNESS | 2026-09-18
2024-11-11 | HBS15214 | Daqin New Energy Tech (Taizhou) Co. Ltd. Powerdepot H5B (x5) w/ Ginlong Technologies Co Ltd S6-EH1P4.6K-L-AU | 23.05 |  |  | Daqin New Energy Tech (Taizhou) Co. Ltd. | Powerdepot H5B | 6 | Ginlong Technologies Co Ltd | S6-EH1P4.6K-L-AU | DYNESS | 2026-09-18
2024-11-11 | HBS15215 | Daqin New Energy Tech (Taizhou) Co. Ltd. Powerdepot H5B (x2) w/ Ginlong Technologies Co Ltd S6-EH1P5K-L-AU | 9.22 |  |  | Daqin New Energy Tech (Taizhou) Co. Ltd. | Powerdepot H5B | 6 | Ginlong Technologies Co Ltd | S6-EH1P5K-L-AU | DYNESS | 2026-09-18
2024-11-11 | HBS15216 | Daqin New Energy Tech (Taizhou) Co. Ltd. Powerdepot H5B (x3) w/ Ginlong Technologies Co Ltd S6-EH1P5K-L-AU | 13.83 |  |  | Daqin New Energy Tech (Taizhou) Co. Ltd. | Powerdepot H5B | 6 | Ginlong Technologies Co Ltd | S6-EH1P5K-L-AU | DYNESS | 2026-09-18
2024-11-11 | HBS15217 | Daqin New Energy Tech (Taizhou) Co. Ltd. Powerdepot H5B (x4) w/ Ginlong Technologies Co Ltd S6-EH1P5K-L-AU | 18.44 |  |  | Daqin New Energy Tech (Taizhou) Co. Ltd. | Powerdepot H5B | 6 | Ginlong Technologies Co Ltd | S6-EH1P5K-L-AU | DYNESS | 2026-09-18
2024-11-11 | HBS15218 | Daqin New Energy Tech (Taizhou) Co. Ltd. Powerdepot H5B (x5) w/ Ginlong Technologies Co Ltd S6-EH1P5K-L-AU | 23.05 |  |  | Daqin New Energy Tech (Taizhou) Co. Ltd. | Powerdepot H5B | 6 | Ginlong Technologies Co Ltd | S6-EH1P5K-L-AU | DYNESS | 2026-09-18
2024-11-11 | HBS15219 | Daqin New Energy Tech (Taizhou) Co. Ltd. Powerdepot H5B (x2) w/ Ginlong Technologies Co Ltd S6-EH1P6K-L-AU | 9.22 |  |  | Daqin New Energy Tech (Taizhou) Co. Ltd. | Powerdepot H5B | 6 | Ginlong Technologies Co Ltd | S6-EH1P6K-L-AU | DYNESS | 2026-09-18
2024-11-11 | HBS15220 | Daqin New Energy Tech (Taizhou) Co. Ltd. Powerdepot H5B (x3) w/ Ginlong Technologies Co Ltd S6-EH1P6K-L-AU | 13.83 |  |  | Daqin New Energy Tech (Taizhou) Co. Ltd. | Powerdepot H5B | 6 | Ginlong Technologies Co Ltd | S6-EH1P6K-L-AU | DYNESS | 2026-09-18
2024-11-11 | HBS15221 | Daqin New Energy Tech (Taizhou) Co. Ltd. Powerdepot H5B (x4) w/ Ginlong Technologies Co Ltd S6-EH1P6K-L-AU | 18.44 |  |  | Daqin New Energy Tech (Taizhou) Co. Ltd. | Powerdepot H5B | 6 | Ginlong Technologies Co Ltd | S6-EH1P6K-L-AU | DYNESS | 2026-09-18
2024-11-11 | HBS15222 | Daqin New Energy Tech (Taizhou) Co. Ltd. Powerdepot H5B (x5) w/ Ginlong Technologies Co Ltd S6-EH1P6K-L-AU | 23.05 |  |  | Daqin New Energy Tech (Taizhou) Co. Ltd. | Powerdepot H5B | 6 | Ginlong Technologies Co Ltd | S6-EH1P6K-L-AU | DYNESS | 2026-09-18
2024-11-11 | HBS15223 | Daqin New Energy Tech (Taizhou) Co. Ltd. Powerbox pro (x1) w/ Ginlong Technologies Co Ltd S6-EH1P3K-L-PLUS-AU | 9.22 |  |  | Daqin New Energy Tech (Taizhou) Co. Ltd. | Powerbox pro | 6 | Ginlong Technologies Co Ltd | S6-EH1P3K-L-PLUS-AU | DYNESS | 2027-08-02
2024-11-11 | HBS15224 | Daqin New Energy Tech (Taizhou) Co. Ltd. Powerbox pro (x2) w/ Ginlong Technologies Co Ltd S6-EH1P3K-L-PLUS-AU | 18.44 |  |  | Daqin New Energy Tech (Taizhou) Co. Ltd. | Powerbox pro | 6 | Ginlong Technologies Co Ltd | S6-EH1P3K-L-PLUS-AU | DYNESS | 2027-08-02
2024-11-11 | HBS15225 | Daqin New Energy Tech (Taizhou) Co. Ltd. Powerbox pro (x3) w/ Ginlong Technologies Co Ltd S6-EH1P3K-L-PLUS-AU | 27.66 |  |  | Daqin New Energy Tech (Taizhou) Co. Ltd. | Powerbox pro | 6 | Ginlong Technologies Co Ltd | S6-EH1P3K-L-PLUS-AU | DYNESS | 2027-08-02
2024-11-11 | HBS15226 | Daqin New Energy Tech (Taizhou) Co. Ltd. Powerbox pro (x4) w/ Ginlong Technologies Co Ltd S6-EH1P3K-L-PLUS-AU | 36.88 |  |  | Daqin New Energy Tech (Taizhou) Co. Ltd. | Powerbox pro | 6 | Ginlong Technologies Co Ltd | S6-EH1P3K-L-PLUS-AU | DYNESS | 2027-08-02
2024-11-11 | HBS15227 | Daqin New Energy Tech (Taizhou) Co. Ltd. Powerbox pro (x5) w/ Ginlong Technologies Co Ltd S6-EH1P3K-L-PLUS-AU | 46.1 |  |  | Daqin New Energy Tech (Taizhou) Co. Ltd. | Powerbox pro | 6 | Ginlong Technologies Co Ltd | S6-EH1P3K-L-PLUS-AU | DYNESS | 2027-08-02
2024-11-11 | HBS15228 | Daqin New Energy Tech (Taizhou) Co. Ltd. Powerbox pro (x1) w/ Ginlong Technologies Co Ltd S6-EH1P3.6K-L-PLUS-AU | 9.22 |  |  | Daqin New Energy Tech (Taizhou) Co. Ltd. | Powerbox pro | 6 | Ginlong Technologies Co Ltd | S6-EH1P3.6K-L-PLUS-AU | DYNESS | 2027-08-02
2024-11-11 | HBS15229 | Daqin New Energy Tech (Taizhou) Co. Ltd. Powerbox pro (x2) w/ Ginlong Technologies Co Ltd S6-EH1P3.6K-L-PLUS-AU | 18.44 |  |  | Daqin New Energy Tech (Taizhou) Co. Ltd. | Powerbox pro | 6 | Ginlong Technologies Co Ltd | S6-EH1P3.6K-L-PLUS-AU | DYNESS | 2027-08-02
2024-11-11 | HBS15230 | Daqin New Energy Tech (Taizhou) Co. Ltd. Powerbox pro (x3) w/ Ginlong Technologies Co Ltd S6-EH1P3.6K-L-PLUS-AU | 27.66 |  |  | Daqin New Energy Tech (Taizhou) Co. Ltd. | Powerbox pro | 6 | Ginlong Technologies Co Ltd | S6-EH1P3.6K-L-PLUS-AU | DYNESS | 2027-08-02
2024-11-11 | HBS15231 | Daqin New Energy Tech (Taizhou) Co. Ltd. Powerbox pro (x4) w/ Ginlong Technologies Co Ltd S6-EH1P3.6K-L-PLUS-AU | 36.88 |  |  | Daqin New Energy Tech (Taizhou) Co. Ltd. | Powerbox pro | 6 | Ginlong Technologies Co Ltd | S6-EH1P3.6K-L-PLUS-AU | DYNESS | 2027-08-02
2024-11-11 | HBS15232 | Daqin New Energy Tech (Taizhou) Co. Ltd. Powerbox pro (x5) w/ Ginlong Technologies Co Ltd S6-EH1P3.6K-L-PLUS-AU | 46.1 |  |  | Daqin New Energy Tech (Taizhou) Co. Ltd. | Powerbox pro | 6 | Ginlong Technologies Co Ltd | S6-EH1P3.6K-L-PLUS-AU | DYNESS | 2027-08-02
2024-11-11 | HBS15233 | Daqin New Energy Tech (Taizhou) Co. Ltd. Powerbox pro (x1) w/ Ginlong Technologies Co Ltd S6-EH1P5K-L-PLUS-AU | 9.22 |  |  | Daqin New Energy Tech (Taizhou) Co. Ltd. | Powerbox pro | 6 | Ginlong Technologies Co Ltd | S6-EH1P5K-L-PLUS-AU | DYNESS | 2027-08-02
2024-11-11 | HBS15234 | Daqin New Energy Tech (Taizhou) Co. Ltd. Powerbox pro (x2) w/ Ginlong Technologies Co Ltd S6-EH1P5K-L-PLUS-AU | 18.44 |  |  | Daqin New Energy Tech (Taizhou) Co. Ltd. | Powerbox pro | 6 | Ginlong Technologies Co Ltd | S6-EH1P5K-L-PLUS-AU | DYNESS | 2027-08-02
2024-11-11 | HBS15235 | Daqin New Energy Tech (Taizhou) Co. Ltd. Powerbox pro (x3) w/ Ginlong Technologies Co Ltd S6-EH1P5K-L-PLUS-AU | 27.66 |  |  | Daqin New Energy Tech (Taizhou) Co. Ltd. | Powerbox pro | 6 | Ginlong Technologies Co Ltd | S6-EH1P5K-L-PLUS-AU | DYNESS | 2027-08-02
2024-11-11 | HBS15236 | Daqin New Energy Tech (Taizhou) Co. Ltd. Powerbox pro (x4) w/ Ginlong Technologies Co Ltd S6-EH1P5K-L-PLUS-AU | 36.88 |  |  | Daqin New Energy Tech (Taizhou) Co. Ltd. | Powerbox pro | 6 | Ginlong Technologies Co Ltd | S6-EH1P5K-L-PLUS-AU | DYNESS | 2027-08-02
2024-11-11 | HBS15237 | Daqin New Energy Tech (Taizhou) Co. Ltd. Powerbox pro (x5) w/ Ginlong Technologies Co Ltd S6-EH1P5K-L-PLUS-AU | 46.1 |  |  | Daqin New Energy Tech (Taizhou) Co. Ltd. | Powerbox pro | 6 | Ginlong Technologies Co Ltd | S6-EH1P5K-L-PLUS-AU | DYNESS | 2027-08-02
2024-11-11 | HBS15238 | Daqin New Energy Tech (Taizhou) Co. Ltd. Powerbox pro (x1) w/ Ginlong Technologies Co Ltd S6-EH1P6K-L-PLUS-AU | 9.22 |  |  | Daqin New Energy Tech (Taizhou) Co. Ltd. | Powerbox pro | 6 | Ginlong Technologies Co Ltd | S6-EH1P6K-L-PLUS-AU | DYNESS | 2027-08-02
2024-11-11 | HBS15239 | Daqin New Energy Tech (Taizhou) Co. Ltd. Powerbox pro (x2) w/ Ginlong Technologies Co Ltd S6-EH1P6K-L-PLUS-AU | 18.44 |  |  | Daqin New Energy Tech (Taizhou) Co. Ltd. | Powerbox pro | 6 | Ginlong Technologies Co Ltd | S6-EH1P6K-L-PLUS-AU | DYNESS | 2027-08-02
2024-11-11 | HBS15240 | Daqin New Energy Tech (Taizhou) Co. Ltd. Powerbox pro (x3) w/ Ginlong Technologies Co Ltd S6-EH1P6K-L-PLUS-AU | 27.66 |  |  | Daqin New Energy Tech (Taizhou) Co. Ltd. | Powerbox pro | 6 | Ginlong Technologies Co Ltd | S6-EH1P6K-L-PLUS-AU | DYNESS | 2027-08-02
2024-11-11 | HBS15241 | Daqin New Energy Tech (Taizhou) Co. Ltd. Powerbox pro (x4) w/ Ginlong Technologies Co Ltd S6-EH1P6K-L-PLUS-AU | 36.88 |  |  | Daqin New Energy Tech (Taizhou) Co. Ltd. | Powerbox pro | 6 | Ginlong Technologies Co Ltd | S6-EH1P6K-L-PLUS-AU | DYNESS | 2027-08-02
2024-11-11 | HBS15242 | Daqin New Energy Tech (Taizhou) Co. Ltd. Powerbox pro (x5) w/ Ginlong Technologies Co Ltd S6-EH1P6K-L-PLUS-AU | 46.1 |  |  | Daqin New Energy Tech (Taizhou) Co. Ltd. | Powerbox pro | 6 | Ginlong Technologies Co Ltd | S6-EH1P6K-L-PLUS-AU | DYNESS | 2027-08-02
2024-11-11 | HBS15243 | Daqin New Energy Tech (Taizhou) Co. Ltd. Powerbox pro (x1) w/ Ginlong Technologies Co Ltd S6-EH1P8K-L-PLUS-AU | 9.22 |  |  | Daqin New Energy Tech (Taizhou) Co. Ltd. | Powerbox pro | 6 | Ginlong Technologies Co Ltd | S6-EH1P8K-L-PLUS-AU | DYNESS | 2027-08-02
2024-11-11 | HBS15244 | Daqin New Energy Tech (Taizhou) Co. Ltd. Powerbox pro (x2) w/ Ginlong Technologies Co Ltd S6-EH1P8K-L-PLUS-AU | 18.44 |  |  | Daqin New Energy Tech (Taizhou) Co. Ltd. | Powerbox pro | 6 | Ginlong Technologies Co Ltd | S6-EH1P8K-L-PLUS-AU | DYNESS | 2027-08-02
2024-11-11 | HBS15245 | Daqin New Energy Tech (Taizhou) Co. Ltd. Powerbox pro (x3) w/ Ginlong Technologies Co Ltd S6-EH1P8K-L-PLUS-AU | 27.66 |  |  | Daqin New Energy Tech (Taizhou) Co. Ltd. | Powerbox pro | 6 | Ginlong Technologies Co Ltd | S6-EH1P8K-L-PLUS-AU | DYNESS | 2027-08-02
2024-11-11 | HBS15246 | Daqin New Energy Tech (Taizhou) Co. Ltd. Powerbox pro (x4) w/ Ginlong Technologies Co Ltd S6-EH1P8K-L-PLUS-AU | 36.88 |  |  | Daqin New Energy Tech (Taizhou) Co. Ltd. | Powerbox pro | 6 | Ginlong Technologies Co Ltd | S6-EH1P8K-L-PLUS-AU | DYNESS | 2027-08-02
2024-11-11 | HBS15247 | Daqin New Energy Tech (Taizhou) Co. Ltd. Powerbox pro (x5) w/ Ginlong Technologies Co Ltd S6-EH1P8K-L-PLUS-AU | 46.1 |  |  | Daqin New Energy Tech (Taizhou) Co. Ltd. | Powerbox pro | 6 | Ginlong Technologies Co Ltd | S6-EH1P8K-L-PLUS-AU | DYNESS | 2027-08-02
2024-11-11 | HBS15248 | Daqin New Energy Tech (Taizhou) Co. Ltd. Powerdepot H5B (x2) w/ Ginlong Technologies Co Ltd S6-EH1P3K-L-PLUS-AU | 9.22 |  |  | Daqin New Energy Tech (Taizhou) Co. Ltd. | Powerdepot H5B | 6 | Ginlong Technologies Co Ltd | S6-EH1P3K-L-PLUS-AU | DYNESS | 2027-08-02
2024-11-11 | HBS15249 | Daqin New Energy Tech (Taizhou) Co. Ltd. Powerdepot H5B (x3) w/ Ginlong Technologies Co Ltd S6-EH1P3K-L-PLUS-AU | 13.83 |  |  | Daqin New Energy Tech (Taizhou) Co. Ltd. | Powerdepot H5B | 6 | Ginlong Technologies Co Ltd | S6-EH1P3K-L-PLUS-AU | DYNESS | 2027-08-02
2024-11-11 | HBS15250 | Daqin New Energy Tech (Taizhou) Co. Ltd. Powerdepot H5B (x4) w/ Ginlong Technologies Co Ltd S6-EH1P3K-L-PLUS-AU | 18.44 |  |  | Daqin New Energy Tech (Taizhou) Co. Ltd. | Powerdepot H5B | 6 | Ginlong Technologies Co Ltd | S6-EH1P3K-L-PLUS-AU | DYNESS | 2027-08-02
2024-11-11 | HBS15251 | Daqin New Energy Tech (Taizhou) Co. Ltd. Powerdepot H5B (x5) w/ Ginlong Technologies Co Ltd S6-EH1P3K-L-PLUS-AU | 23.05 |  |  | Daqin New Energy Tech (Taizhou) Co. Ltd. | Powerdepot H5B | 6 | Ginlong Technologies Co Ltd | S6-EH1P3K-L-PLUS-AU | DYNESS | 2027-08-02
2024-11-11 | HBS15252 | Daqin New Energy Tech (Taizhou) Co. Ltd. Powerdepot H5B (x2) w/ Ginlong Technologies Co Ltd S6-EH1P3.6K-L-PLUS-AU | 9.22 |  |  | Daqin New Energy Tech (Taizhou) Co. Ltd. | Powerdepot H5B | 6 | Ginlong Technologies Co Ltd | S6-EH1P3.6K-L-PLUS-AU | DYNESS | 2027-08-02
2024-11-11 | HBS15253 | Daqin New Energy Tech (Taizhou) Co. Ltd. Powerdepot H5B (x3) w/ Ginlong Technologies Co Ltd S6-EH1P3.6K-L-PLUS-AU | 13.83 |  |  | Daqin New Energy Tech (Taizhou) Co. Ltd. | Powerdepot H5B | 6 | Ginlong Technologies Co Ltd | S6-EH1P3.6K-L-PLUS-AU | DYNESS | 2027-08-02
2024-11-11 | HBS15254 | Daqin New Energy Tech (Taizhou) Co. Ltd. Powerdepot H5B (x4) w/ Ginlong Technologies Co Ltd S6-EH1P3.6K-L-PLUS-AU | 18.44 |  |  | Daqin New Energy Tech (Taizhou) Co. Ltd. | Powerdepot H5B | 6 | Ginlong Technologies Co Ltd | S6-EH1P3.6K-L-PLUS-AU | DYNESS | 2027-08-02
2024-11-11 | HBS15255 | Daqin New Energy Tech (Taizhou) Co. Ltd. Powerdepot H5B (x5) w/ Ginlong Technologies Co Ltd S6-EH1P3.6K-L-PLUS-AU | 23.05 |  |  | Daqin New Energy Tech (Taizhou) Co. Ltd. | Powerdepot H5B | 6 | Ginlong Technologies Co Ltd | S6-EH1P3.6K-L-PLUS-AU | DYNESS | 2027-08-02
2024-11-11 | HBS15256 | Daqin New Energy Tech (Taizhou) Co. Ltd. Powerdepot H5B (x2) w/ Ginlong Technologies Co Ltd S6-EH1P5K-L-PLUS-AU | 9.22 |  |  | Daqin New Energy Tech (Taizhou) Co. Ltd. | Powerdepot H5B | 6 | Ginlong Technologies Co Ltd | S6-EH1P5K-L-PLUS-AU | DYNESS | 2027-08-02
2024-11-11 | HBS15257 | Daqin New Energy Tech (Taizhou) Co. Ltd. Powerdepot H5B (x3) w/ Ginlong Technologies Co Ltd S6-EH1P5K-L-PLUS-AU | 13.83 |  |  | Daqin New Energy Tech (Taizhou) Co. Ltd. | Powerdepot H5B | 6 | Ginlong Technologies Co Ltd | S6-EH1P5K-L-PLUS-AU | DYNESS | 2027-08-02
2024-11-11 | HBS15258 | Daqin New Energy Tech (Taizhou) Co. Ltd. Powerdepot H5B (x4) w/ Ginlong Technologies Co Ltd S6-EH1P5K-L-PLUS-AU | 18.44 |  |  | Daqin New Energy Tech (Taizhou) Co. Ltd. | Powerdepot H5B | 6 | Ginlong Technologies Co Ltd | S6-EH1P5K-L-PLUS-AU | DYNESS | 2027-08-02
2024-11-11 | HBS15259 | Daqin New Energy Tech (Taizhou) Co. Ltd. Powerdepot H5B (x5) w/ Ginlong Technologies Co Ltd S6-EH1P5K-L-PLUS-AU | 23.05 |  |  | Daqin New Energy Tech (Taizhou) Co. Ltd. | Powerdepot H5B | 6 | Ginlong Technologies Co Ltd | S6-EH1P5K-L-PLUS-AU | DYNESS | 2027-08-02
2024-11-11 | HBS15260 | Daqin New Energy Tech (Taizhou) Co. Ltd. Powerdepot H5B (x2) w/ Ginlong Technologies Co Ltd S6-EH1P6K-L-PLUS-AU | 9.22 |  |  | Daqin New Energy Tech (Taizhou) Co. Ltd. | Powerdepot H5B | 6 | Ginlong Technologies Co Ltd | S6-EH1P6K-L-PLUS-AU | DYNESS | 2027-08-02
2024-11-11 | HBS15261 | Daqin New Energy Tech (Taizhou) Co. Ltd. Powerdepot H5B (x3) w/ Ginlong Technologies Co Ltd S6-EH1P6K-L-PLUS-AU | 13.83 |  |  | Daqin New Energy Tech (Taizhou) Co. Ltd. | Powerdepot H5B | 6 | Ginlong Technologies Co Ltd | S6-EH1P6K-L-PLUS-AU | DYNESS | 2027-08-02
2024-11-11 | HBS15262 | Daqin New Energy Tech (Taizhou) Co. Ltd. Powerdepot H5B (x4) w/ Ginlong Technologies Co Ltd S6-EH1P6K-L-PLUS-AU | 18.44 |  |  | Daqin New Energy Tech (Taizhou) Co. Ltd. | Powerdepot H5B | 6 | Ginlong Technologies Co Ltd | S6-EH1P6K-L-PLUS-AU | DYNESS | 2027-08-02
2024-11-11 | HBS15263 | Daqin New Energy Tech (Taizhou) Co. Ltd. Powerdepot H5B (x5) w/ Ginlong Technologies Co Ltd S6-EH1P6K-L-PLUS-AU | 23.05 |  |  | Daqin New Energy Tech (Taizhou) Co. Ltd. | Powerdepot H5B | 6 | Ginlong Technologies Co Ltd | S6-EH1P6K-L-PLUS-AU | DYNESS | 2027-08-02
2024-11-11 | HBS15264 | Daqin New Energy Tech (Taizhou) Co. Ltd. Powerdepot H5B (x2) w/ Ginlong Technologies Co Ltd S6-EH1P8K-L-PLUS-AU | 9.22 |  |  | Daqin New Energy Tech (Taizhou) Co. Ltd. | Powerdepot H5B | 6 | Ginlong Technologies Co Ltd | S6-EH1P8K-L-PLUS-AU | DYNESS | 2027-08-02
2024-11-11 | HBS15265 | Daqin New Energy Tech (Taizhou) Co. Ltd. Powerdepot H5B (x3) w/ Ginlong Technologies Co Ltd S6-EH1P8K-L-PLUS-AU | 13.83 |  |  | Daqin New Energy Tech (Taizhou) Co. Ltd. | Powerdepot H5B | 6 | Ginlong Technologies Co Ltd | S6-EH1P8K-L-PLUS-AU | DYNESS | 2027-08-02
2024-11-11 | HBS15266 | Daqin New Energy Tech (Taizhou) Co. Ltd. Powerdepot H5B (x4) w/ Ginlong Technologies Co Ltd S6-EH1P8K-L-PLUS-AU | 18.44 |  |  | Daqin New Energy Tech (Taizhou) Co. Ltd. | Powerdepot H5B | 6 | Ginlong Technologies Co Ltd | S6-EH1P8K-L-PLUS-AU | DYNESS | 2027-08-02
2024-11-11 | HBS15267 | Daqin New Energy Tech (Taizhou) Co. Ltd. Powerdepot H5B (x5) w/ Ginlong Technologies Co Ltd S6-EH1P8K-L-PLUS-AU | 23.05 |  |  | Daqin New Energy Tech (Taizhou) Co. Ltd. | Powerdepot H5B | 6 | Ginlong Technologies Co Ltd | S6-EH1P8K-L-PLUS-AU | DYNESS | 2027-08-02
2024-11-11 | HBS15288 | Daqin New Energy Tech (Taizhou) Co. Ltd. Powerbox pro (x1) w/ Deye New Energy Australia Pty Ltd. SUN-14K-SG01LP1-AU | 9.22 |  |  | Daqin New Energy Tech (Taizhou) Co. Ltd. | Powerbox pro | 6 | Deye New Energy Australia Pty Ltd. | SUN-14K-SG01LP1-AU | DYNESS | 2027-03-26
2024-11-11 | HBS15289 | Daqin New Energy Tech (Taizhou) Co. Ltd. Powerbox pro (x2) w/ Deye New Energy Australia Pty Ltd. SUN-14K-SG01LP1-AU | 18.44 |  |  | Daqin New Energy Tech (Taizhou) Co. Ltd. | Powerbox pro | 6 | Deye New Energy Australia Pty Ltd. | SUN-14K-SG01LP1-AU | DYNESS | 2027-03-26
2024-11-11 | HBS15290 | Daqin New Energy Tech (Taizhou) Co. Ltd. Powerbox pro (x3) w/ Deye New Energy Australia Pty Ltd. SUN-14K-SG01LP1-AU | 27.66 |  |  | Daqin New Energy Tech (Taizhou) Co. Ltd. | Powerbox pro | 6 | Deye New Energy Australia Pty Ltd. | SUN-14K-SG01LP1-AU | DYNESS | 2027-03-26
2024-11-11 | HBS15291 | Daqin New Energy Tech (Taizhou) Co. Ltd. Powerbox pro (x4) w/ Deye New Energy Australia Pty Ltd. SUN-14K-SG01LP1-AU | 36.88 |  |  | Daqin New Energy Tech (Taizhou) Co. Ltd. | Powerbox pro | 6 | Deye New Energy Australia Pty Ltd. | SUN-14K-SG01LP1-AU | DYNESS | 2027-03-26
2024-11-11 | HBS15292 | Daqin New Energy Tech (Taizhou) Co. Ltd. Powerbox pro (x5) w/ Deye New Energy Australia Pty Ltd. SUN-14K-SG01LP1-AU | 46.1 |  |  | Daqin New Energy Tech (Taizhou) Co. Ltd. | Powerbox pro | 6 | Deye New Energy Australia Pty Ltd. | SUN-14K-SG01LP1-AU | DYNESS | 2027-03-26
2024-11-11 | HBS15293 | Daqin New Energy Tech (Taizhou) Co. Ltd. Powerbox pro (x1) w/ Deye New Energy Australia Pty Ltd. SUN-16K-SG01LP1-AU | 9.22 |  |  | Daqin New Energy Tech (Taizhou) Co. Ltd. | Powerbox pro | 6 | Deye New Energy Australia Pty Ltd. | SUN-16K-SG01LP1-AU | DYNESS | 2027-03-26
2024-11-11 | HBS15294 | Daqin New Energy Tech (Taizhou) Co. Ltd. Powerbox pro (x2) w/ Deye New Energy Australia Pty Ltd. SUN-16K-SG01LP1-AU | 18.44 |  |  | Daqin New Energy Tech (Taizhou) Co. Ltd. | Powerbox pro | 6 | Deye New Energy Australia Pty Ltd. | SUN-16K-SG01LP1-AU | DYNESS | 2027-03-26
2024-11-11 | HBS15295 | Daqin New Energy Tech (Taizhou) Co. Ltd. Powerbox pro (x3) w/ Deye New Energy Australia Pty Ltd. SUN-16K-SG01LP1-AU | 27.66 |  |  | Daqin New Energy Tech (Taizhou) Co. Ltd. | Powerbox pro | 6 | Deye New Energy Australia Pty Ltd. | SUN-16K-SG01LP1-AU | DYNESS | 2027-03-26
2024-11-11 | HBS15296 | Daqin New Energy Tech (Taizhou) Co. Ltd. Powerbox pro (x4) w/ Deye New Energy Australia Pty Ltd. SUN-16K-SG01LP1-AU | 36.88 |  |  | Daqin New Energy Tech (Taizhou) Co. Ltd. | Powerbox pro | 6 | Deye New Energy Australia Pty Ltd. | SUN-16K-SG01LP1-AU | DYNESS | 2027-03-26
2024-11-11 | HBS15297 | Daqin New Energy Tech (Taizhou) Co. Ltd. Powerbox pro (x5) w/ Deye New Energy Australia Pty Ltd. SUN-16K-SG01LP1-AU | 46.1 |  |  | Daqin New Energy Tech (Taizhou) Co. Ltd. | Powerbox pro | 6 | Deye New Energy Australia Pty Ltd. | SUN-16K-SG01LP1-AU | DYNESS | 2027-03-26
2024-11-11 | HBS15298 | Daqin New Energy Tech (Taizhou) Co. Ltd. Powerbox pro (x1) w/ Deye New Energy Australia Pty Ltd. SUN-5K-SG04LP3-AU | 9.22 |  |  | Daqin New Energy Tech (Taizhou) Co. Ltd. | Powerbox pro | 1 | Deye New Energy Australia Pty Ltd. | SUN-5K-SG04LP3-AU | DYNESS | 2027-04-28
2024-11-11 | HBS15299 | Daqin New Energy Tech (Taizhou) Co. Ltd. Powerbox pro (x2) w/ Deye New Energy Australia Pty Ltd. SUN-5K-SG04LP3-AU | 18.44 |  |  | Daqin New Energy Tech (Taizhou) Co. Ltd. | Powerbox pro | 2 | Deye New Energy Australia Pty Ltd. | SUN-5K-SG04LP3-AU | DYNESS | 2027-04-28
2024-11-11 | HBS15300 | Daqin New Energy Tech (Taizhou) Co. Ltd. Powerbox pro (x3) w/ Deye New Energy Australia Pty Ltd. SUN-5K-SG04LP3-AU | 27.66 |  |  | Daqin New Energy Tech (Taizhou) Co. Ltd. | Powerbox pro | 3 | Deye New Energy Australia Pty Ltd. | SUN-5K-SG04LP3-AU | DYNESS | 2027-04-28
2024-11-11 | HBS15301 | Daqin New Energy Tech (Taizhou) Co. Ltd. Powerbox pro (x4) w/ Deye New Energy Australia Pty Ltd. SUN-5K-SG04LP3-AU | 36.88 |  |  | Daqin New Energy Tech (Taizhou) Co. Ltd. | Powerbox pro | 4 | Deye New Energy Australia Pty Ltd. | SUN-5K-SG04LP3-AU | DYNESS | 2027-04-28
2024-11-11 | HBS15302 | Daqin New Energy Tech (Taizhou) Co. Ltd. Powerbox pro (x5) w/ Deye New Energy Australia Pty Ltd. SUN-5K-SG04LP3-AU | 46.1 |  |  | Daqin New Energy Tech (Taizhou) Co. Ltd. | Powerbox pro | 5 | Deye New Energy Australia Pty Ltd. | SUN-5K-SG04LP3-AU | DYNESS | 2027-04-28
2024-11-11 | HBS15303 | Daqin New Energy Tech (Taizhou) Co. Ltd. Powerbox pro (x1) w/ Deye New Energy Australia Pty Ltd. SUN-6K-SG04LP3-AU | 9.22 |  |  | Daqin New Energy Tech (Taizhou) Co. Ltd. | Powerbox pro | 1 | Deye New Energy Australia Pty Ltd. | SUN-6K-SG04LP3-AU | DYNESS | 2027-04-28
2024-11-11 | HBS15304 | Daqin New Energy Tech (Taizhou) Co. Ltd. Powerbox pro (x2) w/ Deye New Energy Australia Pty Ltd. SUN-6K-SG04LP3-AU | 18.44 |  |  | Daqin New Energy Tech (Taizhou) Co. Ltd. | Powerbox pro | 2 | Deye New Energy Australia Pty Ltd. | SUN-6K-SG04LP3-AU | DYNESS | 2027-04-28
2024-11-11 | HBS15305 | Daqin New Energy Tech (Taizhou) Co. Ltd. Powerbox pro (x3) w/ Deye New Energy Australia Pty Ltd. SUN-6K-SG04LP3-AU | 27.66 |  |  | Daqin New Energy Tech (Taizhou) Co. Ltd. | Powerbox pro | 3 | Deye New Energy Australia Pty Ltd. | SUN-6K-SG04LP3-AU | DYNESS | 2027-04-28
2024-11-11 | HBS15306 | Daqin New Energy Tech (Taizhou) Co. Ltd. Powerbox pro (x4) w/ Deye New Energy Australia Pty Ltd. SUN-6K-SG04LP3-AU | 36.88 |  |  | Daqin New Energy Tech (Taizhou) Co. Ltd. | Powerbox pro | 4 | Deye New Energy Australia Pty Ltd. | SUN-6K-SG04LP3-AU | DYNESS | 2027-04-28
2024-11-11 | HBS15307 | Daqin New Energy Tech (Taizhou) Co. Ltd. Powerbox pro (x5) w/ Deye New Energy Australia Pty Ltd. SUN-6K-SG04LP3-AU | 46.1 |  |  | Daqin New Energy Tech (Taizhou) Co. Ltd. | Powerbox pro | 5 | Deye New Energy Australia Pty Ltd. | SUN-6K-SG04LP3-AU | DYNESS | 2027-04-28
2024-11-11 | HBS15308 | Daqin New Energy Tech (Taizhou) Co. Ltd. Powerbox pro (x1) w/ Deye New Energy Australia Pty Ltd. SUN-8K-SG04LP3-AU | 9.22 |  |  | Daqin New Energy Tech (Taizhou) Co. Ltd. | Powerbox pro | 1 | Deye New Energy Australia Pty Ltd. | SUN-8K-SG04LP3-AU | DYNESS | 2027-04-28
2024-11-11 | HBS15309 | Daqin New Energy Tech (Taizhou) Co. Ltd. Powerbox pro (x2) w/ Deye New Energy Australia Pty Ltd. SUN-8K-SG04LP3-AU | 18.44 |  |  | Daqin New Energy Tech (Taizhou) Co. Ltd. | Powerbox pro | 2 | Deye New Energy Australia Pty Ltd. | SUN-8K-SG04LP3-AU | DYNESS | 2027-04-28
2024-11-11 | HBS15310 | Daqin New Energy Tech (Taizhou) Co. Ltd. Powerbox pro (x3) w/ Deye New Energy Australia Pty Ltd. SUN-8K-SG04LP3-AU | 27.66 |  |  | Daqin New Energy Tech (Taizhou) Co. Ltd. | Powerbox pro | 3 | Deye New Energy Australia Pty Ltd. | SUN-8K-SG04LP3-AU | DYNESS | 2027-04-28
2024-11-11 | HBS15311 | Daqin New Energy Tech (Taizhou) Co. Ltd. Powerbox pro (x4) w/ Deye New Energy Australia Pty Ltd. SUN-8K-SG04LP3-AU | 36.88 |  |  | Daqin New Energy Tech (Taizhou) Co. Ltd. | Powerbox pro | 4 | Deye New Energy Australia Pty Ltd. | SUN-8K-SG04LP3-AU | DYNESS | 2027-04-28
2024-11-11 | HBS15312 | Daqin New Energy Tech (Taizhou) Co. Ltd. Powerbox pro (x5) w/ Deye New Energy Australia Pty Ltd. SUN-8K-SG04LP3-AU | 46.1 |  |  | Daqin New Energy Tech (Taizhou) Co. Ltd. | Powerbox pro | 5 | Deye New Energy Australia Pty Ltd. | SUN-8K-SG04LP3-AU | DYNESS | 2027-04-28
2024-11-11 | HBS15313 | Daqin New Energy Tech (Taizhou) Co. Ltd. Powerbox pro (x1) w/ Deye New Energy Australia Pty Ltd. SUN-10K-SG04LP3-AU | 9.22 |  |  | Daqin New Energy Tech (Taizhou) Co. Ltd. | Powerbox pro | 1 | Deye New Energy Australia Pty Ltd. | SUN-10K-SG04LP3-AU | DYNESS | 2027-04-28
2024-11-11 | HBS15314 | Daqin New Energy Tech (Taizhou) Co. Ltd. Powerbox pro (x2) w/ Deye New Energy Australia Pty Ltd. SUN-10K-SG04LP3-AU | 18.44 |  |  | Daqin New Energy Tech (Taizhou) Co. Ltd. | Powerbox pro | 2 | Deye New Energy Australia Pty Ltd. | SUN-10K-SG04LP3-AU | DYNESS | 2027-04-28
2024-11-11 | HBS15315 | Daqin New Energy Tech (Taizhou) Co. Ltd. Powerbox pro (x3) w/ Deye New Energy Australia Pty Ltd. SUN-10K-SG04LP3-AU | 27.66 |  |  | Daqin New Energy Tech (Taizhou) Co. Ltd. | Powerbox pro | 3 | Deye New Energy Australia Pty Ltd. | SUN-10K-SG04LP3-AU | DYNESS | 2027-04-28
2024-11-11 | HBS15316 | Daqin New Energy Tech (Taizhou) Co. Ltd. Powerbox pro (x4) w/ Deye New Energy Australia Pty Ltd. SUN-10K-SG04LP3-AU | 36.88 |  |  | Daqin New Energy Tech (Taizhou) Co. Ltd. | Powerbox pro | 4 | Deye New Energy Australia Pty Ltd. | SUN-10K-SG04LP3-AU | DYNESS | 2027-04-28
2024-11-11 | HBS15317 | Daqin New Energy Tech (Taizhou) Co. Ltd. Powerbox pro (x5) w/ Deye New Energy Australia Pty Ltd. SUN-10K-SG04LP3-AU | 46.1 |  |  | Daqin New Energy Tech (Taizhou) Co. Ltd. | Powerbox pro | 5 | Deye New Energy Australia Pty Ltd. | SUN-10K-SG04LP3-AU | DYNESS | 2027-04-28
2024-11-11 | HBS15318 | Daqin New Energy Tech (Taizhou) Co. Ltd. Powerbox pro (x1) w/ Deye New Energy Australia Pty Ltd. SUN-12K-SG04LP3-AU | 9.22 |  |  | Daqin New Energy Tech (Taizhou) Co. Ltd. | Powerbox pro | 1 | Deye New Energy Australia Pty Ltd. | SUN-12K-SG04LP3-AU | DYNESS | 2027-04-28
2024-11-11 | HBS15319 | Daqin New Energy Tech (Taizhou) Co. Ltd. Powerbox pro (x2) w/ Deye New Energy Australia Pty Ltd. SUN-12K-SG04LP3-AU | 18.44 |  |  | Daqin New Energy Tech (Taizhou) Co. Ltd. | Powerbox pro | 2 | Deye New Energy Australia Pty Ltd. | SUN-12K-SG04LP3-AU | DYNESS | 2027-04-28
2024-11-11 | HBS15320 | Daqin New Energy Tech (Taizhou) Co. Ltd. Powerbox pro (x3) w/ Deye New Energy Australia Pty Ltd. SUN-12K-SG04LP3-AU | 27.66 |  |  | Daqin New Energy Tech (Taizhou) Co. Ltd. | Powerbox pro | 3 | Deye New Energy Australia Pty Ltd. | SUN-12K-SG04LP3-AU | DYNESS | 2027-04-28
2024-11-11 | HBS15321 | Daqin New Energy Tech (Taizhou) Co. Ltd. Powerbox pro (x4) w/ Deye New Energy Australia Pty Ltd. SUN-12K-SG04LP3-AU | 36.88 |  |  | Daqin New Energy Tech (Taizhou) Co. Ltd. | Powerbox pro | 4 | Deye New Energy Australia Pty Ltd. | SUN-12K-SG04LP3-AU | DYNESS | 2027-04-28
2024-11-11 | HBS15322 | Daqin New Energy Tech (Taizhou) Co. Ltd. Powerbox pro (x5) w/ Deye New Energy Australia Pty Ltd. SUN-12K-SG04LP3-AU | 46.1 |  |  | Daqin New Energy Tech (Taizhou) Co. Ltd. | Powerbox pro | 5 | Deye New Energy Australia Pty Ltd. | SUN-12K-SG04LP3-AU | DYNESS | 2027-04-28
2024-11-11 | HBS15339 | Daqin New Energy Tech (Taizhou) Co. Ltd. Powerdepot H5B (x2) w/ Deye New Energy Australia Pty Ltd. SUN-14K-SG01LP1-AU | 9.22 |  |  | Daqin New Energy Tech (Taizhou) Co. Ltd. | Powerdepot H5B | 6 | Deye New Energy Australia Pty Ltd. | SUN-14K-SG01LP1-AU | DYNESS | 2027-03-26
2024-11-11 | HBS15340 | Daqin New Energy Tech (Taizhou) Co. Ltd. Powerdepot H5B (x3) w/ Deye New Energy Australia Pty Ltd. SUN-14K-SG01LP1-AU | 13.83 |  |  | Daqin New Energy Tech (Taizhou) Co. Ltd. | Powerdepot H5B | 6 | Deye New Energy Australia Pty Ltd. | SUN-14K-SG01LP1-AU | DYNESS | 2027-03-26
2024-11-11 | HBS15341 | Daqin New Energy Tech (Taizhou) Co. Ltd. Powerdepot H5B (x4) w/ Deye New Energy Australia Pty Ltd. SUN-14K-SG01LP1-AU | 18.44 |  |  | Daqin New Energy Tech (Taizhou) Co. Ltd. | Powerdepot H5B | 6 | Deye New Energy Australia Pty Ltd. | SUN-14K-SG01LP1-AU | DYNESS | 2027-03-26
2024-11-11 | HBS15342 | Daqin New Energy Tech (Taizhou) Co. Ltd. Powerdepot H5B (x5) w/ Deye New Energy Australia Pty Ltd. SUN-14K-SG01LP1-AU | 23.05 |  |  | Daqin New Energy Tech (Taizhou) Co. Ltd. | Powerdepot H5B | 6 | Deye New Energy Australia Pty Ltd. | SUN-14K-SG01LP1-AU | DYNESS | 2027-03-26
2024-11-11 | HBS15343 | Daqin New Energy Tech (Taizhou) Co. Ltd. Powerdepot H5B (x2) w/ Deye New Energy Australia Pty Ltd. SUN-16K-SG01LP1-AU | 9.22 |  |  | Daqin New Energy Tech (Taizhou) Co. Ltd. | Powerdepot H5B | 6 | Deye New Energy Australia Pty Ltd. | SUN-16K-SG01LP1-AU | DYNESS | 2027-03-26
2024-11-11 | HBS15344 | Daqin New Energy Tech (Taizhou) Co. Ltd. Powerdepot H5B (x3) w/ Deye New Energy Australia Pty Ltd. SUN-16K-SG01LP1-AU | 13.83 |  |  | Daqin New Energy Tech (Taizhou) Co. Ltd. | Powerdepot H5B | 6 | Deye New Energy Australia Pty Ltd. | SUN-16K-SG01LP1-AU | DYNESS | 2027-03-26
2024-11-11 | HBS15345 | Daqin New Energy Tech (Taizhou) Co. Ltd. Powerdepot H5B (x4) w/ Deye New Energy Australia Pty Ltd. SUN-16K-SG01LP1-AU | 18.44 |  |  | Daqin New Energy Tech (Taizhou) Co. Ltd. | Powerdepot H5B | 6 | Deye New Energy Australia Pty Ltd. | SUN-16K-SG01LP1-AU | DYNESS | 2027-03-26
2024-11-11 | HBS15346 | Daqin New Energy Tech (Taizhou) Co. Ltd. Powerdepot H5B (x5) w/ Deye New Energy Australia Pty Ltd. SUN-16K-SG01LP1-AU | 23.05 |  |  | Daqin New Energy Tech (Taizhou) Co. Ltd. | Powerdepot H5B | 6 | Deye New Energy Australia Pty Ltd. | SUN-16K-SG01LP1-AU | DYNESS | 2027-03-26
2024-11-11 | HBS15347 | Daqin New Energy Tech (Taizhou) Co. Ltd. Powerdepot H5B (x2) w/ Deye New Energy Australia Pty Ltd. SUN-5K-SG04LP3-AU | 9.22 |  |  | Daqin New Energy Tech (Taizhou) Co. Ltd. | Powerdepot H5B | 2 | Deye New Energy Australia Pty Ltd. | SUN-5K-SG04LP3-AU | DYNESS | 2027-04-28
2024-11-11 | HBS15348 | Daqin New Energy Tech (Taizhou) Co. Ltd. Powerdepot H5B (x3) w/ Deye New Energy Australia Pty Ltd. SUN-5K-SG04LP3-AU | 13.83 |  |  | Daqin New Energy Tech (Taizhou) Co. Ltd. | Powerdepot H5B | 3 | Deye New Energy Australia Pty Ltd. | SUN-5K-SG04LP3-AU | DYNESS | 2027-04-28
2024-11-11 | HBS15349 | Daqin New Energy Tech (Taizhou) Co. Ltd. Powerdepot H5B (x4) w/ Deye New Energy Australia Pty Ltd. SUN-5K-SG04LP3-AU | 18.44 |  |  | Daqin New Energy Tech (Taizhou) Co. Ltd. | Powerdepot H5B | 4 | Deye New Energy Australia Pty Ltd. | SUN-5K-SG04LP3-AU | DYNESS | 2027-04-28
2024-11-11 | HBS15350 | Daqin New Energy Tech (Taizhou) Co. Ltd. Powerdepot H5B (x5) w/ Deye New Energy Australia Pty Ltd. SUN-5K-SG04LP3-AU | 23.05 |  |  | Daqin New Energy Tech (Taizhou) Co. Ltd. | Powerdepot H5B | 5 | Deye New Energy Australia Pty Ltd. | SUN-5K-SG04LP3-AU | DYNESS | 2027-04-28
2024-11-11 | HBS15351 | Daqin New Energy Tech (Taizhou) Co. Ltd. Powerdepot H5B (x2) w/ Deye New Energy Australia Pty Ltd. SUN-6K-SG04LP3-AU | 9.22 |  |  | Daqin New Energy Tech (Taizhou) Co. Ltd. | Powerdepot H5B | 2 | Deye New Energy Australia Pty Ltd. | SUN-6K-SG04LP3-AU | DYNESS | 2027-04-28
2024-11-11 | HBS15352 | Daqin New Energy Tech (Taizhou) Co. Ltd. Powerdepot H5B (x3) w/ Deye New Energy Australia Pty Ltd. SUN-6K-SG04LP3-AU | 13.83 |  |  | Daqin New Energy Tech (Taizhou) Co. Ltd. | Powerdepot H5B | 3 | Deye New Energy Australia Pty Ltd. | SUN-6K-SG04LP3-AU | DYNESS | 2027-04-28
2024-11-11 | HBS15353 | Daqin New Energy Tech (Taizhou) Co. Ltd. Powerdepot H5B (x4) w/ Deye New Energy Australia Pty Ltd. SUN-6K-SG04LP3-AU | 18.44 |  |  | Daqin New Energy Tech (Taizhou) Co. Ltd. | Powerdepot H5B | 4 | Deye New Energy Australia Pty Ltd. | SUN-6K-SG04LP3-AU | DYNESS | 2027-04-28
2024-11-11 | HBS15354 | Daqin New Energy Tech (Taizhou) Co. Ltd. Powerdepot H5B (x5) w/ Deye New Energy Australia Pty Ltd. SUN-6K-SG04LP3-AU | 23.05 |  |  | Daqin New Energy Tech (Taizhou) Co. Ltd. | Powerdepot H5B | 5 | Deye New Energy Australia Pty Ltd. | SUN-6K-SG04LP3-AU | DYNESS | 2027-04-28
2024-11-11 | HBS15355 | Daqin New Energy Tech (Taizhou) Co. Ltd. Powerdepot H5B (x2) w/ Deye New Energy Australia Pty Ltd. SUN-8K-SG04LP3-AU | 9.22 |  |  | Daqin New Energy Tech (Taizhou) Co. Ltd. | Powerdepot H5B | 2 | Deye New Energy Australia Pty Ltd. | SUN-8K-SG04LP3-AU | DYNESS | 2027-04-28
2024-11-11 | HBS15356 | Daqin New Energy Tech (Taizhou) Co. Ltd. Powerdepot H5B (x3) w/ Deye New Energy Australia Pty Ltd. SUN-8K-SG04LP3-AU | 13.83 |  |  | Daqin New Energy Tech (Taizhou) Co. Ltd. | Powerdepot H5B | 3 | Deye New Energy Australia Pty Ltd. | SUN-8K-SG04LP3-AU | DYNESS | 2027-04-28
2024-11-11 | HBS15357 | Daqin New Energy Tech (Taizhou) Co. Ltd. Powerdepot H5B (x4) w/ Deye New Energy Australia Pty Ltd. SUN-8K-SG04LP3-AU | 18.44 |  |  | Daqin New Energy Tech (Taizhou) Co. Ltd. | Powerdepot H5B | 4 | Deye New Energy Australia Pty Ltd. | SUN-8K-SG04LP3-AU | DYNESS | 2027-04-28
2024-11-11 | HBS15358 | Daqin New Energy Tech (Taizhou) Co. Ltd. Powerdepot H5B (x5) w/ Deye New Energy Australia Pty Ltd. SUN-8K-SG04LP3-AU | 23.05 |  |  | Daqin New Energy Tech (Taizhou) Co. Ltd. | Powerdepot H5B | 5 | Deye New Energy Australia Pty Ltd. | SUN-8K-SG04LP3-AU | DYNESS | 2027-04-28
2024-11-11 | HBS15359 | Daqin New Energy Tech (Taizhou) Co. Ltd. Powerdepot H5B (x2) w/ Deye New Energy Australia Pty Ltd. SUN-10K-SG04LP3-AU | 9.22 |  |  | Daqin New Energy Tech (Taizhou) Co. Ltd. | Powerdepot H5B | 2 | Deye New Energy Australia Pty Ltd. | SUN-10K-SG04LP3-AU | DYNESS | 2027-04-28
2024-11-11 | HBS15360 | Daqin New Energy Tech (Taizhou) Co. Ltd. Powerdepot H5B (x3) w/ Deye New Energy Australia Pty Ltd. SUN-10K-SG04LP3-AU | 13.83 |  |  | Daqin New Energy Tech (Taizhou) Co. Ltd. | Powerdepot H5B | 3 | Deye New Energy Australia Pty Ltd. | SUN-10K-SG04LP3-AU | DYNESS | 2027-04-28
2024-11-11 | HBS15361 | Daqin New Energy Tech (Taizhou) Co. Ltd. Powerdepot H5B (x4) w/ Deye New Energy Australia Pty Ltd. SUN-10K-SG04LP3-AU | 18.44 |  |  | Daqin New Energy Tech (Taizhou) Co. Ltd. | Powerdepot H5B | 4 | Deye New Energy Australia Pty Ltd. | SUN-10K-SG04LP3-AU | DYNESS | 2027-04-28
2024-11-11 | HBS15362 | Daqin New Energy Tech (Taizhou) Co. Ltd. Powerdepot H5B (x5) w/ Deye New Energy Australia Pty Ltd. SUN-10K-SG04LP3-AU | 23.05 |  |  | Daqin New Energy Tech (Taizhou) Co. Ltd. | Powerdepot H5B | 5 | Deye New Energy Australia Pty Ltd. | SUN-10K-SG04LP3-AU | DYNESS | 2027-04-28
2024-11-11 | HBS15363 | Daqin New Energy Tech (Taizhou) Co. Ltd. Powerdepot H5B (x2) w/ Deye New Energy Australia Pty Ltd. SUN-12K-SG04LP3-AU | 9.22 |  |  | Daqin New Energy Tech (Taizhou) Co. Ltd. | Powerdepot H5B | 2 | Deye New Energy Australia Pty Ltd. | SUN-12K-SG04LP3-AU | DYNESS | 2027-04-28
2024-11-11 | HBS15364 | Daqin New Energy Tech (Taizhou) Co. Ltd. Powerdepot H5B (x3) w/ Deye New Energy Australia Pty Ltd. SUN-12K-SG04LP3-AU | 13.83 |  |  | Daqin New Energy Tech (Taizhou) Co. Ltd. | Powerdepot H5B | 3 | Deye New Energy Australia Pty Ltd. | SUN-12K-SG04LP3-AU | DYNESS | 2027-04-28
2024-11-11 | HBS15365 | Daqin New Energy Tech (Taizhou) Co. Ltd. Powerdepot H5B (x4) w/ Deye New Energy Australia Pty Ltd. SUN-12K-SG04LP3-AU | 18.44 |  |  | Daqin New Energy Tech (Taizhou) Co. Ltd. | Powerdepot H5B | 4 | Deye New Energy Australia Pty Ltd. | SUN-12K-SG04LP3-AU | DYNESS | 2027-04-28
2024-11-11 | HBS15366 | Daqin New Energy Tech (Taizhou) Co. Ltd. Powerdepot H5B (x5) w/ Deye New Energy Australia Pty Ltd. SUN-12K-SG04LP3-AU | 23.05 |  |  | Daqin New Energy Tech (Taizhou) Co. Ltd. | Powerdepot H5B | 5 | Deye New Energy Australia Pty Ltd. | SUN-12K-SG04LP3-AU | DYNESS | 2027-04-28
2024-11-11 | HBS15367 | Discover Energy Systems Corp 48-48-5120 (x2) w/ Noark Electrics (Shanghai) Co., Ltd. Ex9N-DH-5KS-AU (AS4777-2 2020) Eastron SDM120CT-M(40mA) | 10.24 |  |  | Discover Energy Systems Corp | 48-48-5120 | 6 | Noark Electrics (Shanghai) Co., Ltd. | Ex9N-DH-5KS-AU (AS4777-2 2020) | Discover Energy Systems Corp | 2026-11-08
2024-11-11 | HBS15368 | Discover Energy Systems Corp 48-48-5120 (x3) w/ Noark Electrics (Shanghai) Co., Ltd. Ex9N-DH-5KS-AU (AS4777-2 2020) Eastron SDM120CT-M(40mA) | 15.36 |  |  | Discover Energy Systems Corp | 48-48-5120 | 6 | Noark Electrics (Shanghai) Co., Ltd. | Ex9N-DH-5KS-AU (AS4777-2 2020) | Discover Energy Systems Corp | 2026-11-08
2024-11-11 | HBS15369 | Discover Energy Systems Corp 48-48-5120 (x4) w/ Noark Electrics (Shanghai) Co., Ltd. Ex9N-DH-5KS-AU (AS4777-2 2020) Eastron SDM120CT-M(40mA) | 20.48 |  |  | Discover Energy Systems Corp | 48-48-5120 | 6 | Noark Electrics (Shanghai) Co., Ltd. | Ex9N-DH-5KS-AU (AS4777-2 2020) | Discover Energy Systems Corp | 2026-11-08
2024-11-11 | HBS15370 | Discover Energy Systems Corp 48-48-5120 (x5) w/ Noark Electrics (Shanghai) Co., Ltd. Ex9N-DH-5KS-AU (AS4777-2 2020) Eastron SDM120CT-M(40mA) | 25.6 |  |  | Discover Energy Systems Corp | 48-48-5120 | 6 | Noark Electrics (Shanghai) Co., Ltd. | Ex9N-DH-5KS-AU (AS4777-2 2020) | Discover Energy Systems Corp | 2026-11-08
2024-11-11 | HBS15371 | Discover Energy Systems Corp 48-48-5120 (x6) w/ Noark Electrics (Shanghai) Co., Ltd. Ex9N-DH-5KS-AU (AS4777-2 2020) Eastron SDM120CT-M(40mA) | 30.72 |  |  | Discover Energy Systems Corp | 48-48-5120 | 6 | Noark Electrics (Shanghai) Co., Ltd. | Ex9N-DH-5KS-AU (AS4777-2 2020) | Discover Energy Systems Corp | 2026-11-08
2024-11-11 | HBS15372 | Discover Energy Systems Corp 48-48-5120 (x7) w/ Noark Electrics (Shanghai) Co., Ltd. Ex9N-DH-5KS-AU (AS4777-2 2020) Eastron SDM120CT-M(40mA) | 35.84 |  |  | Discover Energy Systems Corp | 48-48-5120 | 6 | Noark Electrics (Shanghai) Co., Ltd. | Ex9N-DH-5KS-AU (AS4777-2 2020) | Discover Energy Systems Corp | 2026-11-08
2024-11-11 | HBS15373 | Discover Energy Systems Corp 48-48-5120 (x8) w/ Noark Electrics (Shanghai) Co., Ltd. Ex9N-DH-5KS-AU (AS4777-2 2020) Eastron SDM120CT-M(40mA) | 40.96 |  |  | Discover Energy Systems Corp | 48-48-5120 | 6 | Noark Electrics (Shanghai) Co., Ltd. | Ex9N-DH-5KS-AU (AS4777-2 2020) | Discover Energy Systems Corp | 2026-11-08
2024-11-11 | HBS15374 | Discover Energy Systems Corp 48-48-5120 (x9) w/ Noark Electrics (Shanghai) Co., Ltd. Ex9N-DH-5KS-AU (AS4777-2 2020) Eastron SDM120CT-M(40mA) | 46.08 |  |  | Discover Energy Systems Corp | 48-48-5120 | 6 | Noark Electrics (Shanghai) Co., Ltd. | Ex9N-DH-5KS-AU (AS4777-2 2020) | Discover Energy Systems Corp | 2026-11-08
2024-11-11 | HBS15375 | Discover Energy Systems Corp 48-48-5120 (x10) w/ Noark Electrics (Shanghai) Co., Ltd. Ex9N-DH-5KS-AU (AS4777-2 2020) Eastron SDM120CT-M(40mA) | 51.2 |  |  | Discover Energy Systems Corp | 48-48-5120 | 6 | Noark Electrics (Shanghai) Co., Ltd. | Ex9N-DH-5KS-AU (AS4777-2 2020) | Discover Energy Systems Corp | 2026-11-08
2024-11-11 | HBS15376 | Discover Energy Systems Corp 48-48-5120 (x11) w/ Noark Electrics (Shanghai) Co., Ltd. Ex9N-DH-5KS-AU (AS4777-2 2020) Eastron SDM120CT-M(40mA) | 56.32 |  |  | Discover Energy Systems Corp | 48-48-5120 | 6 | Noark Electrics (Shanghai) Co., Ltd. | Ex9N-DH-5KS-AU (AS4777-2 2020) | Discover Energy Systems Corp | 2026-11-08
2024-11-11 | HBS15377 | Discover Energy Systems Corp 48-48-5120 (x12) w/ Noark Electrics (Shanghai) Co., Ltd. Ex9N-DH-5KS-AU (AS4777-2 2020) Eastron SDM120CT-M(40mA) | 61.44 |  |  | Discover Energy Systems Corp | 48-48-5120 | 6 | Noark Electrics (Shanghai) Co., Ltd. | Ex9N-DH-5KS-AU (AS4777-2 2020) | Discover Energy Systems Corp | 2026-11-08
2024-11-11 | HBS15378 | Discover Energy Systems Corp 48-48-5120 (x13) w/ Noark Electrics (Shanghai) Co., Ltd. Ex9N-DH-5KS-AU (AS4777-2 2020) Eastron SDM120CT-M(40mA) | 66.56 |  |  | Discover Energy Systems Corp | 48-48-5120 | 6 | Noark Electrics (Shanghai) Co., Ltd. | Ex9N-DH-5KS-AU (AS4777-2 2020) | Discover Energy Systems Corp | 2026-11-08
2024-11-11 | HBS15379 | Discover Energy Systems Corp 48-48-5120 (x14) w/ Noark Electrics (Shanghai) Co., Ltd. Ex9N-DH-5KS-AU (AS4777-2 2020) Eastron SDM120CT-M(40mA) | 71.68 |  |  | Discover Energy Systems Corp | 48-48-5120 | 6 | Noark Electrics (Shanghai) Co., Ltd. | Ex9N-DH-5KS-AU (AS4777-2 2020) | Discover Energy Systems Corp | 2026-11-08
2024-11-11 | HBS15380 | Discover Energy Systems Corp 48-48-5120 (x15) w/ Noark Electrics (Shanghai) Co., Ltd. Ex9N-DH-5KS-AU (AS4777-2 2020) Eastron SDM120CT-M(40mA) | 76.8 |  |  | Discover Energy Systems Corp | 48-48-5120 | 6 | Noark Electrics (Shanghai) Co., Ltd. | Ex9N-DH-5KS-AU (AS4777-2 2020) | Discover Energy Systems Corp | 2026-11-08
2024-11-11 | HBS15381 | Discover Energy Systems Corp 48-48-5120 (x16) w/ Noark Electrics (Shanghai) Co., Ltd. Ex9N-DH-5KS-AU (AS4777-2 2020) Eastron SDM120CT-M(40mA) | 81.92 |  |  | Discover Energy Systems Corp | 48-48-5120 | 6 | Noark Electrics (Shanghai) Co., Ltd. | Ex9N-DH-5KS-AU (AS4777-2 2020) | Discover Energy Systems Corp | 2026-11-08
2024-11-11 | HBS15382 | Discover Energy Systems Corp 48-48-5120 (x17) w/ Noark Electrics (Shanghai) Co., Ltd. Ex9N-DH-5KS-AU (AS4777-2 2020) Eastron SDM120CT-M(40mA) | 87.04 |  |  | Discover Energy Systems Corp | 48-48-5120 | 6 | Noark Electrics (Shanghai) Co., Ltd. | Ex9N-DH-5KS-AU (AS4777-2 2020) | Discover Energy Systems Corp | 2026-11-08
2024-11-11 | HBS15383 | Discover Energy Systems Corp 48-48-5120 (x18) w/ Noark Electrics (Shanghai) Co., Ltd. Ex9N-DH-5KS-AU (AS4777-2 2020) Eastron SDM120CT-M(40mA) | 92.16 |  |  | Discover Energy Systems Corp | 48-48-5120 | 6 | Noark Electrics (Shanghai) Co., Ltd. | Ex9N-DH-5KS-AU (AS4777-2 2020) | Discover Energy Systems Corp | 2026-11-08
2024-11-11 | HBS15384 | Discover Energy Systems Corp 48-48-5120 (x19) w/ Noark Electrics (Shanghai) Co., Ltd. Ex9N-DH-5KS-AU (AS4777-2 2020) Eastron SDM120CT-M(40mA) | 97.28 |  |  | Discover Energy Systems Corp | 48-48-5120 | 6 | Noark Electrics (Shanghai) Co., Ltd. | Ex9N-DH-5KS-AU (AS4777-2 2020) | Discover Energy Systems Corp | 2026-11-08
2024-11-11 | HBS15385 | Discover Energy Systems Corp 48-48-5120 (x20) w/ Noark Electrics (Shanghai) Co., Ltd. Ex9N-DH-5KS-AU (AS4777-2 2020) Eastron SDM120CT-M(40mA) | 102.4 |  |  | Discover Energy Systems Corp | 48-48-5120 | 6 | Noark Electrics (Shanghai) Co., Ltd. | Ex9N-DH-5KS-AU (AS4777-2 2020) | Discover Energy Systems Corp | 2026-11-08
2024-11-11 | HBS15386 | Discover Energy Systems Corp 48-48-5120 (x21) w/ Noark Electrics (Shanghai) Co., Ltd. Ex9N-DH-5KS-AU (AS4777-2 2020) Eastron SDM120CT-M(40mA) | 107.52 |  |  | Discover Energy Systems Corp | 48-48-5120 | 6 | Noark Electrics (Shanghai) Co., Ltd. | Ex9N-DH-5KS-AU (AS4777-2 2020) | Discover Energy Systems Corp | 2026-11-08
2024-11-11 | HBS15387 | Discover Energy Systems Corp 48-48-5120 (x22) w/ Noark Electrics (Shanghai) Co., Ltd. Ex9N-DH-5KS-AU (AS4777-2 2020) Eastron SDM120CT-M(40mA) | 112.64 |  |  | Discover Energy Systems Corp | 48-48-5120 | 6 | Noark Electrics (Shanghai) Co., Ltd. | Ex9N-DH-5KS-AU (AS4777-2 2020) | Discover Energy Systems Corp | 2026-11-08
2024-11-11 | HBS15388 | Discover Energy Systems Corp 48-48-5120 (x23) w/ Noark Electrics (Shanghai) Co., Ltd. Ex9N-DH-5KS-AU (AS4777-2 2020) Eastron SDM120CT-M(40mA) | 117.76 |  |  | Discover Energy Systems Corp | 48-48-5120 | 6 | Noark Electrics (Shanghai) Co., Ltd. | Ex9N-DH-5KS-AU (AS4777-2 2020) | Discover Energy Systems Corp | 2026-11-08
2024-11-11 | HBS15389 | Discover Energy Systems Corp 48-48-5120 (x24) w/ Noark Electrics (Shanghai) Co., Ltd. Ex9N-DH-5KS-AU (AS4777-2 2020) Eastron SDM120CT-M(40mA) | 122.88 |  |  | Discover Energy Systems Corp | 48-48-5120 | 6 | Noark Electrics (Shanghai) Co., Ltd. | Ex9N-DH-5KS-AU (AS4777-2 2020) | Discover Energy Systems Corp | 2026-11-08
2024-11-11 | HBS15390 | Discover Energy Systems Corp 48-48-5120 (x25) w/ Noark Electrics (Shanghai) Co., Ltd. Ex9N-DH-5KS-AU (AS4777-2 2020) Eastron SDM120CT-M(40mA) | 128 |  |  | Discover Energy Systems Corp | 48-48-5120 | 6 | Noark Electrics (Shanghai) Co., Ltd. | Ex9N-DH-5KS-AU (AS4777-2 2020) | Discover Energy Systems Corp | 2026-11-08
2024-11-11 | HBS15391 | Discover Energy Systems Corp 48-48-5120 (x26) w/ Noark Electrics (Shanghai) Co., Ltd. Ex9N-DH-5KS-AU (AS4777-2 2020) Eastron SDM120CT-M(40mA) | 133.12 |  |  | Discover Energy Systems Corp | 48-48-5120 | 6 | Noark Electrics (Shanghai) Co., Ltd. | Ex9N-DH-5KS-AU (AS4777-2 2020) | Discover Energy Systems Corp | 2026-11-08
2024-11-11 | HBS15392 | Discover Energy Systems Corp 48-48-5120 (x27) w/ Noark Electrics (Shanghai) Co., Ltd. Ex9N-DH-5KS-AU (AS4777-2 2020) Eastron SDM120CT-M(40mA) | 138.24 |  |  | Discover Energy Systems Corp | 48-48-5120 | 6 | Noark Electrics (Shanghai) Co., Ltd. | Ex9N-DH-5KS-AU (AS4777-2 2020) | Discover Energy Systems Corp | 2026-11-08
2024-11-11 | HBS15393 | Discover Energy Systems Corp 48-48-5120 (x28) w/ Noark Electrics (Shanghai) Co., Ltd. Ex9N-DH-5KS-AU (AS4777-2 2020) Eastron SDM120CT-M(40mA) | 143.36 |  |  | Discover Energy Systems Corp | 48-48-5120 | 6 | Noark Electrics (Shanghai) Co., Ltd. | Ex9N-DH-5KS-AU (AS4777-2 2020) | Discover Energy Systems Corp | 2026-11-08
2024-11-11 | HBS15394 | Discover Energy Systems Corp 48-48-5120 (x29) w/ Noark Electrics (Shanghai) Co., Ltd. Ex9N-DH-5KS-AU (AS4777-2 2020) Eastron SDM120CT-M(40mA) | 148.48 |  |  | Discover Energy Systems Corp | 48-48-5120 | 6 | Noark Electrics (Shanghai) Co., Ltd. | Ex9N-DH-5KS-AU (AS4777-2 2020) | Discover Energy Systems Corp | 2026-11-08
2024-11-11 | HBS15395 | Discover Energy Systems Corp 48-48-5120 (x30) w/ Noark Electrics (Shanghai) Co., Ltd. Ex9N-DH-5KS-AU (AS4777-2 2020) Eastron SDM120CT-M(40mA) | 153.6 |  |  | Discover Energy Systems Corp | 48-48-5120 | 6 | Noark Electrics (Shanghai) Co., Ltd. | Ex9N-DH-5KS-AU (AS4777-2 2020) | Discover Energy Systems Corp | 2026-11-08
2024-11-11 | HBS15396 | Discover Energy Systems Corp 48-48-5120 (x31) w/ Noark Electrics (Shanghai) Co., Ltd. Ex9N-DH-5KS-AU (AS4777-2 2020) Eastron SDM120CT-M(40mA) | 158.72 |  |  | Discover Energy Systems Corp | 48-48-5120 | 6 | Noark Electrics (Shanghai) Co., Ltd. | Ex9N-DH-5KS-AU (AS4777-2 2020) | Discover Energy Systems Corp | 2026-11-08
2024-11-11 | HBS15397 | Discover Energy Systems Corp 48-48-5120 (x32) w/ Noark Electrics (Shanghai) Co., Ltd. Ex9N-DH-5KS-AU (AS4777-2 2020) Eastron SDM120CT-M(40mA) | 163.84 |  |  | Discover Energy Systems Corp | 48-48-5120 | 6 | Noark Electrics (Shanghai) Co., Ltd. | Ex9N-DH-5KS-AU (AS4777-2 2020) | Discover Energy Systems Corp | 2026-11-08
2024-11-11 | HBS15398 | Discover Energy Systems Corp 48-48-5120 (x33) w/ Noark Electrics (Shanghai) Co., Ltd. Ex9N-DH-5KS-AU (AS4777-2 2020) Eastron SDM120CT-M(40mA) | 168.96 |  |  | Discover Energy Systems Corp | 48-48-5120 | 6 | Noark Electrics (Shanghai) Co., Ltd. | Ex9N-DH-5KS-AU (AS4777-2 2020) | Discover Energy Systems Corp | 2026-11-08
2024-11-11 | HBS15399 | Discover Energy Systems Corp 48-48-5120 (x34) w/ Noark Electrics (Shanghai) Co., Ltd. Ex9N-DH-5KS-AU (AS4777-2 2020) Eastron SDM120CT-M(40mA) | 174.08 |  |  | Discover Energy Systems Corp | 48-48-5120 | 6 | Noark Electrics (Shanghai) Co., Ltd. | Ex9N-DH-5KS-AU (AS4777-2 2020) | Discover Energy Systems Corp | 2026-11-08
2024-11-11 | HBS15400 | Discover Energy Systems Corp 48-48-5120 (x35) w/ Noark Electrics (Shanghai) Co., Ltd. Ex9N-DH-5KS-AU (AS4777-2 2020) Eastron SDM120CT-M(40mA) | 179.2 |  |  | Discover Energy Systems Corp | 48-48-5120 | 6 | Noark Electrics (Shanghai) Co., Ltd. | Ex9N-DH-5KS-AU (AS4777-2 2020) | Discover Energy Systems Corp | 2026-11-08
2024-11-11 | HBS15401 | Discover Energy Systems Corp 48-48-5120 (x2) w/ Noark Electrics (Shanghai) Co., Ltd. Ex9N-DH-6KS-AU (AS4777-2 2020) Eastron SDM120CT-M(40mA) | 10.24 |  |  | Discover Energy Systems Corp | 48-48-5120 | 6 | Noark Electrics (Shanghai) Co., Ltd. | Ex9N-DH-6KS-AU (AS4777-2 2020) | Discover Energy Systems Corp | 2026-11-08
2024-11-11 | HBS15402 | Discover Energy Systems Corp 48-48-5120 (x3) w/ Noark Electrics (Shanghai) Co., Ltd. Ex9N-DH-6KS-AU (AS4777-2 2020) Eastron SDM120CT-M(40mA) | 15.36 |  |  | Discover Energy Systems Corp | 48-48-5120 | 6 | Noark Electrics (Shanghai) Co., Ltd. | Ex9N-DH-6KS-AU (AS4777-2 2020) | Discover Energy Systems Corp | 2026-11-08
2024-11-11 | HBS15403 | Discover Energy Systems Corp 48-48-5120 (x4) w/ Noark Electrics (Shanghai) Co., Ltd. Ex9N-DH-6KS-AU (AS4777-2 2020) Eastron SDM120CT-M(40mA) | 20.48 |  |  | Discover Energy Systems Corp | 48-48-5120 | 6 | Noark Electrics (Shanghai) Co., Ltd. | Ex9N-DH-6KS-AU (AS4777-2 2020) | Discover Energy Systems Corp | 2026-11-08
2024-11-11 | HBS15404 | Discover Energy Systems Corp 48-48-5120 (x5) w/ Noark Electrics (Shanghai) Co., Ltd. Ex9N-DH-6KS-AU (AS4777-2 2020) Eastron SDM120CT-M(40mA) | 25.6 |  |  | Discover Energy Systems Corp | 48-48-5120 | 6 | Noark Electrics (Shanghai) Co., Ltd. | Ex9N-DH-6KS-AU (AS4777-2 2020) | Discover Energy Systems Corp | 2026-11-08
2024-11-11 | HBS15405 | Discover Energy Systems Corp 48-48-5120 (x6) w/ Noark Electrics (Shanghai) Co., Ltd. Ex9N-DH-6KS-AU (AS4777-2 2020) Eastron SDM120CT-M(40mA) | 30.72 |  |  | Discover Energy Systems Corp | 48-48-5120 | 6 | Noark Electrics (Shanghai) Co., Ltd. | Ex9N-DH-6KS-AU (AS4777-2 2020) | Discover Energy Systems Corp | 2026-11-08
2024-11-11 | HBS15406 | Discover Energy Systems Corp 48-48-5120 (x7) w/ Noark Electrics (Shanghai) Co., Ltd. Ex9N-DH-6KS-AU (AS4777-2 2020) Eastron SDM120CT-M(40mA) | 35.84 |  |  | Discover Energy Systems Corp | 48-48-5120 | 6 | Noark Electrics (Shanghai) Co., Ltd. | Ex9N-DH-6KS-AU (AS4777-2 2020) | Discover Energy Systems Corp | 2026-11-08
2024-11-11 | HBS15407 | Discover Energy Systems Corp 48-48-5120 (x8) w/ Noark Electrics (Shanghai) Co., Ltd. Ex9N-DH-6KS-AU (AS4777-2 2020) Eastron SDM120CT-M(40mA) | 40.96 |  |  | Discover Energy Systems Corp | 48-48-5120 | 6 | Noark Electrics (Shanghai) Co., Ltd. | Ex9N-DH-6KS-AU (AS4777-2 2020) | Discover Energy Systems Corp | 2026-11-08
2024-11-11 | HBS15408 | Discover Energy Systems Corp 48-48-5120 (x9) w/ Noark Electrics (Shanghai) Co., Ltd. Ex9N-DH-6KS-AU (AS4777-2 2020) Eastron SDM120CT-M(40mA) | 46.08 |  |  | Discover Energy Systems Corp | 48-48-5120 | 6 | Noark Electrics (Shanghai) Co., Ltd. | Ex9N-DH-6KS-AU (AS4777-2 2020) | Discover Energy Systems Corp | 2026-11-08
2024-11-11 | HBS15409 | Discover Energy Systems Corp 48-48-5120 (x10) w/ Noark Electrics (Shanghai) Co., Ltd. Ex9N-DH-6KS-AU (AS4777-2 2020) Eastron SDM120CT-M(40mA) | 51.2 |  |  | Discover Energy Systems Corp | 48-48-5120 | 6 | Noark Electrics (Shanghai) Co., Ltd. | Ex9N-DH-6KS-AU (AS4777-2 2020) | Discover Energy Systems Corp | 2026-11-08
2024-11-11 | HBS15410 | Discover Energy Systems Corp 48-48-5120 (x11) w/ Noark Electrics (Shanghai) Co., Ltd. Ex9N-DH-6KS-AU (AS4777-2 2020) Eastron SDM120CT-M(40mA) | 56.32 |  |  | Discover Energy Systems Corp | 48-48-5120 | 6 | Noark Electrics (Shanghai) Co., Ltd. | Ex9N-DH-6KS-AU (AS4777-2 2020) | Discover Energy Systems Corp | 2026-11-08
2024-11-11 | HBS15411 | Discover Energy Systems Corp 48-48-5120 (x12) w/ Noark Electrics (Shanghai) Co., Ltd. Ex9N-DH-6KS-AU (AS4777-2 2020) Eastron SDM120CT-M(40mA) | 61.44 |  |  | Discover Energy Systems Corp | 48-48-5120 | 6 | Noark Electrics (Shanghai) Co., Ltd. | Ex9N-DH-6KS-AU (AS4777-2 2020) | Discover Energy Systems Corp | 2026-11-08
2024-11-11 | HBS15412 | Discover Energy Systems Corp 48-48-5120 (x13) w/ Noark Electrics (Shanghai) Co., Ltd. Ex9N-DH-6KS-AU (AS4777-2 2020) Eastron SDM120CT-M(40mA) | 66.56 |  |  | Discover Energy Systems Corp | 48-48-5120 | 6 | Noark Electrics (Shanghai) Co., Ltd. | Ex9N-DH-6KS-AU (AS4777-2 2020) | Discover Energy Systems Corp | 2026-11-08
2024-11-11 | HBS15413 | Discover Energy Systems Corp 48-48-5120 (x14) w/ Noark Electrics (Shanghai) Co., Ltd. Ex9N-DH-6KS-AU (AS4777-2 2020) Eastron SDM120CT-M(40mA) | 71.68 |  |  | Discover Energy Systems Corp | 48-48-5120 | 6 | Noark Electrics (Shanghai) Co., Ltd. | Ex9N-DH-6KS-AU (AS4777-2 2020) | Discover Energy Systems Corp | 2026-11-08
2024-11-11 | HBS15414 | Discover Energy Systems Corp 48-48-5120 (x15) w/ Noark Electrics (Shanghai) Co., Ltd. Ex9N-DH-6KS-AU (AS4777-2 2020) Eastron SDM120CT-M(40mA) | 76.8 |  |  | Discover Energy Systems Corp | 48-48-5120 | 6 | Noark Electrics (Shanghai) Co., Ltd. | Ex9N-DH-6KS-AU (AS4777-2 2020) | Discover Energy Systems Corp | 2026-11-08
2024-11-11 | HBS15415 | Discover Energy Systems Corp 48-48-5120 (x16) w/ Noark Electrics (Shanghai) Co., Ltd. Ex9N-DH-6KS-AU (AS4777-2 2020) Eastron SDM120CT-M(40mA) | 81.92 |  |  | Discover Energy Systems Corp | 48-48-5120 | 6 | Noark Electrics (Shanghai) Co., Ltd. | Ex9N-DH-6KS-AU (AS4777-2 2020) | Discover Energy Systems Corp | 2026-11-08
2024-11-11 | HBS15416 | Discover Energy Systems Corp 48-48-5120 (x17) w/ Noark Electrics (Shanghai) Co., Ltd. Ex9N-DH-6KS-AU (AS4777-2 2020) Eastron SDM120CT-M(40mA) | 87.04 |  |  | Discover Energy Systems Corp | 48-48-5120 | 6 | Noark Electrics (Shanghai) Co., Ltd. | Ex9N-DH-6KS-AU (AS4777-2 2020) | Discover Energy Systems Corp | 2026-11-08
2024-11-11 | HBS15417 | Discover Energy Systems Corp 48-48-5120 (x18) w/ Noark Electrics (Shanghai) Co., Ltd. Ex9N-DH-6KS-AU (AS4777-2 2020) Eastron SDM120CT-M(40mA) | 92.16 |  |  | Discover Energy Systems Corp | 48-48-5120 | 6 | Noark Electrics (Shanghai) Co., Ltd. | Ex9N-DH-6KS-AU (AS4777-2 2020) | Discover Energy Systems Corp | 2026-11-08
2024-11-11 | HBS15418 | Discover Energy Systems Corp 48-48-5120 (x19) w/ Noark Electrics (Shanghai) Co., Ltd. Ex9N-DH-6KS-AU (AS4777-2 2020) Eastron SDM120CT-M(40mA) | 97.28 |  |  | Discover Energy Systems Corp | 48-48-5120 | 6 | Noark Electrics (Shanghai) Co., Ltd. | Ex9N-DH-6KS-AU (AS4777-2 2020) | Discover Energy Systems Corp | 2026-11-08
2024-11-11 | HBS15419 | Discover Energy Systems Corp 48-48-5120 (x20) w/ Noark Electrics (Shanghai) Co., Ltd. Ex9N-DH-6KS-AU (AS4777-2 2020) Eastron SDM120CT-M(40mA) | 102.4 |  |  | Discover Energy Systems Corp | 48-48-5120 | 6 | Noark Electrics (Shanghai) Co., Ltd. | Ex9N-DH-6KS-AU (AS4777-2 2020) | Discover Energy Systems Corp | 2026-11-08
2024-11-11 | HBS15420 | Discover Energy Systems Corp 48-48-5120 (x21) w/ Noark Electrics (Shanghai) Co., Ltd. Ex9N-DH-6KS-AU (AS4777-2 2020) Eastron SDM120CT-M(40mA) | 107.52 |  |  | Discover Energy Systems Corp | 48-48-5120 | 6 | Noark Electrics (Shanghai) Co., Ltd. | Ex9N-DH-6KS-AU (AS4777-2 2020) | Discover Energy Systems Corp | 2026-11-08
2024-11-11 | HBS15421 | Discover Energy Systems Corp 48-48-5120 (x22) w/ Noark Electrics (Shanghai) Co., Ltd. Ex9N-DH-6KS-AU (AS4777-2 2020) Eastron SDM120CT-M(40mA) | 112.64 |  |  | Discover Energy Systems Corp | 48-48-5120 | 6 | Noark Electrics (Shanghai) Co., Ltd. | Ex9N-DH-6KS-AU (AS4777-2 2020) | Discover Energy Systems Corp | 2026-11-08
2024-11-11 | HBS15422 | Discover Energy Systems Corp 48-48-5120 (x23) w/ Noark Electrics (Shanghai) Co., Ltd. Ex9N-DH-6KS-AU (AS4777-2 2020) Eastron SDM120CT-M(40mA) | 117.76 |  |  | Discover Energy Systems Corp | 48-48-5120 | 6 | Noark Electrics (Shanghai) Co., Ltd. | Ex9N-DH-6KS-AU (AS4777-2 2020) | Discover Energy Systems Corp | 2026-11-08
2024-11-11 | HBS15423 | Discover Energy Systems Corp 48-48-5120 (x24) w/ Noark Electrics (Shanghai) Co., Ltd. Ex9N-DH-6KS-AU (AS4777-2 2020) Eastron SDM120CT-M(40mA) | 122.88 |  |  | Discover Energy Systems Corp | 48-48-5120 | 6 | Noark Electrics (Shanghai) Co., Ltd. | Ex9N-DH-6KS-AU (AS4777-2 2020) | Discover Energy Systems Corp | 2026-11-08
2024-11-11 | HBS15424 | Discover Energy Systems Corp 48-48-5120 (x25) w/ Noark Electrics (Shanghai) Co., Ltd. Ex9N-DH-6KS-AU (AS4777-2 2020) Eastron SDM120CT-M(40mA) | 128 |  |  | Discover Energy Systems Corp | 48-48-5120 | 6 | Noark Electrics (Shanghai) Co., Ltd. | Ex9N-DH-6KS-AU (AS4777-2 2020) | Discover Energy Systems Corp | 2026-11-08
2024-11-11 | HBS15425 | Discover Energy Systems Corp 48-48-5120 (x26) w/ Noark Electrics (Shanghai) Co., Ltd. Ex9N-DH-6KS-AU (AS4777-2 2020) Eastron SDM120CT-M(40mA) | 133.12 |  |  | Discover Energy Systems Corp | 48-48-5120 | 6 | Noark Electrics (Shanghai) Co., Ltd. | Ex9N-DH-6KS-AU (AS4777-2 2020) | Discover Energy Systems Corp | 2026-11-08
2024-11-11 | HBS15426 | Discover Energy Systems Corp 48-48-5120 (x27) w/ Noark Electrics (Shanghai) Co., Ltd. Ex9N-DH-6KS-AU (AS4777-2 2020) Eastron SDM120CT-M(40mA) | 138.24 |  |  | Discover Energy Systems Corp | 48-48-5120 | 6 | Noark Electrics (Shanghai) Co., Ltd. | Ex9N-DH-6KS-AU (AS4777-2 2020) | Discover Energy Systems Corp | 2026-11-08
2024-11-11 | HBS15427 | Discover Energy Systems Corp 48-48-5120 (x28) w/ Noark Electrics (Shanghai) Co., Ltd. Ex9N-DH-6KS-AU (AS4777-2 2020) Eastron SDM120CT-M(40mA) | 143.36 |  |  | Discover Energy Systems Corp | 48-48-5120 | 6 | Noark Electrics (Shanghai) Co., Ltd. | Ex9N-DH-6KS-AU (AS4777-2 2020) | Discover Energy Systems Corp | 2026-11-08
2024-11-11 | HBS15428 | Discover Energy Systems Corp 48-48-5120 (x29) w/ Noark Electrics (Shanghai) Co., Ltd. Ex9N-DH-6KS-AU (AS4777-2 2020) Eastron SDM120CT-M(40mA) | 148.48 |  |  | Discover Energy Systems Corp | 48-48-5120 | 6 | Noark Electrics (Shanghai) Co., Ltd. | Ex9N-DH-6KS-AU (AS4777-2 2020) | Discover Energy Systems Corp | 2026-11-08
2024-11-11 | HBS15429 | Discover Energy Systems Corp 48-48-5120 (x30) w/ Noark Electrics (Shanghai) Co., Ltd. Ex9N-DH-6KS-AU (AS4777-2 2020) Eastron SDM120CT-M(40mA) | 153.6 |  |  | Discover Energy Systems Corp | 48-48-5120 | 6 | Noark Electrics (Shanghai) Co., Ltd. | Ex9N-DH-6KS-AU (AS4777-2 2020) | Discover Energy Systems Corp | 2026-11-08
2024-11-11 | HBS15430 | Discover Energy Systems Corp 48-48-5120 (x31) w/ Noark Electrics (Shanghai) Co., Ltd. Ex9N-DH-6KS-AU (AS4777-2 2020) Eastron SDM120CT-M(40mA) | 158.72 |  |  | Discover Energy Systems Corp | 48-48-5120 | 6 | Noark Electrics (Shanghai) Co., Ltd. | Ex9N-DH-6KS-AU (AS4777-2 2020) | Discover Energy Systems Corp | 2026-11-08
2024-11-11 | HBS15431 | Discover Energy Systems Corp 48-48-5120 (x32) w/ Noark Electrics (Shanghai) Co., Ltd. Ex9N-DH-6KS-AU (AS4777-2 2020) Eastron SDM120CT-M(40mA) | 163.84 |  |  | Discover Energy Systems Corp | 48-48-5120 | 6 | Noark Electrics (Shanghai) Co., Ltd. | Ex9N-DH-6KS-AU (AS4777-2 2020) | Discover Energy Systems Corp | 2026-11-08
2024-11-11 | HBS15432 | Discover Energy Systems Corp 48-48-5120 (x33) w/ Noark Electrics (Shanghai) Co., Ltd. Ex9N-DH-6KS-AU (AS4777-2 2020) Eastron SDM120CT-M(40mA) | 168.96 |  |  | Discover Energy Systems Corp | 48-48-5120 | 6 | Noark Electrics (Shanghai) Co., Ltd. | Ex9N-DH-6KS-AU (AS4777-2 2020) | Discover Energy Systems Corp | 2026-11-08
2024-11-11 | HBS15433 | Discover Energy Systems Corp 48-48-5120 (x34) w/ Noark Electrics (Shanghai) Co., Ltd. Ex9N-DH-6KS-AU (AS4777-2 2020) Eastron SDM120CT-M(40mA) | 174.08 |  |  | Discover Energy Systems Corp | 48-48-5120 | 6 | Noark Electrics (Shanghai) Co., Ltd. | Ex9N-DH-6KS-AU (AS4777-2 2020) | Discover Energy Systems Corp | 2026-11-08
2024-11-11 | HBS15434 | Discover Energy Systems Corp 48-48-5120 (x35) w/ Noark Electrics (Shanghai) Co., Ltd. Ex9N-DH-6KS-AU (AS4777-2 2020) Eastron SDM120CT-M(40mA) | 179.2 |  |  | Discover Energy Systems Corp | 48-48-5120 | 6 | Noark Electrics (Shanghai) Co., Ltd. | Ex9N-DH-6KS-AU (AS4777-2 2020) | Discover Energy Systems Corp | 2026-11-08
2024-11-11 | HBS15435 | Discover Energy Systems Corp 48-48-5120 (x2) w/ Noark Electrics (Shanghai) Co., Ltd. Ex9N-DH-8KS-AU (AS4777-2 2020) Eastron SDM120CT-M(40mA) | 10.24 |  |  | Discover Energy Systems Corp | 48-48-5120 | 6 | Noark Electrics (Shanghai) Co., Ltd. | Ex9N-DH-8KS-AU (AS4777-2 2020) | Discover Energy Systems Corp | 2027-01-16
2024-11-11 | HBS15436 | Discover Energy Systems Corp 48-48-5120 (x3) w/ Noark Electrics (Shanghai) Co., Ltd. Ex9N-DH-8KS-AU (AS4777-2 2020) Eastron SDM120CT-M(40mA) | 15.36 |  |  | Discover Energy Systems Corp | 48-48-5120 | 6 | Noark Electrics (Shanghai) Co., Ltd. | Ex9N-DH-8KS-AU (AS4777-2 2020) | Discover Energy Systems Corp | 2027-01-16
2024-11-11 | HBS15437 | Discover Energy Systems Corp 48-48-5120 (x4) w/ Noark Electrics (Shanghai) Co., Ltd. Ex9N-DH-8KS-AU (AS4777-2 2020) Eastron SDM120CT-M(40mA) | 20.48 |  |  | Discover Energy Systems Corp | 48-48-5120 | 6 | Noark Electrics (Shanghai) Co., Ltd. | Ex9N-DH-8KS-AU (AS4777-2 2020) | Discover Energy Systems Corp | 2027-01-16
2024-11-11 | HBS15438 | Discover Energy Systems Corp 48-48-5120 (x5) w/ Noark Electrics (Shanghai) Co., Ltd. Ex9N-DH-8KS-AU (AS4777-2 2020) Eastron SDM120CT-M(40mA) | 25.6 |  |  | Discover Energy Systems Corp | 48-48-5120 | 6 | Noark Electrics (Shanghai) Co., Ltd. | Ex9N-DH-8KS-AU (AS4777-2 2020) | Discover Energy Systems Corp | 2027-01-16
2024-11-11 | HBS15439 | Discover Energy Systems Corp 48-48-5120 (x6) w/ Noark Electrics (Shanghai) Co., Ltd. Ex9N-DH-8KS-AU (AS4777-2 2020) Eastron SDM120CT-M(40mA) | 30.72 |  |  | Discover Energy Systems Corp | 48-48-5120 | 6 | Noark Electrics (Shanghai) Co., Ltd. | Ex9N-DH-8KS-AU (AS4777-2 2020) | Discover Energy Systems Corp | 2027-01-16
2024-11-11 | HBS15440 | Discover Energy Systems Corp 48-48-5120 (x7) w/ Noark Electrics (Shanghai) Co., Ltd. Ex9N-DH-8KS-AU (AS4777-2 2020) Eastron SDM120CT-M(40mA) | 35.84 |  |  | Discover Energy Systems Corp | 48-48-5120 | 6 | Noark Electrics (Shanghai) Co., Ltd. | Ex9N-DH-8KS-AU (AS4777-2 2020) | Discover Energy Systems Corp | 2027-01-16
2024-11-11 | HBS15441 | Discover Energy Systems Corp 48-48-5120 (x8) w/ Noark Electrics (Shanghai) Co., Ltd. Ex9N-DH-8KS-AU (AS4777-2 2020) Eastron SDM120CT-M(40mA) | 40.96 |  |  | Discover Energy Systems Corp | 48-48-5120 | 6 | Noark Electrics (Shanghai) Co., Ltd. | Ex9N-DH-8KS-AU (AS4777-2 2020) | Discover Energy Systems Corp | 2027-01-16
2024-11-11 | HBS15442 | Discover Energy Systems Corp 48-48-5120 (x9) w/ Noark Electrics (Shanghai) Co., Ltd. Ex9N-DH-8KS-AU (AS4777-2 2020) Eastron SDM120CT-M(40mA) | 46.08 |  |  | Discover Energy Systems Corp | 48-48-5120 | 6 | Noark Electrics (Shanghai) Co., Ltd. | Ex9N-DH-8KS-AU (AS4777-2 2020) | Discover Energy Systems Corp | 2027-01-16
2024-11-11 | HBS15443 | Discover Energy Systems Corp 48-48-5120 (x10) w/ Noark Electrics (Shanghai) Co., Ltd. Ex9N-DH-8KS-AU (AS4777-2 2020) Eastron SDM120CT-M(40mA) | 51.2 |  |  | Discover Energy Systems Corp | 48-48-5120 | 6 | Noark Electrics (Shanghai) Co., Ltd. | Ex9N-DH-8KS-AU (AS4777-2 2020) | Discover Energy Systems Corp | 2027-01-16
2024-11-11 | HBS15444 | Discover Energy Systems Corp 48-48-5120 (x11) w/ Noark Electrics (Shanghai) Co., Ltd. Ex9N-DH-8KS-AU (AS4777-2 2020) Eastron SDM120CT-M(40mA) | 56.32 |  |  | Discover Energy Systems Corp | 48-48-5120 | 6 | Noark Electrics (Shanghai) Co., Ltd. | Ex9N-DH-8KS-AU (AS4777-2 2020) | Discover Energy Systems Corp | 2027-01-16
2024-11-11 | HBS15445 | Discover Energy Systems Corp 48-48-5120 (x12) w/ Noark Electrics (Shanghai) Co., Ltd. Ex9N-DH-8KS-AU (AS4777-2 2020) Eastron SDM120CT-M(40mA) | 61.44 |  |  | Discover Energy Systems Corp | 48-48-5120 | 6 | Noark Electrics (Shanghai) Co., Ltd. | Ex9N-DH-8KS-AU (AS4777-2 2020) | Discover Energy Systems Corp | 2027-01-16
2024-11-11 | HBS15446 | Discover Energy Systems Corp 48-48-5120 (x13) w/ Noark Electrics (Shanghai) Co., Ltd. Ex9N-DH-8KS-AU (AS4777-2 2020) Eastron SDM120CT-M(40mA) | 66.56 |  |  | Discover Energy Systems Corp | 48-48-5120 | 6 | Noark Electrics (Shanghai) Co., Ltd. | Ex9N-DH-8KS-AU (AS4777-2 2020) | Discover Energy Systems Corp | 2027-01-16
2024-11-11 | HBS15447 | Discover Energy Systems Corp 48-48-5120 (x14) w/ Noark Electrics (Shanghai) Co., Ltd. Ex9N-DH-8KS-AU (AS4777-2 2020) Eastron SDM120CT-M(40mA) | 71.68 |  |  | Discover Energy Systems Corp | 48-48-5120 | 6 | Noark Electrics (Shanghai) Co., Ltd. | Ex9N-DH-8KS-AU (AS4777-2 2020) | Discover Energy Systems Corp | 2027-01-16
2024-11-11 | HBS15448 | Discover Energy Systems Corp 48-48-5120 (x15) w/ Noark Electrics (Shanghai) Co., Ltd. Ex9N-DH-8KS-AU (AS4777-2 2020) Eastron SDM120CT-M(40mA) | 76.8 |  |  | Discover Energy Systems Corp | 48-48-5120 | 6 | Noark Electrics (Shanghai) Co., Ltd. | Ex9N-DH-8KS-AU (AS4777-2 2020) | Discover Energy Systems Corp | 2027-01-16
2024-11-11 | HBS15449 | Discover Energy Systems Corp 48-48-5120 (x16) w/ Noark Electrics (Shanghai) Co., Ltd. Ex9N-DH-8KS-AU (AS4777-2 2020) Eastron SDM120CT-M(40mA) | 81.92 |  |  | Discover Energy Systems Corp | 48-48-5120 | 6 | Noark Electrics (Shanghai) Co., Ltd. | Ex9N-DH-8KS-AU (AS4777-2 2020) | Discover Energy Systems Corp | 2027-01-16
2024-11-11 | HBS15450 | Discover Energy Systems Corp 48-48-5120 (x17) w/ Noark Electrics (Shanghai) Co., Ltd. Ex9N-DH-8KS-AU (AS4777-2 2020) Eastron SDM120CT-M(40mA) | 87.04 |  |  | Discover Energy Systems Corp | 48-48-5120 | 6 | Noark Electrics (Shanghai) Co., Ltd. | Ex9N-DH-8KS-AU (AS4777-2 2020) | Discover Energy Systems Corp | 2027-01-16
2024-11-11 | HBS15451 | Discover Energy Systems Corp 48-48-5120 (x18) w/ Noark Electrics (Shanghai) Co., Ltd. Ex9N-DH-8KS-AU (AS4777-2 2020) Eastron SDM120CT-M(40mA) | 92.16 |  |  | Discover Energy Systems Corp | 48-48-5120 | 6 | Noark Electrics (Shanghai) Co., Ltd. | Ex9N-DH-8KS-AU (AS4777-2 2020) | Discover Energy Systems Corp | 2027-01-16
2024-11-11 | HBS15452 | Discover Energy Systems Corp 48-48-5120 (x19) w/ Noark Electrics (Shanghai) Co., Ltd. Ex9N-DH-8KS-AU (AS4777-2 2020) Eastron SDM120CT-M(40mA) | 97.28 |  |  | Discover Energy Systems Corp | 48-48-5120 | 6 | Noark Electrics (Shanghai) Co., Ltd. | Ex9N-DH-8KS-AU (AS4777-2 2020) | Discover Energy Systems Corp | 2027-01-16
2024-11-11 | HBS15453 | Discover Energy Systems Corp 48-48-5120 (x20) w/ Noark Electrics (Shanghai) Co., Ltd. Ex9N-DH-8KS-AU (AS4777-2 2020) Eastron SDM120CT-M(40mA) | 102.4 |  |  | Discover Energy Systems Corp | 48-48-5120 | 6 | Noark Electrics (Shanghai) Co., Ltd. | Ex9N-DH-8KS-AU (AS4777-2 2020) | Discover Energy Systems Corp | 2027-01-16
2024-11-11 | HBS15454 | Discover Energy Systems Corp 48-48-5120 (x21) w/ Noark Electrics (Shanghai) Co., Ltd. Ex9N-DH-8KS-AU (AS4777-2 2020) Eastron SDM120CT-M(40mA) | 107.52 |  |  | Discover Energy Systems Corp | 48-48-5120 | 6 | Noark Electrics (Shanghai) Co., Ltd. | Ex9N-DH-8KS-AU (AS4777-2 2020) | Discover Energy Systems Corp | 2027-01-16
2024-11-11 | HBS15455 | Discover Energy Systems Corp 48-48-5120 (x22) w/ Noark Electrics (Shanghai) Co., Ltd. Ex9N-DH-8KS-AU (AS4777-2 2020) Eastron SDM120CT-M(40mA) | 112.64 |  |  | Discover Energy Systems Corp | 48-48-5120 | 6 | Noark Electrics (Shanghai) Co., Ltd. | Ex9N-DH-8KS-AU (AS4777-2 2020) | Discover Energy Systems Corp | 2027-01-16
2024-11-11 | HBS15456 | Discover Energy Systems Corp 48-48-5120 (x23) w/ Noark Electrics (Shanghai) Co., Ltd. Ex9N-DH-8KS-AU (AS4777-2 2020) Eastron SDM120CT-M(40mA) | 117.76 |  |  | Discover Energy Systems Corp | 48-48-5120 | 6 | Noark Electrics (Shanghai) Co., Ltd. | Ex9N-DH-8KS-AU (AS4777-2 2020) | Discover Energy Systems Corp | 2027-01-16
2024-11-11 | HBS15457 | Discover Energy Systems Corp 48-48-5120 (x24) w/ Noark Electrics (Shanghai) Co., Ltd. Ex9N-DH-8KS-AU (AS4777-2 2020) Eastron SDM120CT-M(40mA) | 122.88 |  |  | Discover Energy Systems Corp | 48-48-5120 | 6 | Noark Electrics (Shanghai) Co., Ltd. | Ex9N-DH-8KS-AU (AS4777-2 2020) | Discover Energy Systems Corp | 2027-01-16
2024-11-11 | HBS15458 | Discover Energy Systems Corp 48-48-5120 (x25) w/ Noark Electrics (Shanghai) Co., Ltd. Ex9N-DH-8KS-AU (AS4777-2 2020) Eastron SDM120CT-M(40mA) | 128 |  |  | Discover Energy Systems Corp | 48-48-5120 | 6 | Noark Electrics (Shanghai) Co., Ltd. | Ex9N-DH-8KS-AU (AS4777-2 2020) | Discover Energy Systems Corp | 2027-01-16
2024-11-11 | HBS15459 | Discover Energy Systems Corp 48-48-5120 (x26) w/ Noark Electrics (Shanghai) Co., Ltd. Ex9N-DH-8KS-AU (AS4777-2 2020) Eastron SDM120CT-M(40mA) | 133.12 |  |  | Discover Energy Systems Corp | 48-48-5120 | 6 | Noark Electrics (Shanghai) Co., Ltd. | Ex9N-DH-8KS-AU (AS4777-2 2020) | Discover Energy Systems Corp | 2027-01-16
2024-11-11 | HBS15460 | Discover Energy Systems Corp 48-48-5120 (x27) w/ Noark Electrics (Shanghai) Co., Ltd. Ex9N-DH-8KS-AU (AS4777-2 2020) Eastron SDM120CT-M(40mA) | 138.24 |  |  | Discover Energy Systems Corp | 48-48-5120 | 6 | Noark Electrics (Shanghai) Co., Ltd. | Ex9N-DH-8KS-AU (AS4777-2 2020) | Discover Energy Systems Corp | 2027-01-16
2024-11-11 | HBS15461 | Discover Energy Systems Corp 48-48-5120 (x28) w/ Noark Electrics (Shanghai) Co., Ltd. Ex9N-DH-8KS-AU (AS4777-2 2020) Eastron SDM120CT-M(40mA) | 143.36 |  |  | Discover Energy Systems Corp | 48-48-5120 | 6 | Noark Electrics (Shanghai) Co., Ltd. | Ex9N-DH-8KS-AU (AS4777-2 2020) | Discover Energy Systems Corp | 2027-01-16
2024-11-11 | HBS15462 | Discover Energy Systems Corp 48-48-5120 (x29) w/ Noark Electrics (Shanghai) Co., Ltd. Ex9N-DH-8KS-AU (AS4777-2 2020) Eastron SDM120CT-M(40mA) | 148.48 |  |  | Discover Energy Systems Corp | 48-48-5120 | 6 | Noark Electrics (Shanghai) Co., Ltd. | Ex9N-DH-8KS-AU (AS4777-2 2020) | Discover Energy Systems Corp | 2027-01-16
2024-11-11 | HBS15463 | Discover Energy Systems Corp 48-48-5120 (x30) w/ Noark Electrics (Shanghai) Co., Ltd. Ex9N-DH-8KS-AU (AS4777-2 2020) Eastron SDM120CT-M(40mA) | 153.6 |  |  | Discover Energy Systems Corp | 48-48-5120 | 6 | Noark Electrics (Shanghai) Co., Ltd. | Ex9N-DH-8KS-AU (AS4777-2 2020) | Discover Energy Systems Corp | 2027-01-16
2024-11-11 | HBS15464 | Discover Energy Systems Corp 48-48-5120 (x31) w/ Noark Electrics (Shanghai) Co., Ltd. Ex9N-DH-8KS-AU (AS4777-2 2020) Eastron SDM120CT-M(40mA) | 158.72 |  |  | Discover Energy Systems Corp | 48-48-5120 | 6 | Noark Electrics (Shanghai) Co., Ltd. | Ex9N-DH-8KS-AU (AS4777-2 2020) | Discover Energy Systems Corp | 2027-01-16
2024-11-11 | HBS15465 | Discover Energy Systems Corp 48-48-5120 (x32) w/ Noark Electrics (Shanghai) Co., Ltd. Ex9N-DH-8KS-AU (AS4777-2 2020) Eastron SDM120CT-M(40mA) | 163.84 |  |  | Discover Energy Systems Corp | 48-48-5120 | 6 | Noark Electrics (Shanghai) Co., Ltd. | Ex9N-DH-8KS-AU (AS4777-2 2020) | Discover Energy Systems Corp | 2027-01-16
2024-11-11 | HBS15466 | Discover Energy Systems Corp 48-48-5120 (x33) w/ Noark Electrics (Shanghai) Co., Ltd. Ex9N-DH-8KS-AU (AS4777-2 2020) Eastron SDM120CT-M(40mA) | 168.96 |  |  | Discover Energy Systems Corp | 48-48-5120 | 6 | Noark Electrics (Shanghai) Co., Ltd. | Ex9N-DH-8KS-AU (AS4777-2 2020) | Discover Energy Systems Corp | 2027-01-16
2024-11-11 | HBS15467 | Discover Energy Systems Corp 48-48-5120 (x34) w/ Noark Electrics (Shanghai) Co., Ltd. Ex9N-DH-8KS-AU (AS4777-2 2020) Eastron SDM120CT-M(40mA) | 174.08 |  |  | Discover Energy Systems Corp | 48-48-5120 | 6 | Noark Electrics (Shanghai) Co., Ltd. | Ex9N-DH-8KS-AU (AS4777-2 2020) | Discover Energy Systems Corp | 2027-01-16
2024-11-11 | HBS15468 | Discover Energy Systems Corp 48-48-5120 (x35) w/ Noark Electrics (Shanghai) Co., Ltd. Ex9N-DH-8KS-AU (AS4777-2 2020) Eastron SDM120CT-M(40mA) | 179.2 |  |  | Discover Energy Systems Corp | 48-48-5120 | 6 | Noark Electrics (Shanghai) Co., Ltd. | Ex9N-DH-8KS-AU (AS4777-2 2020) | Discover Energy Systems Corp | 2027-01-16
2024-11-11 | HBS15469 | Discover Energy Systems Corp 48-48-5120 (x2) w/ Noark Electrics (Shanghai) Co., Ltd. Ex9N-DH-5KT-AU (AS4777-2 2020) Eastron SDM630 MCT (40mA) Series | 10.24 |  |  | Discover Energy Systems Corp | 48-48-5120 | 6 | Noark Electrics (Shanghai) Co., Ltd. | Ex9N-DH-5KT-AU (AS4777-2 2020) | Discover Energy Systems Corp | 2027-01-16
2024-11-11 | HBS15470 | Discover Energy Systems Corp 48-48-5120 (x3) w/ Noark Electrics (Shanghai) Co., Ltd. Ex9N-DH-5KT-AU (AS4777-2 2020) Eastron SDM630 MCT (40mA) Series | 15.36 |  |  | Discover Energy Systems Corp | 48-48-5120 | 6 | Noark Electrics (Shanghai) Co., Ltd. | Ex9N-DH-5KT-AU (AS4777-2 2020) | Discover Energy Systems Corp | 2027-01-16
2024-11-11 | HBS15471 | Discover Energy Systems Corp 48-48-5120 (x4) w/ Noark Electrics (Shanghai) Co., Ltd. Ex9N-DH-5KT-AU (AS4777-2 2020) Eastron SDM630 MCT (40mA) Series | 20.48 |  |  | Discover Energy Systems Corp | 48-48-5120 | 6 | Noark Electrics (Shanghai) Co., Ltd. | Ex9N-DH-5KT-AU (AS4777-2 2020) | Discover Energy Systems Corp | 2027-01-16
2024-11-11 | HBS15472 | Discover Energy Systems Corp 48-48-5120 (x5) w/ Noark Electrics (Shanghai) Co., Ltd. Ex9N-DH-5KT-AU (AS4777-2 2020) Eastron SDM630 MCT (40mA) Series | 25.6 |  |  | Discover Energy Systems Corp | 48-48-5120 | 6 | Noark Electrics (Shanghai) Co., Ltd. | Ex9N-DH-5KT-AU (AS4777-2 2020) | Discover Energy Systems Corp | 2027-01-16
2024-11-11 | HBS15473 | Discover Energy Systems Corp 48-48-5120 (x6) w/ Noark Electrics (Shanghai) Co., Ltd. Ex9N-DH-5KT-AU (AS4777-2 2020) Eastron SDM630 MCT (40mA) Series | 30.72 |  |  | Discover Energy Systems Corp | 48-48-5120 | 6 | Noark Electrics (Shanghai) Co., Ltd. | Ex9N-DH-5KT-AU (AS4777-2 2020) | Discover Energy Systems Corp | 2027-01-16
2024-11-11 | HBS15474 | Discover Energy Systems Corp 48-48-5120 (x7) w/ Noark Electrics (Shanghai) Co., Ltd. Ex9N-DH-5KT-AU (AS4777-2 2020) Eastron SDM630 MCT (40mA) Series | 35.84 |  |  | Discover Energy Systems Corp | 48-48-5120 | 6 | Noark Electrics (Shanghai) Co., Ltd. | Ex9N-DH-5KT-AU (AS4777-2 2020) | Discover Energy Systems Corp | 2027-01-16
2024-11-11 | HBS15475 | Discover Energy Systems Corp 48-48-5120 (x8) w/ Noark Electrics (Shanghai) Co., Ltd. Ex9N-DH-5KT-AU (AS4777-2 2020) Eastron SDM630 MCT (40mA) Series | 40.96 |  |  | Discover Energy Systems Corp | 48-48-5120 | 6 | Noark Electrics (Shanghai) Co., Ltd. | Ex9N-DH-5KT-AU (AS4777-2 2020) | Discover Energy Systems Corp | 2027-01-16
2024-11-11 | HBS15476 | Discover Energy Systems Corp 48-48-5120 (x9) w/ Noark Electrics (Shanghai) Co., Ltd. Ex9N-DH-5KT-AU (AS4777-2 2020) Eastron SDM630 MCT (40mA) Series | 46.08 |  |  | Discover Energy Systems Corp | 48-48-5120 | 6 | Noark Electrics (Shanghai) Co., Ltd. | Ex9N-DH-5KT-AU (AS4777-2 2020) | Discover Energy Systems Corp | 2027-01-16
2024-11-11 | HBS15477 | Discover Energy Systems Corp 48-48-5120 (x10) w/ Noark Electrics (Shanghai) Co., Ltd. Ex9N-DH-5KT-AU (AS4777-2 2020) Eastron SDM630 MCT (40mA) Series | 51.2 |  |  | Discover Energy Systems Corp | 48-48-5120 | 6 | Noark Electrics (Shanghai) Co., Ltd. | Ex9N-DH-5KT-AU (AS4777-2 2020) | Discover Energy Systems Corp | 2027-01-16
2024-11-11 | HBS15478 | Discover Energy Systems Corp 48-48-5120 (x11) w/ Noark Electrics (Shanghai) Co., Ltd. Ex9N-DH-5KT-AU (AS4777-2 2020) Eastron SDM630 MCT (40mA) Series | 56.32 |  |  | Discover Energy Systems Corp | 48-48-5120 | 6 | Noark Electrics (Shanghai) Co., Ltd. | Ex9N-DH-5KT-AU (AS4777-2 2020) | Discover Energy Systems Corp | 2027-01-16
2024-11-11 | HBS15479 | Discover Energy Systems Corp 48-48-5120 (x12) w/ Noark Electrics (Shanghai) Co., Ltd. Ex9N-DH-5KT-AU (AS4777-2 2020) Eastron SDM630 MCT (40mA) Series | 61.44 |  |  | Discover Energy Systems Corp | 48-48-5120 | 6 | Noark Electrics (Shanghai) Co., Ltd. | Ex9N-DH-5KT-AU (AS4777-2 2020) | Discover Energy Systems Corp | 2027-01-16
2024-11-11 | HBS15480 | Discover Energy Systems Corp 48-48-5120 (x13) w/ Noark Electrics (Shanghai) Co., Ltd. Ex9N-DH-5KT-AU (AS4777-2 2020) Eastron SDM630 MCT (40mA) Series | 66.56 |  |  | Discover Energy Systems Corp | 48-48-5120 | 6 | Noark Electrics (Shanghai) Co., Ltd. | Ex9N-DH-5KT-AU (AS4777-2 2020) | Discover Energy Systems Corp | 2027-01-16
2024-11-11 | HBS15481 | Discover Energy Systems Corp 48-48-5120 (x14) w/ Noark Electrics (Shanghai) Co., Ltd. Ex9N-DH-5KT-AU (AS4777-2 2020) Eastron SDM630 MCT (40mA) Series | 71.68 |  |  | Discover Energy Systems Corp | 48-48-5120 | 6 | Noark Electrics (Shanghai) Co., Ltd. | Ex9N-DH-5KT-AU (AS4777-2 2020) | Discover Energy Systems Corp | 2027-01-16
2024-11-11 | HBS15482 | Discover Energy Systems Corp 48-48-5120 (x15) w/ Noark Electrics (Shanghai) Co., Ltd. Ex9N-DH-5KT-AU (AS4777-2 2020) Eastron SDM630 MCT (40mA) Series | 76.8 |  |  | Discover Energy Systems Corp | 48-48-5120 | 6 | Noark Electrics (Shanghai) Co., Ltd. | Ex9N-DH-5KT-AU (AS4777-2 2020) | Discover Energy Systems Corp | 2027-01-16
2024-11-11 | HBS15483 | Discover Energy Systems Corp 48-48-5120 (x16) w/ Noark Electrics (Shanghai) Co., Ltd. Ex9N-DH-5KT-AU (AS4777-2 2020) Eastron SDM630 MCT (40mA) Series | 81.92 |  |  | Discover Energy Systems Corp | 48-48-5120 | 6 | Noark Electrics (Shanghai) Co., Ltd. | Ex9N-DH-5KT-AU (AS4777-2 2020) | Discover Energy Systems Corp | 2027-01-16
2024-11-11 | HBS15484 | Discover Energy Systems Corp 48-48-5120 (x17) w/ Noark Electrics (Shanghai) Co., Ltd. Ex9N-DH-5KT-AU (AS4777-2 2020) Eastron SDM630 MCT (40mA) Series | 87.04 |  |  | Discover Energy Systems Corp | 48-48-5120 | 6 | Noark Electrics (Shanghai) Co., Ltd. | Ex9N-DH-5KT-AU (AS4777-2 2020) | Discover Energy Systems Corp | 2027-01-16
2024-11-11 | HBS15485 | Discover Energy Systems Corp 48-48-5120 (x18) w/ Noark Electrics (Shanghai) Co., Ltd. Ex9N-DH-5KT-AU (AS4777-2 2020) Eastron SDM630 MCT (40mA) Series | 92.16 |  |  | Discover Energy Systems Corp | 48-48-5120 | 6 | Noark Electrics (Shanghai) Co., Ltd. | Ex9N-DH-5KT-AU (AS4777-2 2020) | Discover Energy Systems Corp | 2027-01-16
2024-11-11 | HBS15486 | Discover Energy Systems Corp 48-48-5120 (x19) w/ Noark Electrics (Shanghai) Co., Ltd. Ex9N-DH-5KT-AU (AS4777-2 2020) Eastron SDM630 MCT (40mA) Series | 97.28 |  |  | Discover Energy Systems Corp | 48-48-5120 | 6 | Noark Electrics (Shanghai) Co., Ltd. | Ex9N-DH-5KT-AU (AS4777-2 2020) | Discover Energy Systems Corp | 2027-01-16
2024-11-11 | HBS15487 | Discover Energy Systems Corp 48-48-5120 (x20) w/ Noark Electrics (Shanghai) Co., Ltd. Ex9N-DH-5KT-AU (AS4777-2 2020) Eastron SDM630 MCT (40mA) Series | 102.4 |  |  | Discover Energy Systems Corp | 48-48-5120 | 6 | Noark Electrics (Shanghai) Co., Ltd. | Ex9N-DH-5KT-AU (AS4777-2 2020) | Discover Energy Systems Corp | 2027-01-16
2024-11-11 | HBS15488 | Discover Energy Systems Corp 48-48-5120 (x21) w/ Noark Electrics (Shanghai) Co., Ltd. Ex9N-DH-5KT-AU (AS4777-2 2020) Eastron SDM630 MCT (40mA) Series | 107.52 |  |  | Discover Energy Systems Corp | 48-48-5120 | 6 | Noark Electrics (Shanghai) Co., Ltd. | Ex9N-DH-5KT-AU (AS4777-2 2020) | Discover Energy Systems Corp | 2027-01-16
2024-11-11 | HBS15489 | Discover Energy Systems Corp 48-48-5120 (x22) w/ Noark Electrics (Shanghai) Co., Ltd. Ex9N-DH-5KT-AU (AS4777-2 2020) Eastron SDM630 MCT (40mA) Series | 112.64 |  |  | Discover Energy Systems Corp | 48-48-5120 | 6 | Noark Electrics (Shanghai) Co., Ltd. | Ex9N-DH-5KT-AU (AS4777-2 2020) | Discover Energy Systems Corp | 2027-01-16
2024-11-11 | HBS15490 | Discover Energy Systems Corp 48-48-5120 (x23) w/ Noark Electrics (Shanghai) Co., Ltd. Ex9N-DH-5KT-AU (AS4777-2 2020) Eastron SDM630 MCT (40mA) Series | 117.76 |  |  | Discover Energy Systems Corp | 48-48-5120 | 6 | Noark Electrics (Shanghai) Co., Ltd. | Ex9N-DH-5KT-AU (AS4777-2 2020) | Discover Energy Systems Corp | 2027-01-16
2024-11-11 | HBS15491 | Discover Energy Systems Corp 48-48-5120 (x24) w/ Noark Electrics (Shanghai) Co., Ltd. Ex9N-DH-5KT-AU (AS4777-2 2020) Eastron SDM630 MCT (40mA) Series | 122.88 |  |  | Discover Energy Systems Corp | 48-48-5120 | 6 | Noark Electrics (Shanghai) Co., Ltd. | Ex9N-DH-5KT-AU (AS4777-2 2020) | Discover Energy Systems Corp | 2027-01-16
2024-11-11 | HBS15492 | Discover Energy Systems Corp 48-48-5120 (x25) w/ Noark Electrics (Shanghai) Co., Ltd. Ex9N-DH-5KT-AU (AS4777-2 2020) Eastron SDM630 MCT (40mA) Series | 128 |  |  | Discover Energy Systems Corp | 48-48-5120 | 6 | Noark Electrics (Shanghai) Co., Ltd. | Ex9N-DH-5KT-AU (AS4777-2 2020) | Discover Energy Systems Corp | 2027-01-16
2024-11-11 | HBS15493 | Discover Energy Systems Corp 48-48-5120 (x26) w/ Noark Electrics (Shanghai) Co., Ltd. Ex9N-DH-5KT-AU (AS4777-2 2020) Eastron SDM630 MCT (40mA) Series | 133.12 |  |  | Discover Energy Systems Corp | 48-48-5120 | 6 | Noark Electrics (Shanghai) Co., Ltd. | Ex9N-DH-5KT-AU (AS4777-2 2020) | Discover Energy Systems Corp | 2027-01-16
2024-11-11 | HBS15494 | Discover Energy Systems Corp 48-48-5120 (x27) w/ Noark Electrics (Shanghai) Co., Ltd. Ex9N-DH-5KT-AU (AS4777-2 2020) Eastron SDM630 MCT (40mA) Series | 138.24 |  |  | Discover Energy Systems Corp | 48-48-5120 | 6 | Noark Electrics (Shanghai) Co., Ltd. | Ex9N-DH-5KT-AU (AS4777-2 2020) | Discover Energy Systems Corp | 2027-01-16
2024-11-11 | HBS15495 | Discover Energy Systems Corp 48-48-5120 (x28) w/ Noark Electrics (Shanghai) Co., Ltd. Ex9N-DH-5KT-AU (AS4777-2 2020) Eastron SDM630 MCT (40mA) Series | 143.36 |  |  | Discover Energy Systems Corp | 48-48-5120 | 6 | Noark Electrics (Shanghai) Co., Ltd. | Ex9N-DH-5KT-AU (AS4777-2 2020) | Discover Energy Systems Corp | 2027-01-16
2024-11-11 | HBS15496 | Discover Energy Systems Corp 48-48-5120 (x29) w/ Noark Electrics (Shanghai) Co., Ltd. Ex9N-DH-5KT-AU (AS4777-2 2020) Eastron SDM630 MCT (40mA) Series | 148.48 |  |  | Discover Energy Systems Corp | 48-48-5120 | 6 | Noark Electrics (Shanghai) Co., Ltd. | Ex9N-DH-5KT-AU (AS4777-2 2020) | Discover Energy Systems Corp | 2027-01-16
2024-11-11 | HBS15497 | Discover Energy Systems Corp 48-48-5120 (x30) w/ Noark Electrics (Shanghai) Co., Ltd. Ex9N-DH-5KT-AU (AS4777-2 2020) Eastron SDM630 MCT (40mA) Series | 153.6 |  |  | Discover Energy Systems Corp | 48-48-5120 | 6 | Noark Electrics (Shanghai) Co., Ltd. | Ex9N-DH-5KT-AU (AS4777-2 2020) | Discover Energy Systems Corp | 2027-01-16
2024-11-11 | HBS15498 | Discover Energy Systems Corp 48-48-5120 (x31) w/ Noark Electrics (Shanghai) Co., Ltd. Ex9N-DH-5KT-AU (AS4777-2 2020) Eastron SDM630 MCT (40mA) Series | 158.72 |  |  | Discover Energy Systems Corp | 48-48-5120 | 6 | Noark Electrics (Shanghai) Co., Ltd. | Ex9N-DH-5KT-AU (AS4777-2 2020) | Discover Energy Systems Corp | 2027-01-16
2024-11-11 | HBS15499 | Discover Energy Systems Corp 48-48-5120 (x32) w/ Noark Electrics (Shanghai) Co., Ltd. Ex9N-DH-5KT-AU (AS4777-2 2020) Eastron SDM630 MCT (40mA) Series | 163.84 |  |  | Discover Energy Systems Corp | 48-48-5120 | 6 | Noark Electrics (Shanghai) Co., Ltd. | Ex9N-DH-5KT-AU (AS4777-2 2020) | Discover Energy Systems Corp | 2027-01-16
2024-11-11 | HBS15500 | Discover Energy Systems Corp 48-48-5120 (x33) w/ Noark Electrics (Shanghai) Co., Ltd. Ex9N-DH-5KT-AU (AS4777-2 2020) Eastron SDM630 MCT (40mA) Series | 168.96 |  |  | Discover Energy Systems Corp | 48-48-5120 | 6 | Noark Electrics (Shanghai) Co., Ltd. | Ex9N-DH-5KT-AU (AS4777-2 2020) | Discover Energy Systems Corp | 2027-01-16
2024-11-11 | HBS15501 | Discover Energy Systems Corp 48-48-5120 (x34) w/ Noark Electrics (Shanghai) Co., Ltd. Ex9N-DH-5KT-AU (AS4777-2 2020) Eastron SDM630 MCT (40mA) Series | 174.08 |  |  | Discover Energy Systems Corp | 48-48-5120 | 6 | Noark Electrics (Shanghai) Co., Ltd. | Ex9N-DH-5KT-AU (AS4777-2 2020) | Discover Energy Systems Corp | 2027-01-16
2024-11-11 | HBS15502 | Discover Energy Systems Corp 48-48-5120 (x35) w/ Noark Electrics (Shanghai) Co., Ltd. Ex9N-DH-5KT-AU (AS4777-2 2020) Eastron SDM630 MCT (40mA) Series | 179.2 |  |  | Discover Energy Systems Corp | 48-48-5120 | 6 | Noark Electrics (Shanghai) Co., Ltd. | Ex9N-DH-5KT-AU (AS4777-2 2020) | Discover Energy Systems Corp | 2027-01-16
2024-11-11 | HBS15503 | Discover Energy Systems Corp 48-48-5120 (x2) w/ Noark Electrics (Shanghai) Co., Ltd. Ex9N-DH-6KT-AU (AS4777-2 2020) Eastron SDM630 MCT (40mA) Series | 10.24 |  |  | Discover Energy Systems Corp | 48-48-5120 | 6 | Noark Electrics (Shanghai) Co., Ltd. | Ex9N-DH-6KT-AU (AS4777-2 2020) | Discover Energy Systems Corp | 2027-01-16
2024-11-11 | HBS15504 | Discover Energy Systems Corp 48-48-5120 (x3) w/ Noark Electrics (Shanghai) Co., Ltd. Ex9N-DH-6KT-AU (AS4777-2 2020) Eastron SDM630 MCT (40mA) Series | 15.36 |  |  | Discover Energy Systems Corp | 48-48-5120 | 6 | Noark Electrics (Shanghai) Co., Ltd. | Ex9N-DH-6KT-AU (AS4777-2 2020) | Discover Energy Systems Corp | 2027-01-16
2024-11-11 | HBS15505 | Discover Energy Systems Corp 48-48-5120 (x4) w/ Noark Electrics (Shanghai) Co., Ltd. Ex9N-DH-6KT-AU (AS4777-2 2020) Eastron SDM630 MCT (40mA) Series | 20.48 |  |  | Discover Energy Systems Corp | 48-48-5120 | 6 | Noark Electrics (Shanghai) Co., Ltd. | Ex9N-DH-6KT-AU (AS4777-2 2020) | Discover Energy Systems Corp | 2027-01-16
2024-11-11 | HBS15506 | Discover Energy Systems Corp 48-48-5120 (x5) w/ Noark Electrics (Shanghai) Co., Ltd. Ex9N-DH-6KT-AU (AS4777-2 2020) Eastron SDM630 MCT (40mA) Series | 25.6 |  |  | Discover Energy Systems Corp | 48-48-5120 | 6 | Noark Electrics (Shanghai) Co., Ltd. | Ex9N-DH-6KT-AU (AS4777-2 2020) | Discover Energy Systems Corp | 2027-01-16
2024-11-11 | HBS15507 | Discover Energy Systems Corp 48-48-5120 (x6) w/ Noark Electrics (Shanghai) Co., Ltd. Ex9N-DH-6KT-AU (AS4777-2 2020) Eastron SDM630 MCT (40mA) Series | 30.72 |  |  | Discover Energy Systems Corp | 48-48-5120 | 6 | Noark Electrics (Shanghai) Co., Ltd. | Ex9N-DH-6KT-AU (AS4777-2 2020) | Discover Energy Systems Corp | 2027-01-16
2024-11-11 | HBS15508 | Discover Energy Systems Corp 48-48-5120 (x7) w/ Noark Electrics (Shanghai) Co., Ltd. Ex9N-DH-6KT-AU (AS4777-2 2020) Eastron SDM630 MCT (40mA) Series | 35.84 |  |  | Discover Energy Systems Corp | 48-48-5120 | 6 | Noark Electrics (Shanghai) Co., Ltd. | Ex9N-DH-6KT-AU (AS4777-2 2020) | Discover Energy Systems Corp | 2027-01-16
2024-11-11 | HBS15509 | Discover Energy Systems Corp 48-48-5120 (x8) w/ Noark Electrics (Shanghai) Co., Ltd. Ex9N-DH-6KT-AU (AS4777-2 2020) Eastron SDM630 MCT (40mA) Series | 40.96 |  |  | Discover Energy Systems Corp | 48-48-5120 | 6 | Noark Electrics (Shanghai) Co., Ltd. | Ex9N-DH-6KT-AU (AS4777-2 2020) | Discover Energy Systems Corp | 2027-01-16
2024-11-11 | HBS15510 | Discover Energy Systems Corp 48-48-5120 (x9) w/ Noark Electrics (Shanghai) Co., Ltd. Ex9N-DH-6KT-AU (AS4777-2 2020) Eastron SDM630 MCT (40mA) Series | 46.08 |  |  | Discover Energy Systems Corp | 48-48-5120 | 6 | Noark Electrics (Shanghai) Co., Ltd. | Ex9N-DH-6KT-AU (AS4777-2 2020) | Discover Energy Systems Corp | 2027-01-16
2024-11-11 | HBS15511 | Discover Energy Systems Corp 48-48-5120 (x10) w/ Noark Electrics (Shanghai) Co., Ltd. Ex9N-DH-6KT-AU (AS4777-2 2020) Eastron SDM630 MCT (40mA) Series | 51.2 |  |  | Discover Energy Systems Corp | 48-48-5120 | 6 | Noark Electrics (Shanghai) Co., Ltd. | Ex9N-DH-6KT-AU (AS4777-2 2020) | Discover Energy Systems Corp | 2027-01-16
2024-11-11 | HBS15512 | Discover Energy Systems Corp 48-48-5120 (x11) w/ Noark Electrics (Shanghai) Co., Ltd. Ex9N-DH-6KT-AU (AS4777-2 2020) Eastron SDM630 MCT (40mA) Series | 56.32 |  |  | Discover Energy Systems Corp | 48-48-5120 | 6 | Noark Electrics (Shanghai) Co., Ltd. | Ex9N-DH-6KT-AU (AS4777-2 2020) | Discover Energy Systems Corp | 2027-01-16
2024-11-11 | HBS15513 | Discover Energy Systems Corp 48-48-5120 (x12) w/ Noark Electrics (Shanghai) Co., Ltd. Ex9N-DH-6KT-AU (AS4777-2 2020) Eastron SDM630 MCT (40mA) Series | 61.44 |  |  | Discover Energy Systems Corp | 48-48-5120 | 6 | Noark Electrics (Shanghai) Co., Ltd. | Ex9N-DH-6KT-AU (AS4777-2 2020) | Discover Energy Systems Corp | 2027-01-16
2024-11-11 | HBS15514 | Discover Energy Systems Corp 48-48-5120 (x13) w/ Noark Electrics (Shanghai) Co., Ltd. Ex9N-DH-6KT-AU (AS4777-2 2020) Eastron SDM630 MCT (40mA) Series | 66.56 |  |  | Discover Energy Systems Corp | 48-48-5120 | 6 | Noark Electrics (Shanghai) Co., Ltd. | Ex9N-DH-6KT-AU (AS4777-2 2020) | Discover Energy Systems Corp | 2027-01-16
2024-11-11 | HBS15515 | Discover Energy Systems Corp 48-48-5120 (x14) w/ Noark Electrics (Shanghai) Co., Ltd. Ex9N-DH-6KT-AU (AS4777-2 2020) Eastron SDM630 MCT (40mA) Series | 71.68 |  |  | Discover Energy Systems Corp | 48-48-5120 | 6 | Noark Electrics (Shanghai) Co., Ltd. | Ex9N-DH-6KT-AU (AS4777-2 2020) | Discover Energy Systems Corp | 2027-01-16
2024-11-11 | HBS15516 | Discover Energy Systems Corp 48-48-5120 (x15) w/ Noark Electrics (Shanghai) Co., Ltd. Ex9N-DH-6KT-AU (AS4777-2 2020) Eastron SDM630 MCT (40mA) Series | 76.8 |  |  | Discover Energy Systems Corp | 48-48-5120 | 6 | Noark Electrics (Shanghai) Co., Ltd. | Ex9N-DH-6KT-AU (AS4777-2 2020) | Discover Energy Systems Corp | 2027-01-16
2024-11-11 | HBS15517 | Discover Energy Systems Corp 48-48-5120 (x16) w/ Noark Electrics (Shanghai) Co., Ltd. Ex9N-DH-6KT-AU (AS4777-2 2020) Eastron SDM630 MCT (40mA) Series | 81.92 |  |  | Discover Energy Systems Corp | 48-48-5120 | 6 | Noark Electrics (Shanghai) Co., Ltd. | Ex9N-DH-6KT-AU (AS4777-2 2020) | Discover Energy Systems Corp | 2027-01-16
2024-11-11 | HBS15518 | Discover Energy Systems Corp 48-48-5120 (x17) w/ Noark Electrics (Shanghai) Co., Ltd. Ex9N-DH-6KT-AU (AS4777-2 2020) Eastron SDM630 MCT (40mA) Series | 87.04 |  |  | Discover Energy Systems Corp | 48-48-5120 | 6 | Noark Electrics (Shanghai) Co., Ltd. | Ex9N-DH-6KT-AU (AS4777-2 2020) | Discover Energy Systems Corp | 2027-01-16
2024-11-11 | HBS15519 | Discover Energy Systems Corp 48-48-5120 (x18) w/ Noark Electrics (Shanghai) Co., Ltd. Ex9N-DH-6KT-AU (AS4777-2 2020) Eastron SDM630 MCT (40mA) Series | 92.16 |  |  | Discover Energy Systems Corp | 48-48-5120 | 6 | Noark Electrics (Shanghai) Co., Ltd. | Ex9N-DH-6KT-AU (AS4777-2 2020) | Discover Energy Systems Corp | 2027-01-16
2024-11-11 | HBS15520 | Discover Energy Systems Corp 48-48-5120 (x19) w/ Noark Electrics (Shanghai) Co., Ltd. Ex9N-DH-6KT-AU (AS4777-2 2020) Eastron SDM630 MCT (40mA) Series | 97.28 |  |  | Discover Energy Systems Corp | 48-48-5120 | 6 | Noark Electrics (Shanghai) Co., Ltd. | Ex9N-DH-6KT-AU (AS4777-2 2020) | Discover Energy Systems Corp | 2027-01-16
2024-11-11 | HBS15521 | Discover Energy Systems Corp 48-48-5120 (x20) w/ Noark Electrics (Shanghai) Co., Ltd. Ex9N-DH-6KT-AU (AS4777-2 2020) Eastron SDM630 MCT (40mA) Series | 102.4 |  |  | Discover Energy Systems Corp | 48-48-5120 | 6 | Noark Electrics (Shanghai) Co., Ltd. | Ex9N-DH-6KT-AU (AS4777-2 2020) | Discover Energy Systems Corp | 2027-01-16
2024-11-11 | HBS15522 | Discover Energy Systems Corp 48-48-5120 (x21) w/ Noark Electrics (Shanghai) Co., Ltd. Ex9N-DH-6KT-AU (AS4777-2 2020) Eastron SDM630 MCT (40mA) Series | 107.52 |  |  | Discover Energy Systems Corp | 48-48-5120 | 6 | Noark Electrics (Shanghai) Co., Ltd. | Ex9N-DH-6KT-AU (AS4777-2 2020) | Discover Energy Systems Corp | 2027-01-16
2024-11-11 | HBS15523 | Discover Energy Systems Corp 48-48-5120 (x22) w/ Noark Electrics (Shanghai) Co., Ltd. Ex9N-DH-6KT-AU (AS4777-2 2020) Eastron SDM630 MCT (40mA) Series | 112.64 |  |  | Discover Energy Systems Corp | 48-48-5120 | 6 | Noark Electrics (Shanghai) Co., Ltd. | Ex9N-DH-6KT-AU (AS4777-2 2020) | Discover Energy Systems Corp | 2027-01-16
2024-11-11 | HBS15524 | Discover Energy Systems Corp 48-48-5120 (x23) w/ Noark Electrics (Shanghai) Co., Ltd. Ex9N-DH-6KT-AU (AS4777-2 2020) Eastron SDM630 MCT (40mA) Series | 117.76 |  |  | Discover Energy Systems Corp | 48-48-5120 | 6 | Noark Electrics (Shanghai) Co., Ltd. | Ex9N-DH-6KT-AU (AS4777-2 2020) | Discover Energy Systems Corp | 2027-01-16
2024-11-11 | HBS15525 | Discover Energy Systems Corp 48-48-5120 (x24) w/ Noark Electrics (Shanghai) Co., Ltd. Ex9N-DH-6KT-AU (AS4777-2 2020) Eastron SDM630 MCT (40mA) Series | 122.88 |  |  | Discover Energy Systems Corp | 48-48-5120 | 6 | Noark Electrics (Shanghai) Co., Ltd. | Ex9N-DH-6KT-AU (AS4777-2 2020) | Discover Energy Systems Corp | 2027-01-16
2024-11-11 | HBS15526 | Discover Energy Systems Corp 48-48-5120 (x25) w/ Noark Electrics (Shanghai) Co., Ltd. Ex9N-DH-6KT-AU (AS4777-2 2020) Eastron SDM630 MCT (40mA) Series | 128 |  |  | Discover Energy Systems Corp | 48-48-5120 | 6 | Noark Electrics (Shanghai) Co., Ltd. | Ex9N-DH-6KT-AU (AS4777-2 2020) | Discover Energy Systems Corp | 2027-01-16
2024-11-11 | HBS15527 | Discover Energy Systems Corp 48-48-5120 (x26) w/ Noark Electrics (Shanghai) Co., Ltd. Ex9N-DH-6KT-AU (AS4777-2 2020) Eastron SDM630 MCT (40mA) Series | 133.12 |  |  | Discover Energy Systems Corp | 48-48-5120 | 6 | Noark Electrics (Shanghai) Co., Ltd. | Ex9N-DH-6KT-AU (AS4777-2 2020) | Discover Energy Systems Corp | 2027-01-16
2024-11-11 | HBS15528 | Discover Energy Systems Corp 48-48-5120 (x27) w/ Noark Electrics (Shanghai) Co., Ltd. Ex9N-DH-6KT-AU (AS4777-2 2020) Eastron SDM630 MCT (40mA) Series | 138.24 |  |  | Discover Energy Systems Corp | 48-48-5120 | 6 | Noark Electrics (Shanghai) Co., Ltd. | Ex9N-DH-6KT-AU (AS4777-2 2020) | Discover Energy Systems Corp | 2027-01-16
2024-11-11 | HBS15529 | Discover Energy Systems Corp 48-48-5120 (x28) w/ Noark Electrics (Shanghai) Co., Ltd. Ex9N-DH-6KT-AU (AS4777-2 2020) Eastron SDM630 MCT (40mA) Series | 143.36 |  |  | Discover Energy Systems Corp | 48-48-5120 | 6 | Noark Electrics (Shanghai) Co., Ltd. | Ex9N-DH-6KT-AU (AS4777-2 2020) | Discover Energy Systems Corp | 2027-01-16
2024-11-11 | HBS15530 | Discover Energy Systems Corp 48-48-5120 (x29) w/ Noark Electrics (Shanghai) Co., Ltd. Ex9N-DH-6KT-AU (AS4777-2 2020) Eastron SDM630 MCT (40mA) Series | 148.48 |  |  | Discover Energy Systems Corp | 48-48-5120 | 6 | Noark Electrics (Shanghai) Co., Ltd. | Ex9N-DH-6KT-AU (AS4777-2 2020) | Discover Energy Systems Corp | 2027-01-16
2024-11-11 | HBS15531 | Discover Energy Systems Corp 48-48-5120 (x30) w/ Noark Electrics (Shanghai) Co., Ltd. Ex9N-DH-6KT-AU (AS4777-2 2020) Eastron SDM630 MCT (40mA) Series | 153.6 |  |  | Discover Energy Systems Corp | 48-48-5120 | 6 | Noark Electrics (Shanghai) Co., Ltd. | Ex9N-DH-6KT-AU (AS4777-2 2020) | Discover Energy Systems Corp | 2027-01-16
2024-11-11 | HBS15532 | Discover Energy Systems Corp 48-48-5120 (x31) w/ Noark Electrics (Shanghai) Co., Ltd. Ex9N-DH-6KT-AU (AS4777-2 2020) Eastron SDM630 MCT (40mA) Series | 158.72 |  |  | Discover Energy Systems Corp | 48-48-5120 | 6 | Noark Electrics (Shanghai) Co., Ltd. | Ex9N-DH-6KT-AU (AS4777-2 2020) | Discover Energy Systems Corp | 2027-01-16
2024-11-11 | HBS15533 | Discover Energy Systems Corp 48-48-5120 (x32) w/ Noark Electrics (Shanghai) Co., Ltd. Ex9N-DH-6KT-AU (AS4777-2 2020) Eastron SDM630 MCT (40mA) Series | 163.84 |  |  | Discover Energy Systems Corp | 48-48-5120 | 6 | Noark Electrics (Shanghai) Co., Ltd. | Ex9N-DH-6KT-AU (AS4777-2 2020) | Discover Energy Systems Corp | 2027-01-16
2024-11-11 | HBS15534 | Discover Energy Systems Corp 48-48-5120 (x33) w/ Noark Electrics (Shanghai) Co., Ltd. Ex9N-DH-6KT-AU (AS4777-2 2020) Eastron SDM630 MCT (40mA) Series | 168.96 |  |  | Discover Energy Systems Corp | 48-48-5120 | 6 | Noark Electrics (Shanghai) Co., Ltd. | Ex9N-DH-6KT-AU (AS4777-2 2020) | Discover Energy Systems Corp | 2027-01-16
2024-11-11 | HBS15535 | Discover Energy Systems Corp 48-48-5120 (x34) w/ Noark Electrics (Shanghai) Co., Ltd. Ex9N-DH-6KT-AU (AS4777-2 2020) Eastron SDM630 MCT (40mA) Series | 174.08 |  |  | Discover Energy Systems Corp | 48-48-5120 | 6 | Noark Electrics (Shanghai) Co., Ltd. | Ex9N-DH-6KT-AU (AS4777-2 2020) | Discover Energy Systems Corp | 2027-01-16
2024-11-11 | HBS15536 | Discover Energy Systems Corp 48-48-5120 (x35) w/ Noark Electrics (Shanghai) Co., Ltd. Ex9N-DH-6KT-AU (AS4777-2 2020) Eastron SDM630 MCT (40mA) Series | 179.2 |  |  | Discover Energy Systems Corp | 48-48-5120 | 6 | Noark Electrics (Shanghai) Co., Ltd. | Ex9N-DH-6KT-AU (AS4777-2 2020) | Discover Energy Systems Corp | 2027-01-16
2024-11-11 | HBS15537 | Discover Energy Systems Corp 48-48-5120 (x36) w/ Noark Electrics (Shanghai) Co., Ltd. Ex9N-DH-6KT-AU (AS4777-2 2020) Eastron SDM630 MCT (40mA) Series | 184.32 |  |  | Discover Energy Systems Corp | 48-48-5120 | 6 | Noark Electrics (Shanghai) Co., Ltd. | Ex9N-DH-6KT-AU (AS4777-2 2020) | Discover Energy Systems Corp | 2027-01-16
2024-11-11 | HBS15538 | Discover Energy Systems Corp 48-48-5120 (x2) w/ Noark Electrics (Shanghai) Co., Ltd. Ex9N-DH-8KT-AU (AS4777-2 2020) Eastron SDM630 MCT (40mA) Series | 10.24 |  |  | Discover Energy Systems Corp | 48-48-5120 | 6 | Noark Electrics (Shanghai) Co., Ltd. | Ex9N-DH-8KT-AU (AS4777-2 2020) | Discover Energy Systems Corp | 2027-01-16
2024-11-11 | HBS15539 | Discover Energy Systems Corp 48-48-5120 (x3) w/ Noark Electrics (Shanghai) Co., Ltd. Ex9N-DH-8KT-AU (AS4777-2 2020) Eastron SDM630 MCT (40mA) Series | 15.36 |  |  | Discover Energy Systems Corp | 48-48-5120 | 6 | Noark Electrics (Shanghai) Co., Ltd. | Ex9N-DH-8KT-AU (AS4777-2 2020) | Discover Energy Systems Corp | 2027-01-16
2024-11-11 | HBS15540 | Discover Energy Systems Corp 48-48-5120 (x4) w/ Noark Electrics (Shanghai) Co., Ltd. Ex9N-DH-8KT-AU (AS4777-2 2020) Eastron SDM630 MCT (40mA) Series | 20.48 |  |  | Discover Energy Systems Corp | 48-48-5120 | 6 | Noark Electrics (Shanghai) Co., Ltd. | Ex9N-DH-8KT-AU (AS4777-2 2020) | Discover Energy Systems Corp | 2027-01-16
2024-11-11 | HBS15541 | Discover Energy Systems Corp 48-48-5120 (x5) w/ Noark Electrics (Shanghai) Co., Ltd. Ex9N-DH-8KT-AU (AS4777-2 2020) Eastron SDM630 MCT (40mA) Series | 25.6 |  |  | Discover Energy Systems Corp | 48-48-5120 | 6 | Noark Electrics (Shanghai) Co., Ltd. | Ex9N-DH-8KT-AU (AS4777-2 2020) | Discover Energy Systems Corp | 2027-01-16
2024-11-11 | HBS15542 | Discover Energy Systems Corp 48-48-5120 (x6) w/ Noark Electrics (Shanghai) Co., Ltd. Ex9N-DH-8KT-AU (AS4777-2 2020) Eastron SDM630 MCT (40mA) Series | 30.72 |  |  | Discover Energy Systems Corp | 48-48-5120 | 6 | Noark Electrics (Shanghai) Co., Ltd. | Ex9N-DH-8KT-AU (AS4777-2 2020) | Discover Energy Systems Corp | 2027-01-16
2024-11-11 | HBS15543 | Discover Energy Systems Corp 48-48-5120 (x7) w/ Noark Electrics (Shanghai) Co., Ltd. Ex9N-DH-8KT-AU (AS4777-2 2020) Eastron SDM630 MCT (40mA) Series | 35.84 |  |  | Discover Energy Systems Corp | 48-48-5120 | 6 | Noark Electrics (Shanghai) Co., Ltd. | Ex9N-DH-8KT-AU (AS4777-2 2020) | Discover Energy Systems Corp | 2027-01-16
2024-11-11 | HBS15544 | Discover Energy Systems Corp 48-48-5120 (x8) w/ Noark Electrics (Shanghai) Co., Ltd. Ex9N-DH-8KT-AU (AS4777-2 2020) Eastron SDM630 MCT (40mA) Series | 40.96 |  |  | Discover Energy Systems Corp | 48-48-5120 | 6 | Noark Electrics (Shanghai) Co., Ltd. | Ex9N-DH-8KT-AU (AS4777-2 2020) | Discover Energy Systems Corp | 2027-01-16
2024-11-11 | HBS15545 | Discover Energy Systems Corp 48-48-5120 (x9) w/ Noark Electrics (Shanghai) Co., Ltd. Ex9N-DH-8KT-AU (AS4777-2 2020) Eastron SDM630 MCT (40mA) Series | 46.08 |  |  | Discover Energy Systems Corp | 48-48-5120 | 6 | Noark Electrics (Shanghai) Co., Ltd. | Ex9N-DH-8KT-AU (AS4777-2 2020) | Discover Energy Systems Corp | 2027-01-16
2024-11-11 | HBS15546 | Discover Energy Systems Corp 48-48-5120 (x10) w/ Noark Electrics (Shanghai) Co., Ltd. Ex9N-DH-8KT-AU (AS4777-2 2020) Eastron SDM630 MCT (40mA) Series | 51.2 |  |  | Discover Energy Systems Corp | 48-48-5120 | 6 | Noark Electrics (Shanghai) Co., Ltd. | Ex9N-DH-8KT-AU (AS4777-2 2020) | Discover Energy Systems Corp | 2027-01-16
2024-11-11 | HBS15547 | Discover Energy Systems Corp 48-48-5120 (x11) w/ Noark Electrics (Shanghai) Co., Ltd. Ex9N-DH-8KT-AU (AS4777-2 2020) Eastron SDM630 MCT (40mA) Series | 56.32 |  |  | Discover Energy Systems Corp | 48-48-5120 | 6 | Noark Electrics (Shanghai) Co., Ltd. | Ex9N-DH-8KT-AU (AS4777-2 2020) | Discover Energy Systems Corp | 2027-01-16
2024-11-11 | HBS15548 | Discover Energy Systems Corp 48-48-5120 (x12) w/ Noark Electrics (Shanghai) Co., Ltd. Ex9N-DH-8KT-AU (AS4777-2 2020) Eastron SDM630 MCT (40mA) Series | 61.44 |  |  | Discover Energy Systems Corp | 48-48-5120 | 6 | Noark Electrics (Shanghai) Co., Ltd. | Ex9N-DH-8KT-AU (AS4777-2 2020) | Discover Energy Systems Corp | 2027-01-16
2024-11-11 | HBS15549 | Discover Energy Systems Corp 48-48-5120 (x13) w/ Noark Electrics (Shanghai) Co., Ltd. Ex9N-DH-8KT-AU (AS4777-2 2020) Eastron SDM630 MCT (40mA) Series | 66.56 |  |  | Discover Energy Systems Corp | 48-48-5120 | 6 | Noark Electrics (Shanghai) Co., Ltd. | Ex9N-DH-8KT-AU (AS4777-2 2020) | Discover Energy Systems Corp | 2027-01-16
2024-11-11 | HBS15550 | Discover Energy Systems Corp 48-48-5120 (x14) w/ Noark Electrics (Shanghai) Co., Ltd. Ex9N-DH-8KT-AU (AS4777-2 2020) Eastron SDM630 MCT (40mA) Series | 71.68 |  |  | Discover Energy Systems Corp | 48-48-5120 | 6 | Noark Electrics (Shanghai) Co., Ltd. | Ex9N-DH-8KT-AU (AS4777-2 2020) | Discover Energy Systems Corp | 2027-01-16
2024-11-11 | HBS15551 | Discover Energy Systems Corp 48-48-5120 (x15) w/ Noark Electrics (Shanghai) Co., Ltd. Ex9N-DH-8KT-AU (AS4777-2 2020) Eastron SDM630 MCT (40mA) Series | 76.8 |  |  | Discover Energy Systems Corp | 48-48-5120 | 6 | Noark Electrics (Shanghai) Co., Ltd. | Ex9N-DH-8KT-AU (AS4777-2 2020) | Discover Energy Systems Corp | 2027-01-16
2024-11-11 | HBS15552 | Discover Energy Systems Corp 48-48-5120 (x16) w/ Noark Electrics (Shanghai) Co., Ltd. Ex9N-DH-8KT-AU (AS4777-2 2020) Eastron SDM630 MCT (40mA) Series | 81.92 |  |  | Discover Energy Systems Corp | 48-48-5120 | 6 | Noark Electrics (Shanghai) Co., Ltd. | Ex9N-DH-8KT-AU (AS4777-2 2020) | Discover Energy Systems Corp | 2027-01-16
2024-11-11 | HBS15553 | Discover Energy Systems Corp 48-48-5120 (x17) w/ Noark Electrics (Shanghai) Co., Ltd. Ex9N-DH-8KT-AU (AS4777-2 2020) Eastron SDM630 MCT (40mA) Series | 87.04 |  |  | Discover Energy Systems Corp | 48-48-5120 | 6 | Noark Electrics (Shanghai) Co., Ltd. | Ex9N-DH-8KT-AU (AS4777-2 2020) | Discover Energy Systems Corp | 2027-01-16
2024-11-11 | HBS15554 | Discover Energy Systems Corp 48-48-5120 (x18) w/ Noark Electrics (Shanghai) Co., Ltd. Ex9N-DH-8KT-AU (AS4777-2 2020) Eastron SDM630 MCT (40mA) Series | 92.16 |  |  | Discover Energy Systems Corp | 48-48-5120 | 6 | Noark Electrics (Shanghai) Co., Ltd. | Ex9N-DH-8KT-AU (AS4777-2 2020) | Discover Energy Systems Corp | 2027-01-16
2024-11-11 | HBS15555 | Discover Energy Systems Corp 48-48-5120 (x19) w/ Noark Electrics (Shanghai) Co., Ltd. Ex9N-DH-8KT-AU (AS4777-2 2020) Eastron SDM630 MCT (40mA) Series | 97.28 |  |  | Discover Energy Systems Corp | 48-48-5120 | 6 | Noark Electrics (Shanghai) Co., Ltd. | Ex9N-DH-8KT-AU (AS4777-2 2020) | Discover Energy Systems Corp | 2027-01-16
2024-11-11 | HBS15556 | Discover Energy Systems Corp 48-48-5120 (x20) w/ Noark Electrics (Shanghai) Co., Ltd. Ex9N-DH-8KT-AU (AS4777-2 2020) Eastron SDM630 MCT (40mA) Series | 102.4 |  |  | Discover Energy Systems Corp | 48-48-5120 | 6 | Noark Electrics (Shanghai) Co., Ltd. | Ex9N-DH-8KT-AU (AS4777-2 2020) | Discover Energy Systems Corp | 2027-01-16
2024-11-11 | HBS15557 | Discover Energy Systems Corp 48-48-5120 (x21) w/ Noark Electrics (Shanghai) Co., Ltd. Ex9N-DH-8KT-AU (AS4777-2 2020) Eastron SDM630 MCT (40mA) Series | 107.52 |  |  | Discover Energy Systems Corp | 48-48-5120 | 6 | Noark Electrics (Shanghai) Co., Ltd. | Ex9N-DH-8KT-AU (AS4777-2 2020) | Discover Energy Systems Corp | 2027-01-16
2024-11-11 | HBS15558 | Discover Energy Systems Corp 48-48-5120 (x22) w/ Noark Electrics (Shanghai) Co., Ltd. Ex9N-DH-8KT-AU (AS4777-2 2020) Eastron SDM630 MCT (40mA) Series | 112.64 |  |  | Discover Energy Systems Corp | 48-48-5120 | 6 | Noark Electrics (Shanghai) Co., Ltd. | Ex9N-DH-8KT-AU (AS4777-2 2020) | Discover Energy Systems Corp | 2027-01-16
2024-11-11 | HBS15559 | Discover Energy Systems Corp 48-48-5120 (x23) w/ Noark Electrics (Shanghai) Co., Ltd. Ex9N-DH-8KT-AU (AS4777-2 2020) Eastron SDM630 MCT (40mA) Series | 117.76 |  |  | Discover Energy Systems Corp | 48-48-5120 | 6 | Noark Electrics (Shanghai) Co., Ltd. | Ex9N-DH-8KT-AU (AS4777-2 2020) | Discover Energy Systems Corp | 2027-01-16
2024-11-11 | HBS15560 | Discover Energy Systems Corp 48-48-5120 (x24) w/ Noark Electrics (Shanghai) Co., Ltd. Ex9N-DH-8KT-AU (AS4777-2 2020) Eastron SDM630 MCT (40mA) Series | 122.88 |  |  | Discover Energy Systems Corp | 48-48-5120 | 6 | Noark Electrics (Shanghai) Co., Ltd. | Ex9N-DH-8KT-AU (AS4777-2 2020) | Discover Energy Systems Corp | 2027-01-16
2024-11-11 | HBS15561 | Discover Energy Systems Corp 48-48-5120 (x25) w/ Noark Electrics (Shanghai) Co., Ltd. Ex9N-DH-8KT-AU (AS4777-2 2020) Eastron SDM630 MCT (40mA) Series | 128 |  |  | Discover Energy Systems Corp | 48-48-5120 | 6 | Noark Electrics (Shanghai) Co., Ltd. | Ex9N-DH-8KT-AU (AS4777-2 2020) | Discover Energy Systems Corp | 2027-01-16
2024-11-11 | HBS15562 | Discover Energy Systems Corp 48-48-5120 (x26) w/ Noark Electrics (Shanghai) Co., Ltd. Ex9N-DH-8KT-AU (AS4777-2 2020) Eastron SDM630 MCT (40mA) Series | 133.12 |  |  | Discover Energy Systems Corp | 48-48-5120 | 6 | Noark Electrics (Shanghai) Co., Ltd. | Ex9N-DH-8KT-AU (AS4777-2 2020) | Discover Energy Systems Corp | 2027-01-16
2024-11-11 | HBS15563 | Discover Energy Systems Corp 48-48-5120 (x27) w/ Noark Electrics (Shanghai) Co., Ltd. Ex9N-DH-8KT-AU (AS4777-2 2020) Eastron SDM630 MCT (40mA) Series | 138.24 |  |  | Discover Energy Systems Corp | 48-48-5120 | 6 | Noark Electrics (Shanghai) Co., Ltd. | Ex9N-DH-8KT-AU (AS4777-2 2020) | Discover Energy Systems Corp | 2027-01-16
2024-11-11 | HBS15564 | Discover Energy Systems Corp 48-48-5120 (x28) w/ Noark Electrics (Shanghai) Co., Ltd. Ex9N-DH-8KT-AU (AS4777-2 2020) Eastron SDM630 MCT (40mA) Series | 143.36 |  |  | Discover Energy Systems Corp | 48-48-5120 | 6 | Noark Electrics (Shanghai) Co., Ltd. | Ex9N-DH-8KT-AU (AS4777-2 2020) | Discover Energy Systems Corp | 2027-01-16
2024-11-11 | HBS15565 | Discover Energy Systems Corp 48-48-5120 (x29) w/ Noark Electrics (Shanghai) Co., Ltd. Ex9N-DH-8KT-AU (AS4777-2 2020) Eastron SDM630 MCT (40mA) Series | 148.48 |  |  | Discover Energy Systems Corp | 48-48-5120 | 6 | Noark Electrics (Shanghai) Co., Ltd. | Ex9N-DH-8KT-AU (AS4777-2 2020) | Discover Energy Systems Corp | 2027-01-16
2024-11-11 | HBS15566 | Discover Energy Systems Corp 48-48-5120 (x30) w/ Noark Electrics (Shanghai) Co., Ltd. Ex9N-DH-8KT-AU (AS4777-2 2020) Eastron SDM630 MCT (40mA) Series | 153.6 |  |  | Discover Energy Systems Corp | 48-48-5120 | 6 | Noark Electrics (Shanghai) Co., Ltd. | Ex9N-DH-8KT-AU (AS4777-2 2020) | Discover Energy Systems Corp | 2027-01-16
2024-11-11 | HBS15567 | Discover Energy Systems Corp 48-48-5120 (x31) w/ Noark Electrics (Shanghai) Co., Ltd. Ex9N-DH-8KT-AU (AS4777-2 2020) Eastron SDM630 MCT (40mA) Series | 158.72 |  |  | Discover Energy Systems Corp | 48-48-5120 | 6 | Noark Electrics (Shanghai) Co., Ltd. | Ex9N-DH-8KT-AU (AS4777-2 2020) | Discover Energy Systems Corp | 2027-01-16
2024-11-11 | HBS15568 | Discover Energy Systems Corp 48-48-5120 (x32) w/ Noark Electrics (Shanghai) Co., Ltd. Ex9N-DH-8KT-AU (AS4777-2 2020) Eastron SDM630 MCT (40mA) Series | 163.84 |  |  | Discover Energy Systems Corp | 48-48-5120 | 6 | Noark Electrics (Shanghai) Co., Ltd. | Ex9N-DH-8KT-AU (AS4777-2 2020) | Discover Energy Systems Corp | 2027-01-16
2024-11-11 | HBS15569 | Discover Energy Systems Corp 48-48-5120 (x33) w/ Noark Electrics (Shanghai) Co., Ltd. Ex9N-DH-8KT-AU (AS4777-2 2020) Eastron SDM630 MCT (40mA) Series | 168.96 |  |  | Discover Energy Systems Corp | 48-48-5120 | 6 | Noark Electrics (Shanghai) Co., Ltd. | Ex9N-DH-8KT-AU (AS4777-2 2020) | Discover Energy Systems Corp | 2027-01-16
2024-11-11 | HBS15570 | Discover Energy Systems Corp 48-48-5120 (x34) w/ Noark Electrics (Shanghai) Co., Ltd. Ex9N-DH-8KT-AU (AS4777-2 2020) Eastron SDM630 MCT (40mA) Series | 174.08 |  |  | Discover Energy Systems Corp | 48-48-5120 | 6 | Noark Electrics (Shanghai) Co., Ltd. | Ex9N-DH-8KT-AU (AS4777-2 2020) | Discover Energy Systems Corp | 2027-01-16
2024-11-11 | HBS15571 | Discover Energy Systems Corp 48-48-5120 (x35) w/ Noark Electrics (Shanghai) Co., Ltd. Ex9N-DH-8KT-AU (AS4777-2 2020) Eastron SDM630 MCT (40mA) Series | 179.2 |  |  | Discover Energy Systems Corp | 48-48-5120 | 6 | Noark Electrics (Shanghai) Co., Ltd. | Ex9N-DH-8KT-AU (AS4777-2 2020) | Discover Energy Systems Corp | 2027-01-16
2024-11-11 | HBS15572 | Discover Energy Systems Corp 48-48-5120 (x2) w/ Noark Electrics (Shanghai) Co., Ltd. Ex9N-DH-10KT-AU (AS4777-2 2020) Eastron SDM630 MCT (40mA) Series | 10.24 |  |  | Discover Energy Systems Corp | 48-48-5120 | 6 | Noark Electrics (Shanghai) Co., Ltd. | Ex9N-DH-10KT-AU (AS4777-2 2020) | Discover Energy Systems Corp | 2027-01-16
2024-11-11 | HBS15573 | Discover Energy Systems Corp 48-48-5120 (x3) w/ Noark Electrics (Shanghai) Co., Ltd. Ex9N-DH-10KT-AU (AS4777-2 2020) Eastron SDM630 MCT (40mA) Series | 15.36 |  |  | Discover Energy Systems Corp | 48-48-5120 | 6 | Noark Electrics (Shanghai) Co., Ltd. | Ex9N-DH-10KT-AU (AS4777-2 2020) | Discover Energy Systems Corp | 2027-01-16
2024-11-11 | HBS15574 | Discover Energy Systems Corp 48-48-5120 (x4) w/ Noark Electrics (Shanghai) Co., Ltd. Ex9N-DH-10KT-AU (AS4777-2 2020) Eastron SDM630 MCT (40mA) Series | 20.48 |  |  | Discover Energy Systems Corp | 48-48-5120 | 6 | Noark Electrics (Shanghai) Co., Ltd. | Ex9N-DH-10KT-AU (AS4777-2 2020) | Discover Energy Systems Corp | 2027-01-16
2024-11-11 | HBS15575 | Discover Energy Systems Corp 48-48-5120 (x5) w/ Noark Electrics (Shanghai) Co., Ltd. Ex9N-DH-10KT-AU (AS4777-2 2020) Eastron SDM630 MCT (40mA) Series | 25.6 |  |  | Discover Energy Systems Corp | 48-48-5120 | 6 | Noark Electrics (Shanghai) Co., Ltd. | Ex9N-DH-10KT-AU (AS4777-2 2020) | Discover Energy Systems Corp | 2027-01-16
2024-11-11 | HBS15576 | Discover Energy Systems Corp 48-48-5120 (x6) w/ Noark Electrics (Shanghai) Co., Ltd. Ex9N-DH-10KT-AU (AS4777-2 2020) Eastron SDM630 MCT (40mA) Series | 30.72 |  |  | Discover Energy Systems Corp | 48-48-5120 | 6 | Noark Electrics (Shanghai) Co., Ltd. | Ex9N-DH-10KT-AU (AS4777-2 2020) | Discover Energy Systems Corp | 2027-01-16
2024-11-11 | HBS15577 | Discover Energy Systems Corp 48-48-5120 (x7) w/ Noark Electrics (Shanghai) Co., Ltd. Ex9N-DH-10KT-AU (AS4777-2 2020) Eastron SDM630 MCT (40mA) Series | 35.84 |  |  | Discover Energy Systems Corp | 48-48-5120 | 6 | Noark Electrics (Shanghai) Co., Ltd. | Ex9N-DH-10KT-AU (AS4777-2 2020) | Discover Energy Systems Corp | 2027-01-16
2024-11-11 | HBS15578 | Discover Energy Systems Corp 48-48-5120 (x8) w/ Noark Electrics (Shanghai) Co., Ltd. Ex9N-DH-10KT-AU (AS4777-2 2020) Eastron SDM630 MCT (40mA) Series | 40.96 |  |  | Discover Energy Systems Corp | 48-48-5120 | 6 | Noark Electrics (Shanghai) Co., Ltd. | Ex9N-DH-10KT-AU (AS4777-2 2020) | Discover Energy Systems Corp | 2027-01-16
2024-11-11 | HBS15579 | Discover Energy Systems Corp 48-48-5120 (x9) w/ Noark Electrics (Shanghai) Co., Ltd. Ex9N-DH-10KT-AU (AS4777-2 2020) Eastron SDM630 MCT (40mA) Series | 46.08 |  |  | Discover Energy Systems Corp | 48-48-5120 | 6 | Noark Electrics (Shanghai) Co., Ltd. | Ex9N-DH-10KT-AU (AS4777-2 2020) | Discover Energy Systems Corp | 2027-01-16
2024-11-11 | HBS15580 | Discover Energy Systems Corp 48-48-5120 (x10) w/ Noark Electrics (Shanghai) Co., Ltd. Ex9N-DH-10KT-AU (AS4777-2 2020) Eastron SDM630 MCT (40mA) Series | 51.2 |  |  | Discover Energy Systems Corp | 48-48-5120 | 6 | Noark Electrics (Shanghai) Co., Ltd. | Ex9N-DH-10KT-AU (AS4777-2 2020) | Discover Energy Systems Corp | 2027-01-16
2024-11-11 | HBS15581 | Discover Energy Systems Corp 48-48-5120 (x11) w/ Noark Electrics (Shanghai) Co., Ltd. Ex9N-DH-10KT-AU (AS4777-2 2020) Eastron SDM630 MCT (40mA) Series | 56.32 |  |  | Discover Energy Systems Corp | 48-48-5120 | 6 | Noark Electrics (Shanghai) Co., Ltd. | Ex9N-DH-10KT-AU (AS4777-2 2020) | Discover Energy Systems Corp | 2027-01-16
2024-11-11 | HBS15582 | Discover Energy Systems Corp 48-48-5120 (x12) w/ Noark Electrics (Shanghai) Co., Ltd. Ex9N-DH-10KT-AU (AS4777-2 2020) Eastron SDM630 MCT (40mA) Series | 61.44 |  |  | Discover Energy Systems Corp | 48-48-5120 | 6 | Noark Electrics (Shanghai) Co., Ltd. | Ex9N-DH-10KT-AU (AS4777-2 2020) | Discover Energy Systems Corp | 2027-01-16
2024-11-11 | HBS15583 | Discover Energy Systems Corp 48-48-5120 (x13) w/ Noark Electrics (Shanghai) Co., Ltd. Ex9N-DH-10KT-AU (AS4777-2 2020) Eastron SDM630 MCT (40mA) Series | 66.56 |  |  | Discover Energy Systems Corp | 48-48-5120 | 6 | Noark Electrics (Shanghai) Co., Ltd. | Ex9N-DH-10KT-AU (AS4777-2 2020) | Discover Energy Systems Corp | 2027-01-16
2024-11-11 | HBS15584 | Discover Energy Systems Corp 48-48-5120 (x14) w/ Noark Electrics (Shanghai) Co., Ltd. Ex9N-DH-10KT-AU (AS4777-2 2020) Eastron SDM630 MCT (40mA) Series | 71.68 |  |  | Discover Energy Systems Corp | 48-48-5120 | 6 | Noark Electrics (Shanghai) Co., Ltd. | Ex9N-DH-10KT-AU (AS4777-2 2020) | Discover Energy Systems Corp | 2027-01-16
2024-11-11 | HBS15585 | Discover Energy Systems Corp 48-48-5120 (x15) w/ Noark Electrics (Shanghai) Co., Ltd. Ex9N-DH-10KT-AU (AS4777-2 2020) Eastron SDM630 MCT (40mA) Series | 76.8 |  |  | Discover Energy Systems Corp | 48-48-5120 | 6 | Noark Electrics (Shanghai) Co., Ltd. | Ex9N-DH-10KT-AU (AS4777-2 2020) | Discover Energy Systems Corp | 2027-01-16
2024-11-11 | HBS15586 | Discover Energy Systems Corp 48-48-5120 (x16) w/ Noark Electrics (Shanghai) Co., Ltd. Ex9N-DH-10KT-AU (AS4777-2 2020) Eastron SDM630 MCT (40mA) Series | 81.92 |  |  | Discover Energy Systems Corp | 48-48-5120 | 6 | Noark Electrics (Shanghai) Co., Ltd. | Ex9N-DH-10KT-AU (AS4777-2 2020) | Discover Energy Systems Corp | 2027-01-16
2024-11-11 | HBS15587 | Discover Energy Systems Corp 48-48-5120 (x17) w/ Noark Electrics (Shanghai) Co., Ltd. Ex9N-DH-10KT-AU (AS4777-2 2020) Eastron SDM630 MCT (40mA) Series | 87.04 |  |  | Discover Energy Systems Corp | 48-48-5120 | 6 | Noark Electrics (Shanghai) Co., Ltd. | Ex9N-DH-10KT-AU (AS4777-2 2020) | Discover Energy Systems Corp | 2027-01-16
2024-11-11 | HBS15588 | Discover Energy Systems Corp 48-48-5120 (x18) w/ Noark Electrics (Shanghai) Co., Ltd. Ex9N-DH-10KT-AU (AS4777-2 2020) Eastron SDM630 MCT (40mA) Series | 92.16 |  |  | Discover Energy Systems Corp | 48-48-5120 | 6 | Noark Electrics (Shanghai) Co., Ltd. | Ex9N-DH-10KT-AU (AS4777-2 2020) | Discover Energy Systems Corp | 2027-01-16
2024-11-11 | HBS15589 | Discover Energy Systems Corp 48-48-5120 (x19) w/ Noark Electrics (Shanghai) Co., Ltd. Ex9N-DH-10KT-AU (AS4777-2 2020) Eastron SDM630 MCT (40mA) Series | 97.28 |  |  | Discover Energy Systems Corp | 48-48-5120 | 6 | Noark Electrics (Shanghai) Co., Ltd. | Ex9N-DH-10KT-AU (AS4777-2 2020) | Discover Energy Systems Corp | 2027-01-16
2024-11-11 | HBS15590 | Discover Energy Systems Corp 48-48-5120 (x20) w/ Noark Electrics (Shanghai) Co., Ltd. Ex9N-DH-10KT-AU (AS4777-2 2020) Eastron SDM630 MCT (40mA) Series | 102.4 |  |  | Discover Energy Systems Corp | 48-48-5120 | 6 | Noark Electrics (Shanghai) Co., Ltd. | Ex9N-DH-10KT-AU (AS4777-2 2020) | Discover Energy Systems Corp | 2027-01-16
2024-11-11 | HBS15591 | Discover Energy Systems Corp 48-48-5120 (x21) w/ Noark Electrics (Shanghai) Co., Ltd. Ex9N-DH-10KT-AU (AS4777-2 2020) Eastron SDM630 MCT (40mA) Series | 107.52 |  |  | Discover Energy Systems Corp | 48-48-5120 | 6 | Noark Electrics (Shanghai) Co., Ltd. | Ex9N-DH-10KT-AU (AS4777-2 2020) | Discover Energy Systems Corp | 2027-01-16
2024-11-11 | HBS15592 | Discover Energy Systems Corp 48-48-5120 (x22) w/ Noark Electrics (Shanghai) Co., Ltd. Ex9N-DH-10KT-AU (AS4777-2 2020) Eastron SDM630 MCT (40mA) Series | 112.64 |  |  | Discover Energy Systems Corp | 48-48-5120 | 6 | Noark Electrics (Shanghai) Co., Ltd. | Ex9N-DH-10KT-AU (AS4777-2 2020) | Discover Energy Systems Corp | 2027-01-16
2024-11-11 | HBS15593 | Discover Energy Systems Corp 48-48-5120 (x23) w/ Noark Electrics (Shanghai) Co., Ltd. Ex9N-DH-10KT-AU (AS4777-2 2020) Eastron SDM630 MCT (40mA) Series | 117.76 |  |  | Discover Energy Systems Corp | 48-48-5120 | 6 | Noark Electrics (Shanghai) Co., Ltd. | Ex9N-DH-10KT-AU (AS4777-2 2020) | Discover Energy Systems Corp | 2027-01-16
2024-11-11 | HBS15594 | Discover Energy Systems Corp 48-48-5120 (x24) w/ Noark Electrics (Shanghai) Co., Ltd. Ex9N-DH-10KT-AU (AS4777-2 2020) Eastron SDM630 MCT (40mA) Series | 122.88 |  |  | Discover Energy Systems Corp | 48-48-5120 | 6 | Noark Electrics (Shanghai) Co., Ltd. | Ex9N-DH-10KT-AU (AS4777-2 2020) | Discover Energy Systems Corp | 2027-01-16
2024-11-11 | HBS15595 | Discover Energy Systems Corp 48-48-5120 (x25) w/ Noark Electrics (Shanghai) Co., Ltd. Ex9N-DH-10KT-AU (AS4777-2 2020) Eastron SDM630 MCT (40mA) Series | 128 |  |  | Discover Energy Systems Corp | 48-48-5120 | 6 | Noark Electrics (Shanghai) Co., Ltd. | Ex9N-DH-10KT-AU (AS4777-2 2020) | Discover Energy Systems Corp | 2027-01-16
2024-11-11 | HBS15596 | Discover Energy Systems Corp 48-48-5120 (x26) w/ Noark Electrics (Shanghai) Co., Ltd. Ex9N-DH-10KT-AU (AS4777-2 2020) Eastron SDM630 MCT (40mA) Series | 133.12 |  |  | Discover Energy Systems Corp | 48-48-5120 | 6 | Noark Electrics (Shanghai) Co., Ltd. | Ex9N-DH-10KT-AU (AS4777-2 2020) | Discover Energy Systems Corp | 2027-01-16
2024-11-11 | HBS15597 | Discover Energy Systems Corp 48-48-5120 (x27) w/ Noark Electrics (Shanghai) Co., Ltd. Ex9N-DH-10KT-AU (AS4777-2 2020) Eastron SDM630 MCT (40mA) Series | 138.24 |  |  | Discover Energy Systems Corp | 48-48-5120 | 6 | Noark Electrics (Shanghai) Co., Ltd. | Ex9N-DH-10KT-AU (AS4777-2 2020) | Discover Energy Systems Corp | 2027-01-16
2024-11-11 | HBS15598 | Discover Energy Systems Corp 48-48-5120 (x28) w/ Noark Electrics (Shanghai) Co., Ltd. Ex9N-DH-10KT-AU (AS4777-2 2020) Eastron SDM630 MCT (40mA) Series | 143.36 |  |  | Discover Energy Systems Corp | 48-48-5120 | 6 | Noark Electrics (Shanghai) Co., Ltd. | Ex9N-DH-10KT-AU (AS4777-2 2020) | Discover Energy Systems Corp | 2027-01-16
2024-11-11 | HBS15599 | Discover Energy Systems Corp 48-48-5120 (x29) w/ Noark Electrics (Shanghai) Co., Ltd. Ex9N-DH-10KT-AU (AS4777-2 2020) Eastron SDM630 MCT (40mA) Series | 148.48 |  |  | Discover Energy Systems Corp | 48-48-5120 | 6 | Noark Electrics (Shanghai) Co., Ltd. | Ex9N-DH-10KT-AU (AS4777-2 2020) | Discover Energy Systems Corp | 2027-01-16
2024-11-11 | HBS15600 | Discover Energy Systems Corp 48-48-5120 (x30) w/ Noark Electrics (Shanghai) Co., Ltd. Ex9N-DH-10KT-AU (AS4777-2 2020) Eastron SDM630 MCT (40mA) Series | 153.6 |  |  | Discover Energy Systems Corp | 48-48-5120 | 6 | Noark Electrics (Shanghai) Co., Ltd. | Ex9N-DH-10KT-AU (AS4777-2 2020) | Discover Energy Systems Corp | 2027-01-16
2024-11-11 | HBS15601 | Discover Energy Systems Corp 48-48-5120 (x31) w/ Noark Electrics (Shanghai) Co., Ltd. Ex9N-DH-10KT-AU (AS4777-2 2020) Eastron SDM630 MCT (40mA) Series | 158.72 |  |  | Discover Energy Systems Corp | 48-48-5120 | 6 | Noark Electrics (Shanghai) Co., Ltd. | Ex9N-DH-10KT-AU (AS4777-2 2020) | Discover Energy Systems Corp | 2027-01-16
2024-11-11 | HBS15602 | Discover Energy Systems Corp 48-48-5120 (x32) w/ Noark Electrics (Shanghai) Co., Ltd. Ex9N-DH-10KT-AU (AS4777-2 2020) Eastron SDM630 MCT (40mA) Series | 163.84 |  |  | Discover Energy Systems Corp | 48-48-5120 | 6 | Noark Electrics (Shanghai) Co., Ltd. | Ex9N-DH-10KT-AU (AS4777-2 2020) | Discover Energy Systems Corp | 2027-01-16
2024-11-11 | HBS15603 | Discover Energy Systems Corp 48-48-5120 (x33) w/ Noark Electrics (Shanghai) Co., Ltd. Ex9N-DH-10KT-AU (AS4777-2 2020) Eastron SDM630 MCT (40mA) Series | 168.96 |  |  | Discover Energy Systems Corp | 48-48-5120 | 6 | Noark Electrics (Shanghai) Co., Ltd. | Ex9N-DH-10KT-AU (AS4777-2 2020) | Discover Energy Systems Corp | 2027-01-16
2024-11-11 | HBS15604 | Discover Energy Systems Corp 48-48-5120 (x34) w/ Noark Electrics (Shanghai) Co., Ltd. Ex9N-DH-10KT-AU (AS4777-2 2020) Eastron SDM630 MCT (40mA) Series | 174.08 |  |  | Discover Energy Systems Corp | 48-48-5120 | 6 | Noark Electrics (Shanghai) Co., Ltd. | Ex9N-DH-10KT-AU (AS4777-2 2020) | Discover Energy Systems Corp | 2027-01-16
2024-11-11 | HBS15605 | Discover Energy Systems Corp 48-48-5120 (x35) w/ Noark Electrics (Shanghai) Co., Ltd. Ex9N-DH-10KT-AU (AS4777-2 2020) Eastron SDM630 MCT (40mA) Series | 179.2 |  |  | Discover Energy Systems Corp | 48-48-5120 | 6 | Noark Electrics (Shanghai) Co., Ltd. | Ex9N-DH-10KT-AU (AS4777-2 2020) | Discover Energy Systems Corp | 2027-01-16
2024-11-11 | HBS15606 | Discover Energy Systems Corp 48-48-5120 (x2) w/ Noark Electrics (Shanghai) Co., Ltd. Ex9N-DH-12KT-AU (AS4777-2 2020) Eastron SDM630 MCT (40mA) Series | 10.24 |  |  | Discover Energy Systems Corp | 48-48-5120 | 6 | Noark Electrics (Shanghai) Co., Ltd. | Ex9N-DH-12KT-AU (AS4777-2 2020) | Discover Energy Systems Corp | 2027-01-16
2024-11-11 | HBS15607 | Discover Energy Systems Corp 48-48-5120 (x3) w/ Noark Electrics (Shanghai) Co., Ltd. Ex9N-DH-12KT-AU (AS4777-2 2020) Eastron SDM630 MCT (40mA) Series | 15.36 |  |  | Discover Energy Systems Corp | 48-48-5120 | 6 | Noark Electrics (Shanghai) Co., Ltd. | Ex9N-DH-12KT-AU (AS4777-2 2020) | Discover Energy Systems Corp | 2027-01-16
2024-11-11 | HBS15608 | Discover Energy Systems Corp 48-48-5120 (x4) w/ Noark Electrics (Shanghai) Co., Ltd. Ex9N-DH-12KT-AU (AS4777-2 2020) Eastron SDM630 MCT (40mA) Series | 20.48 |  |  | Discover Energy Systems Corp | 48-48-5120 | 6 | Noark Electrics (Shanghai) Co., Ltd. | Ex9N-DH-12KT-AU (AS4777-2 2020) | Discover Energy Systems Corp | 2027-01-16
2024-11-11 | HBS15609 | Discover Energy Systems Corp 48-48-5120 (x5) w/ Noark Electrics (Shanghai) Co., Ltd. Ex9N-DH-12KT-AU (AS4777-2 2020) Eastron SDM630 MCT (40mA) Series | 25.6 |  |  | Discover Energy Systems Corp | 48-48-5120 | 6 | Noark Electrics (Shanghai) Co., Ltd. | Ex9N-DH-12KT-AU (AS4777-2 2020) | Discover Energy Systems Corp | 2027-01-16
2024-11-11 | HBS15610 | Discover Energy Systems Corp 48-48-5120 (x6) w/ Noark Electrics (Shanghai) Co., Ltd. Ex9N-DH-12KT-AU (AS4777-2 2020) Eastron SDM630 MCT (40mA) Series | 30.72 |  |  | Discover Energy Systems Corp | 48-48-5120 | 6 | Noark Electrics (Shanghai) Co., Ltd. | Ex9N-DH-12KT-AU (AS4777-2 2020) | Discover Energy Systems Corp | 2027-01-16
2024-11-11 | HBS15611 | Discover Energy Systems Corp 48-48-5120 (x7) w/ Noark Electrics (Shanghai) Co., Ltd. Ex9N-DH-12KT-AU (AS4777-2 2020) Eastron SDM630 MCT (40mA) Series | 35.84 |  |  | Discover Energy Systems Corp | 48-48-5120 | 6 | Noark Electrics (Shanghai) Co., Ltd. | Ex9N-DH-12KT-AU (AS4777-2 2020) | Discover Energy Systems Corp | 2027-01-16
2024-11-11 | HBS15612 | Discover Energy Systems Corp 48-48-5120 (x8) w/ Noark Electrics (Shanghai) Co., Ltd. Ex9N-DH-12KT-AU (AS4777-2 2020) Eastron SDM630 MCT (40mA) Series | 40.96 |  |  | Discover Energy Systems Corp | 48-48-5120 | 6 | Noark Electrics (Shanghai) Co., Ltd. | Ex9N-DH-12KT-AU (AS4777-2 2020) | Discover Energy Systems Corp | 2027-01-16
2024-11-11 | HBS15613 | Discover Energy Systems Corp 48-48-5120 (x9) w/ Noark Electrics (Shanghai) Co., Ltd. Ex9N-DH-12KT-AU (AS4777-2 2020) Eastron SDM630 MCT (40mA) Series | 46.08 |  |  | Discover Energy Systems Corp | 48-48-5120 | 6 | Noark Electrics (Shanghai) Co., Ltd. | Ex9N-DH-12KT-AU (AS4777-2 2020) | Discover Energy Systems Corp | 2027-01-16
2024-11-11 | HBS15614 | Discover Energy Systems Corp 48-48-5120 (x10) w/ Noark Electrics (Shanghai) Co., Ltd. Ex9N-DH-12KT-AU (AS4777-2 2020) Eastron SDM630 MCT (40mA) Series | 51.2 |  |  | Discover Energy Systems Corp | 48-48-5120 | 6 | Noark Electrics (Shanghai) Co., Ltd. | Ex9N-DH-12KT-AU (AS4777-2 2020) | Discover Energy Systems Corp | 2027-01-16
2024-11-11 | HBS15615 | Discover Energy Systems Corp 48-48-5120 (x11) w/ Noark Electrics (Shanghai) Co., Ltd. Ex9N-DH-12KT-AU (AS4777-2 2020) Eastron SDM630 MCT (40mA) Series | 56.32 |  |  | Discover Energy Systems Corp | 48-48-5120 | 6 | Noark Electrics (Shanghai) Co., Ltd. | Ex9N-DH-12KT-AU (AS4777-2 2020) | Discover Energy Systems Corp | 2027-01-16
2024-11-11 | HBS15616 | Discover Energy Systems Corp 48-48-5120 (x12) w/ Noark Electrics (Shanghai) Co., Ltd. Ex9N-DH-12KT-AU (AS4777-2 2020) Eastron SDM630 MCT (40mA) Series | 61.44 |  |  | Discover Energy Systems Corp | 48-48-5120 | 6 | Noark Electrics (Shanghai) Co., Ltd. | Ex9N-DH-12KT-AU (AS4777-2 2020) | Discover Energy Systems Corp | 2027-01-16
2024-11-11 | HBS15617 | Discover Energy Systems Corp 48-48-5120 (x13) w/ Noark Electrics (Shanghai) Co., Ltd. Ex9N-DH-12KT-AU (AS4777-2 2020) Eastron SDM630 MCT (40mA) Series | 66.56 |  |  | Discover Energy Systems Corp | 48-48-5120 | 6 | Noark Electrics (Shanghai) Co., Ltd. | Ex9N-DH-12KT-AU (AS4777-2 2020) | Discover Energy Systems Corp | 2027-01-16
2024-11-11 | HBS15618 | Discover Energy Systems Corp 48-48-5120 (x14) w/ Noark Electrics (Shanghai) Co., Ltd. Ex9N-DH-12KT-AU (AS4777-2 2020) Eastron SDM630 MCT (40mA) Series | 71.68 |  |  | Discover Energy Systems Corp | 48-48-5120 | 6 | Noark Electrics (Shanghai) Co., Ltd. | Ex9N-DH-12KT-AU (AS4777-2 2020) | Discover Energy Systems Corp | 2027-01-16
2024-11-11 | HBS15619 | Discover Energy Systems Corp 48-48-5120 (x15) w/ Noark Electrics (Shanghai) Co., Ltd. Ex9N-DH-12KT-AU (AS4777-2 2020) Eastron SDM630 MCT (40mA) Series | 76.8 |  |  | Discover Energy Systems Corp | 48-48-5120 | 6 | Noark Electrics (Shanghai) Co., Ltd. | Ex9N-DH-12KT-AU (AS4777-2 2020) | Discover Energy Systems Corp | 2027-01-16
2024-11-11 | HBS15620 | Discover Energy Systems Corp 48-48-5120 (x16) w/ Noark Electrics (Shanghai) Co., Ltd. Ex9N-DH-12KT-AU (AS4777-2 2020) Eastron SDM630 MCT (40mA) Series | 81.92 |  |  | Discover Energy Systems Corp | 48-48-5120 | 6 | Noark Electrics (Shanghai) Co., Ltd. | Ex9N-DH-12KT-AU (AS4777-2 2020) | Discover Energy Systems Corp | 2027-01-16
2024-11-11 | HBS15621 | Discover Energy Systems Corp 48-48-5120 (x17) w/ Noark Electrics (Shanghai) Co., Ltd. Ex9N-DH-12KT-AU (AS4777-2 2020) Eastron SDM630 MCT (40mA) Series | 87.04 |  |  | Discover Energy Systems Corp | 48-48-5120 | 6 | Noark Electrics (Shanghai) Co., Ltd. | Ex9N-DH-12KT-AU (AS4777-2 2020) | Discover Energy Systems Corp | 2027-01-16
2024-11-11 | HBS15622 | Discover Energy Systems Corp 48-48-5120 (x18) w/ Noark Electrics (Shanghai) Co., Ltd. Ex9N-DH-12KT-AU (AS4777-2 2020) Eastron SDM630 MCT (40mA) Series | 92.16 |  |  | Discover Energy Systems Corp | 48-48-5120 | 6 | Noark Electrics (Shanghai) Co., Ltd. | Ex9N-DH-12KT-AU (AS4777-2 2020) | Discover Energy Systems Corp | 2027-01-16
2024-11-11 | HBS15623 | Discover Energy Systems Corp 48-48-5120 (x19) w/ Noark Electrics (Shanghai) Co., Ltd. Ex9N-DH-12KT-AU (AS4777-2 2020) Eastron SDM630 MCT (40mA) Series | 97.28 |  |  | Discover Energy Systems Corp | 48-48-5120 | 6 | Noark Electrics (Shanghai) Co., Ltd. | Ex9N-DH-12KT-AU (AS4777-2 2020) | Discover Energy Systems Corp | 2027-01-16
2024-11-11 | HBS15624 | Discover Energy Systems Corp 48-48-5120 (x20) w/ Noark Electrics (Shanghai) Co., Ltd. Ex9N-DH-12KT-AU (AS4777-2 2020) Eastron SDM630 MCT (40mA) Series | 102.4 |  |  | Discover Energy Systems Corp | 48-48-5120 | 6 | Noark Electrics (Shanghai) Co., Ltd. | Ex9N-DH-12KT-AU (AS4777-2 2020) | Discover Energy Systems Corp | 2027-01-16
2024-11-11 | HBS15625 | Discover Energy Systems Corp 48-48-5120 (x21) w/ Noark Electrics (Shanghai) Co., Ltd. Ex9N-DH-12KT-AU (AS4777-2 2020) Eastron SDM630 MCT (40mA) Series | 107.52 |  |  | Discover Energy Systems Corp | 48-48-5120 | 6 | Noark Electrics (Shanghai) Co., Ltd. | Ex9N-DH-12KT-AU (AS4777-2 2020) | Discover Energy Systems Corp | 2027-01-16
2024-11-11 | HBS15626 | Discover Energy Systems Corp 48-48-5120 (x22) w/ Noark Electrics (Shanghai) Co., Ltd. Ex9N-DH-12KT-AU (AS4777-2 2020) Eastron SDM630 MCT (40mA) Series | 112.64 |  |  | Discover Energy Systems Corp | 48-48-5120 | 6 | Noark Electrics (Shanghai) Co., Ltd. | Ex9N-DH-12KT-AU (AS4777-2 2020) | Discover Energy Systems Corp | 2027-01-16
2024-11-11 | HBS15627 | Discover Energy Systems Corp 48-48-5120 (x23) w/ Noark Electrics (Shanghai) Co., Ltd. Ex9N-DH-12KT-AU (AS4777-2 2020) Eastron SDM630 MCT (40mA) Series | 117.76 |  |  | Discover Energy Systems Corp | 48-48-5120 | 6 | Noark Electrics (Shanghai) Co., Ltd. | Ex9N-DH-12KT-AU (AS4777-2 2020) | Discover Energy Systems Corp | 2027-01-16
2024-11-11 | HBS15628 | Discover Energy Systems Corp 48-48-5120 (x24) w/ Noark Electrics (Shanghai) Co., Ltd. Ex9N-DH-12KT-AU (AS4777-2 2020) Eastron SDM630 MCT (40mA) Series | 122.88 |  |  | Discover Energy Systems Corp | 48-48-5120 | 6 | Noark Electrics (Shanghai) Co., Ltd. | Ex9N-DH-12KT-AU (AS4777-2 2020) | Discover Energy Systems Corp | 2027-01-16
2024-11-11 | HBS15629 | Discover Energy Systems Corp 48-48-5120 (x25) w/ Noark Electrics (Shanghai) Co., Ltd. Ex9N-DH-12KT-AU (AS4777-2 2020) Eastron SDM630 MCT (40mA) Series | 128 |  |  | Discover Energy Systems Corp | 48-48-5120 | 6 | Noark Electrics (Shanghai) Co., Ltd. | Ex9N-DH-12KT-AU (AS4777-2 2020) | Discover Energy Systems Corp | 2027-01-16
2024-11-11 | HBS15630 | Discover Energy Systems Corp 48-48-5120 (x26) w/ Noark Electrics (Shanghai) Co., Ltd. Ex9N-DH-12KT-AU (AS4777-2 2020) Eastron SDM630 MCT (40mA) Series | 133.12 |  |  | Discover Energy Systems Corp | 48-48-5120 | 6 | Noark Electrics (Shanghai) Co., Ltd. | Ex9N-DH-12KT-AU (AS4777-2 2020) | Discover Energy Systems Corp | 2027-01-16
2024-11-11 | HBS15631 | Discover Energy Systems Corp 48-48-5120 (x27) w/ Noark Electrics (Shanghai) Co., Ltd. Ex9N-DH-12KT-AU (AS4777-2 2020) Eastron SDM630 MCT (40mA) Series | 138.24 |  |  | Discover Energy Systems Corp | 48-48-5120 | 6 | Noark Electrics (Shanghai) Co., Ltd. | Ex9N-DH-12KT-AU (AS4777-2 2020) | Discover Energy Systems Corp | 2027-01-16
2024-11-11 | HBS15632 | Discover Energy Systems Corp 48-48-5120 (x28) w/ Noark Electrics (Shanghai) Co., Ltd. Ex9N-DH-12KT-AU (AS4777-2 2020) Eastron SDM630 MCT (40mA) Series | 143.36 |  |  | Discover Energy Systems Corp | 48-48-5120 | 6 | Noark Electrics (Shanghai) Co., Ltd. | Ex9N-DH-12KT-AU (AS4777-2 2020) | Discover Energy Systems Corp | 2027-01-16
2024-11-11 | HBS15633 | Discover Energy Systems Corp 48-48-5120 (x29) w/ Noark Electrics (Shanghai) Co., Ltd. Ex9N-DH-12KT-AU (AS4777-2 2020) Eastron SDM630 MCT (40mA) Series | 148.48 |  |  | Discover Energy Systems Corp | 48-48-5120 | 6 | Noark Electrics (Shanghai) Co., Ltd. | Ex9N-DH-12KT-AU (AS4777-2 2020) | Discover Energy Systems Corp | 2027-01-16
2024-11-11 | HBS15634 | Discover Energy Systems Corp 48-48-5120 (x30) w/ Noark Electrics (Shanghai) Co., Ltd. Ex9N-DH-12KT-AU (AS4777-2 2020) Eastron SDM630 MCT (40mA) Series | 153.6 |  |  | Discover Energy Systems Corp | 48-48-5120 | 6 | Noark Electrics (Shanghai) Co., Ltd. | Ex9N-DH-12KT-AU (AS4777-2 2020) | Discover Energy Systems Corp | 2027-01-16
2024-11-11 | HBS15635 | Discover Energy Systems Corp 48-48-5120 (x31) w/ Noark Electrics (Shanghai) Co., Ltd. Ex9N-DH-12KT-AU (AS4777-2 2020) Eastron SDM630 MCT (40mA) Series | 158.72 |  |  | Discover Energy Systems Corp | 48-48-5120 | 6 | Noark Electrics (Shanghai) Co., Ltd. | Ex9N-DH-12KT-AU (AS4777-2 2020) | Discover Energy Systems Corp | 2027-01-16
2024-11-11 | HBS15636 | Discover Energy Systems Corp 48-48-5120 (x32) w/ Noark Electrics (Shanghai) Co., Ltd. Ex9N-DH-12KT-AU (AS4777-2 2020) Eastron SDM630 MCT (40mA) Series | 163.84 |  |  | Discover Energy Systems Corp | 48-48-5120 | 6 | Noark Electrics (Shanghai) Co., Ltd. | Ex9N-DH-12KT-AU (AS4777-2 2020) | Discover Energy Systems Corp | 2027-01-16
2024-11-11 | HBS15637 | Discover Energy Systems Corp 48-48-5120 (x33) w/ Noark Electrics (Shanghai) Co., Ltd. Ex9N-DH-12KT-AU (AS4777-2 2020) Eastron SDM630 MCT (40mA) Series | 168.96 |  |  | Discover Energy Systems Corp | 48-48-5120 | 6 | Noark Electrics (Shanghai) Co., Ltd. | Ex9N-DH-12KT-AU (AS4777-2 2020) | Discover Energy Systems Corp | 2027-01-16
2024-11-11 | HBS15638 | Discover Energy Systems Corp 48-48-5120 (x34) w/ Noark Electrics (Shanghai) Co., Ltd. Ex9N-DH-12KT-AU (AS4777-2 2020) Eastron SDM630 MCT (40mA) Series | 174.08 |  |  | Discover Energy Systems Corp | 48-48-5120 | 6 | Noark Electrics (Shanghai) Co., Ltd. | Ex9N-DH-12KT-AU (AS4777-2 2020) | Discover Energy Systems Corp | 2027-01-16
2024-11-11 | HBS15639 | Discover Energy Systems Corp 48-48-5120 (x35) w/ Noark Electrics (Shanghai) Co., Ltd. Ex9N-DH-12KT-AU (AS4777-2 2020) Eastron SDM630 MCT (40mA) Series | 179.2 |  |  | Discover Energy Systems Corp | 48-48-5120 | 6 | Noark Electrics (Shanghai) Co., Ltd. | Ex9N-DH-12KT-AU (AS4777-2 2020) | Discover Energy Systems Corp | 2027-01-16
2024-11-11 | HBS15640 | Discover Energy Systems Corp 48-48-5120 (x36) w/ Noark Electrics (Shanghai) Co., Ltd. Ex9N-DH-12KT-AU (AS4777-2 2020) Eastron SDM630 MCT (40mA) Series | 184.32 |  |  | Discover Energy Systems Corp | 48-48-5120 | 6 | Noark Electrics (Shanghai) Co., Ltd. | Ex9N-DH-12KT-AU (AS4777-2 2020) | Discover Energy Systems Corp | 2027-01-16
2024-11-11 | HBS15641 | Discover Energy Systems Corp 48-48-5120H (x2) w/ Noark Electrics (Shanghai) Co., Ltd. Ex9N-DH-5KS-AU (AS4777-2 2020) Eastron SDM120CT-M(40mA) | 10.24 |  |  | Discover Energy Systems Corp | 48-48-5120H | 6 | Noark Electrics (Shanghai) Co., Ltd. | Ex9N-DH-5KS-AU (AS4777-2 2020) | Discover Energy Systems Corp | 2026-11-08
2024-11-11 | HBS15642 | Discover Energy Systems Corp 48-48-5120H (x3) w/ Noark Electrics (Shanghai) Co., Ltd. Ex9N-DH-5KS-AU (AS4777-2 2020) Eastron SDM120CT-M(40mA) | 15.36 |  |  | Discover Energy Systems Corp | 48-48-5120H | 6 | Noark Electrics (Shanghai) Co., Ltd. | Ex9N-DH-5KS-AU (AS4777-2 2020) | Discover Energy Systems Corp | 2026-11-08
2024-11-11 | HBS15643 | Discover Energy Systems Corp 48-48-5120H (x4) w/ Noark Electrics (Shanghai) Co., Ltd. Ex9N-DH-5KS-AU (AS4777-2 2020) Eastron SDM120CT-M(40mA) | 20.48 |  |  | Discover Energy Systems Corp | 48-48-5120H | 6 | Noark Electrics (Shanghai) Co., Ltd. | Ex9N-DH-5KS-AU (AS4777-2 2020) | Discover Energy Systems Corp | 2026-11-08
2024-11-11 | HBS15644 | Discover Energy Systems Corp 48-48-5120H (x5) w/ Noark Electrics (Shanghai) Co., Ltd. Ex9N-DH-5KS-AU (AS4777-2 2020) Eastron SDM120CT-M(40mA) | 25.6 |  |  | Discover Energy Systems Corp | 48-48-5120H | 6 | Noark Electrics (Shanghai) Co., Ltd. | Ex9N-DH-5KS-AU (AS4777-2 2020) | Discover Energy Systems Corp | 2026-11-08
2024-11-11 | HBS15645 | Discover Energy Systems Corp 48-48-5120H (x6) w/ Noark Electrics (Shanghai) Co., Ltd. Ex9N-DH-5KS-AU (AS4777-2 2020) Eastron SDM120CT-M(40mA) | 30.72 |  |  | Discover Energy Systems Corp | 48-48-5120H | 6 | Noark Electrics (Shanghai) Co., Ltd. | Ex9N-DH-5KS-AU (AS4777-2 2020) | Discover Energy Systems Corp | 2026-11-08
2024-11-11 | HBS15646 | Discover Energy Systems Corp 48-48-5120H (x7) w/ Noark Electrics (Shanghai) Co., Ltd. Ex9N-DH-5KS-AU (AS4777-2 2020) Eastron SDM120CT-M(40mA) | 35.84 |  |  | Discover Energy Systems Corp | 48-48-5120H | 6 | Noark Electrics (Shanghai) Co., Ltd. | Ex9N-DH-5KS-AU (AS4777-2 2020) | Discover Energy Systems Corp | 2026-11-08
2024-11-11 | HBS15647 | Discover Energy Systems Corp 48-48-5120H (x8) w/ Noark Electrics (Shanghai) Co., Ltd. Ex9N-DH-5KS-AU (AS4777-2 2020) Eastron SDM120CT-M(40mA) | 40.96 |  |  | Discover Energy Systems Corp | 48-48-5120H | 6 | Noark Electrics (Shanghai) Co., Ltd. | Ex9N-DH-5KS-AU (AS4777-2 2020) | Discover Energy Systems Corp | 2026-11-08
2024-11-11 | HBS15648 | Discover Energy Systems Corp 48-48-5120H (x9) w/ Noark Electrics (Shanghai) Co., Ltd. Ex9N-DH-5KS-AU (AS4777-2 2020) Eastron SDM120CT-M(40mA) | 46.08 |  |  | Discover Energy Systems Corp | 48-48-5120H | 6 | Noark Electrics (Shanghai) Co., Ltd. | Ex9N-DH-5KS-AU (AS4777-2 2020) | Discover Energy Systems Corp | 2026-11-08
2024-11-11 | HBS15649 | Discover Energy Systems Corp 48-48-5120H (x10) w/ Noark Electrics (Shanghai) Co., Ltd. Ex9N-DH-5KS-AU (AS4777-2 2020) Eastron SDM120CT-M(40mA) | 51.2 |  |  | Discover Energy Systems Corp | 48-48-5120H | 6 | Noark Electrics (Shanghai) Co., Ltd. | Ex9N-DH-5KS-AU (AS4777-2 2020) | Discover Energy Systems Corp | 2026-11-08
2024-11-11 | HBS15650 | Discover Energy Systems Corp 48-48-5120H (x11) w/ Noark Electrics (Shanghai) Co., Ltd. Ex9N-DH-5KS-AU (AS4777-2 2020) Eastron SDM120CT-M(40mA) | 56.32 |  |  | Discover Energy Systems Corp | 48-48-5120H | 6 | Noark Electrics (Shanghai) Co., Ltd. | Ex9N-DH-5KS-AU (AS4777-2 2020) | Discover Energy Systems Corp | 2026-11-08
2024-11-11 | HBS15651 | Discover Energy Systems Corp 48-48-5120H (x12) w/ Noark Electrics (Shanghai) Co., Ltd. Ex9N-DH-5KS-AU (AS4777-2 2020) Eastron SDM120CT-M(40mA) | 61.44 |  |  | Discover Energy Systems Corp | 48-48-5120H | 6 | Noark Electrics (Shanghai) Co., Ltd. | Ex9N-DH-5KS-AU (AS4777-2 2020) | Discover Energy Systems Corp | 2026-11-08
2024-11-11 | HBS15652 | Discover Energy Systems Corp 48-48-5120H (x13) w/ Noark Electrics (Shanghai) Co., Ltd. Ex9N-DH-5KS-AU (AS4777-2 2020) Eastron SDM120CT-M(40mA) | 66.56 |  |  | Discover Energy Systems Corp | 48-48-5120H | 6 | Noark Electrics (Shanghai) Co., Ltd. | Ex9N-DH-5KS-AU (AS4777-2 2020) | Discover Energy Systems Corp | 2026-11-08
2024-11-11 | HBS15653 | Discover Energy Systems Corp 48-48-5120H (x14) w/ Noark Electrics (Shanghai) Co., Ltd. Ex9N-DH-5KS-AU (AS4777-2 2020) Eastron SDM120CT-M(40mA) | 71.68 |  |  | Discover Energy Systems Corp | 48-48-5120H | 6 | Noark Electrics (Shanghai) Co., Ltd. | Ex9N-DH-5KS-AU (AS4777-2 2020) | Discover Energy Systems Corp | 2026-11-08
2024-11-11 | HBS15654 | Discover Energy Systems Corp 48-48-5120H (x15) w/ Noark Electrics (Shanghai) Co., Ltd. Ex9N-DH-5KS-AU (AS4777-2 2020) Eastron SDM120CT-M(40mA) | 76.8 |  |  | Discover Energy Systems Corp | 48-48-5120H | 6 | Noark Electrics (Shanghai) Co., Ltd. | Ex9N-DH-5KS-AU (AS4777-2 2020) | Discover Energy Systems Corp | 2026-11-08
2024-11-11 | HBS15655 | Discover Energy Systems Corp 48-48-5120H (x16) w/ Noark Electrics (Shanghai) Co., Ltd. Ex9N-DH-5KS-AU (AS4777-2 2020) Eastron SDM120CT-M(40mA) | 81.92 |  |  | Discover Energy Systems Corp | 48-48-5120H | 6 | Noark Electrics (Shanghai) Co., Ltd. | Ex9N-DH-5KS-AU (AS4777-2 2020) | Discover Energy Systems Corp | 2026-11-08
2024-11-11 | HBS15656 | Discover Energy Systems Corp 48-48-5120H (x17) w/ Noark Electrics (Shanghai) Co., Ltd. Ex9N-DH-5KS-AU (AS4777-2 2020) Eastron SDM120CT-M(40mA) | 87.04 |  |  | Discover Energy Systems Corp | 48-48-5120H | 6 | Noark Electrics (Shanghai) Co., Ltd. | Ex9N-DH-5KS-AU (AS4777-2 2020) | Discover Energy Systems Corp | 2026-11-08
2024-11-11 | HBS15657 | Discover Energy Systems Corp 48-48-5120H (x18) w/ Noark Electrics (Shanghai) Co., Ltd. Ex9N-DH-5KS-AU (AS4777-2 2020) Eastron SDM120CT-M(40mA) | 92.16 |  |  | Discover Energy Systems Corp | 48-48-5120H | 6 | Noark Electrics (Shanghai) Co., Ltd. | Ex9N-DH-5KS-AU (AS4777-2 2020) | Discover Energy Systems Corp | 2026-11-08
2024-11-11 | HBS15658 | Discover Energy Systems Corp 48-48-5120H (x19) w/ Noark Electrics (Shanghai) Co., Ltd. Ex9N-DH-5KS-AU (AS4777-2 2020) Eastron SDM120CT-M(40mA) | 97.28 |  |  | Discover Energy Systems Corp | 48-48-5120H | 6 | Noark Electrics (Shanghai) Co., Ltd. | Ex9N-DH-5KS-AU (AS4777-2 2020) | Discover Energy Systems Corp | 2026-11-08
2024-11-11 | HBS15659 | Discover Energy Systems Corp 48-48-5120H (x20) w/ Noark Electrics (Shanghai) Co., Ltd. Ex9N-DH-5KS-AU (AS4777-2 2020) Eastron SDM120CT-M(40mA) | 102.4 |  |  | Discover Energy Systems Corp | 48-48-5120H | 6 | Noark Electrics (Shanghai) Co., Ltd. | Ex9N-DH-5KS-AU (AS4777-2 2020) | Discover Energy Systems Corp | 2026-11-08
2024-11-11 | HBS15660 | Discover Energy Systems Corp 48-48-5120H (x21) w/ Noark Electrics (Shanghai) Co., Ltd. Ex9N-DH-5KS-AU (AS4777-2 2020) Eastron SDM120CT-M(40mA) | 107.52 |  |  | Discover Energy Systems Corp | 48-48-5120H | 6 | Noark Electrics (Shanghai) Co., Ltd. | Ex9N-DH-5KS-AU (AS4777-2 2020) | Discover Energy Systems Corp | 2026-11-08
2024-11-11 | HBS15661 | Discover Energy Systems Corp 48-48-5120H (x22) w/ Noark Electrics (Shanghai) Co., Ltd. Ex9N-DH-5KS-AU (AS4777-2 2020) Eastron SDM120CT-M(40mA) | 112.64 |  |  | Discover Energy Systems Corp | 48-48-5120H | 6 | Noark Electrics (Shanghai) Co., Ltd. | Ex9N-DH-5KS-AU (AS4777-2 2020) | Discover Energy Systems Corp | 2026-11-08
2024-11-11 | HBS15662 | Discover Energy Systems Corp 48-48-5120H (x23) w/ Noark Electrics (Shanghai) Co., Ltd. Ex9N-DH-5KS-AU (AS4777-2 2020) Eastron SDM120CT-M(40mA) | 117.76 |  |  | Discover Energy Systems Corp | 48-48-5120H | 6 | Noark Electrics (Shanghai) Co., Ltd. | Ex9N-DH-5KS-AU (AS4777-2 2020) | Discover Energy Systems Corp | 2026-11-08
2024-11-11 | HBS15663 | Discover Energy Systems Corp 48-48-5120H (x24) w/ Noark Electrics (Shanghai) Co., Ltd. Ex9N-DH-5KS-AU (AS4777-2 2020) Eastron SDM120CT-M(40mA) | 122.88 |  |  | Discover Energy Systems Corp | 48-48-5120H | 6 | Noark Electrics (Shanghai) Co., Ltd. | Ex9N-DH-5KS-AU (AS4777-2 2020) | Discover Energy Systems Corp | 2026-11-08
2024-11-11 | HBS15664 | Discover Energy Systems Corp 48-48-5120H (x25) w/ Noark Electrics (Shanghai) Co., Ltd. Ex9N-DH-5KS-AU (AS4777-2 2020) Eastron SDM120CT-M(40mA) | 128 |  |  | Discover Energy Systems Corp | 48-48-5120H | 6 | Noark Electrics (Shanghai) Co., Ltd. | Ex9N-DH-5KS-AU (AS4777-2 2020) | Discover Energy Systems Corp | 2026-11-08
2024-11-11 | HBS15665 | Discover Energy Systems Corp 48-48-5120H (x26) w/ Noark Electrics (Shanghai) Co., Ltd. Ex9N-DH-5KS-AU (AS4777-2 2020) Eastron SDM120CT-M(40mA) | 133.12 |  |  | Discover Energy Systems Corp | 48-48-5120H | 6 | Noark Electrics (Shanghai) Co., Ltd. | Ex9N-DH-5KS-AU (AS4777-2 2020) | Discover Energy Systems Corp | 2026-11-08
2024-11-11 | HBS15666 | Discover Energy Systems Corp 48-48-5120H (x27) w/ Noark Electrics (Shanghai) Co., Ltd. Ex9N-DH-5KS-AU (AS4777-2 2020) Eastron SDM120CT-M(40mA) | 138.24 |  |  | Discover Energy Systems Corp | 48-48-5120H | 6 | Noark Electrics (Shanghai) Co., Ltd. | Ex9N-DH-5KS-AU (AS4777-2 2020) | Discover Energy Systems Corp | 2026-11-08
2024-11-11 | HBS15667 | Discover Energy Systems Corp 48-48-5120H (x28) w/ Noark Electrics (Shanghai) Co., Ltd. Ex9N-DH-5KS-AU (AS4777-2 2020) Eastron SDM120CT-M(40mA) | 143.36 |  |  | Discover Energy Systems Corp | 48-48-5120H | 6 | Noark Electrics (Shanghai) Co., Ltd. | Ex9N-DH-5KS-AU (AS4777-2 2020) | Discover Energy Systems Corp | 2026-11-08
2024-11-11 | HBS15668 | Discover Energy Systems Corp 48-48-5120H (x29) w/ Noark Electrics (Shanghai) Co., Ltd. Ex9N-DH-5KS-AU (AS4777-2 2020) Eastron SDM120CT-M(40mA) | 148.48 |  |  | Discover Energy Systems Corp | 48-48-5120H | 6 | Noark Electrics (Shanghai) Co., Ltd. | Ex9N-DH-5KS-AU (AS4777-2 2020) | Discover Energy Systems Corp | 2026-11-08
2024-11-11 | HBS15669 | Discover Energy Systems Corp 48-48-5120H (x30) w/ Noark Electrics (Shanghai) Co., Ltd. Ex9N-DH-5KS-AU (AS4777-2 2020) Eastron SDM120CT-M(40mA) | 153.6 |  |  | Discover Energy Systems Corp | 48-48-5120H | 6 | Noark Electrics (Shanghai) Co., Ltd. | Ex9N-DH-5KS-AU (AS4777-2 2020) | Discover Energy Systems Corp | 2026-11-08
2024-11-11 | HBS15670 | Discover Energy Systems Corp 48-48-5120H (x31) w/ Noark Electrics (Shanghai) Co., Ltd. Ex9N-DH-5KS-AU (AS4777-2 2020) Eastron SDM120CT-M(40mA) | 158.72 |  |  | Discover Energy Systems Corp | 48-48-5120H | 6 | Noark Electrics (Shanghai) Co., Ltd. | Ex9N-DH-5KS-AU (AS4777-2 2020) | Discover Energy Systems Corp | 2026-11-08
2024-11-11 | HBS15671 | Discover Energy Systems Corp 48-48-5120H (x32) w/ Noark Electrics (Shanghai) Co., Ltd. Ex9N-DH-5KS-AU (AS4777-2 2020) Eastron SDM120CT-M(40mA) | 163.84 |  |  | Discover Energy Systems Corp | 48-48-5120H | 6 | Noark Electrics (Shanghai) Co., Ltd. | Ex9N-DH-5KS-AU (AS4777-2 2020) | Discover Energy Systems Corp | 2026-11-08
2024-11-11 | HBS15672 | Discover Energy Systems Corp 48-48-5120H (x33) w/ Noark Electrics (Shanghai) Co., Ltd. Ex9N-DH-5KS-AU (AS4777-2 2020) Eastron SDM120CT-M(40mA) | 168.96 |  |  | Discover Energy Systems Corp | 48-48-5120H | 6 | Noark Electrics (Shanghai) Co., Ltd. | Ex9N-DH-5KS-AU (AS4777-2 2020) | Discover Energy Systems Corp | 2026-11-08
2024-11-11 | HBS15673 | Discover Energy Systems Corp 48-48-5120H (x34) w/ Noark Electrics (Shanghai) Co., Ltd. Ex9N-DH-5KS-AU (AS4777-2 2020) Eastron SDM120CT-M(40mA) | 174.08 |  |  | Discover Energy Systems Corp | 48-48-5120H | 6 | Noark Electrics (Shanghai) Co., Ltd. | Ex9N-DH-5KS-AU (AS4777-2 2020) | Discover Energy Systems Corp | 2026-11-08
2024-11-11 | HBS15674 | Discover Energy Systems Corp 48-48-5120H (x35) w/ Noark Electrics (Shanghai) Co., Ltd. Ex9N-DH-5KS-AU (AS4777-2 2020) Eastron SDM120CT-M(40mA) | 179.2 |  |  | Discover Energy Systems Corp | 48-48-5120H | 6 | Noark Electrics (Shanghai) Co., Ltd. | Ex9N-DH-5KS-AU (AS4777-2 2020) | Discover Energy Systems Corp | 2026-11-08
2024-11-11 | HBS15675 | Discover Energy Systems Corp 48-48-5120H (x2) w/ Noark Electrics (Shanghai) Co., Ltd. Ex9N-DH-6KS-AU (AS4777-2 2020) Eastron SDM120CT-M(40mA) | 10.24 |  |  | Discover Energy Systems Corp | 48-48-5120H | 6 | Noark Electrics (Shanghai) Co., Ltd. | Ex9N-DH-6KS-AU (AS4777-2 2020) | Discover Energy Systems Corp | 2026-11-08
2024-11-11 | HBS15676 | Discover Energy Systems Corp 48-48-5120H (x3) w/ Noark Electrics (Shanghai) Co., Ltd. Ex9N-DH-6KS-AU (AS4777-2 2020) Eastron SDM120CT-M(40mA) | 15.36 |  |  | Discover Energy Systems Corp | 48-48-5120H | 6 | Noark Electrics (Shanghai) Co., Ltd. | Ex9N-DH-6KS-AU (AS4777-2 2020) | Discover Energy Systems Corp | 2026-11-08
2024-11-11 | HBS15677 | Discover Energy Systems Corp 48-48-5120H (x4) w/ Noark Electrics (Shanghai) Co., Ltd. Ex9N-DH-6KS-AU (AS4777-2 2020) Eastron SDM120CT-M(40mA) | 20.48 |  |  | Discover Energy Systems Corp | 48-48-5120H | 6 | Noark Electrics (Shanghai) Co., Ltd. | Ex9N-DH-6KS-AU (AS4777-2 2020) | Discover Energy Systems Corp | 2026-11-08
2024-11-11 | HBS15678 | Discover Energy Systems Corp 48-48-5120H (x5) w/ Noark Electrics (Shanghai) Co., Ltd. Ex9N-DH-6KS-AU (AS4777-2 2020) Eastron SDM120CT-M(40mA) | 25.6 |  |  | Discover Energy Systems Corp | 48-48-5120H | 6 | Noark Electrics (Shanghai) Co., Ltd. | Ex9N-DH-6KS-AU (AS4777-2 2020) | Discover Energy Systems Corp | 2026-11-08
2024-11-11 | HBS15679 | Discover Energy Systems Corp 48-48-5120H (x6) w/ Noark Electrics (Shanghai) Co., Ltd. Ex9N-DH-6KS-AU (AS4777-2 2020) Eastron SDM120CT-M(40mA) | 30.72 |  |  | Discover Energy Systems Corp | 48-48-5120H | 6 | Noark Electrics (Shanghai) Co., Ltd. | Ex9N-DH-6KS-AU (AS4777-2 2020) | Discover Energy Systems Corp | 2026-11-08
2024-11-11 | HBS15680 | Discover Energy Systems Corp 48-48-5120H (x7) w/ Noark Electrics (Shanghai) Co., Ltd. Ex9N-DH-6KS-AU (AS4777-2 2020) Eastron SDM120CT-M(40mA) | 35.84 |  |  | Discover Energy Systems Corp | 48-48-5120H | 6 | Noark Electrics (Shanghai) Co., Ltd. | Ex9N-DH-6KS-AU (AS4777-2 2020) | Discover Energy Systems Corp | 2026-11-08
2024-11-11 | HBS15681 | Discover Energy Systems Corp 48-48-5120H (x8) w/ Noark Electrics (Shanghai) Co., Ltd. Ex9N-DH-6KS-AU (AS4777-2 2020) Eastron SDM120CT-M(40mA) | 40.96 |  |  | Discover Energy Systems Corp | 48-48-5120H | 6 | Noark Electrics (Shanghai) Co., Ltd. | Ex9N-DH-6KS-AU (AS4777-2 2020) | Discover Energy Systems Corp | 2026-11-08
2024-11-11 | HBS15682 | Discover Energy Systems Corp 48-48-5120H (x9) w/ Noark Electrics (Shanghai) Co., Ltd. Ex9N-DH-6KS-AU (AS4777-2 2020) Eastron SDM120CT-M(40mA) | 46.08 |  |  | Discover Energy Systems Corp | 48-48-5120H | 6 | Noark Electrics (Shanghai) Co., Ltd. | Ex9N-DH-6KS-AU (AS4777-2 2020) | Discover Energy Systems Corp | 2026-11-08
2024-11-11 | HBS15683 | Discover Energy Systems Corp 48-48-5120H (x10) w/ Noark Electrics (Shanghai) Co., Ltd. Ex9N-DH-6KS-AU (AS4777-2 2020) Eastron SDM120CT-M(40mA) | 51.2 |  |  | Discover Energy Systems Corp | 48-48-5120H | 6 | Noark Electrics (Shanghai) Co., Ltd. | Ex9N-DH-6KS-AU (AS4777-2 2020) | Discover Energy Systems Corp | 2026-11-08
2024-11-11 | HBS15684 | Discover Energy Systems Corp 48-48-5120H (x11) w/ Noark Electrics (Shanghai) Co., Ltd. Ex9N-DH-6KS-AU (AS4777-2 2020) Eastron SDM120CT-M(40mA) | 56.32 |  |  | Discover Energy Systems Corp | 48-48-5120H | 6 | Noark Electrics (Shanghai) Co., Ltd. | Ex9N-DH-6KS-AU (AS4777-2 2020) | Discover Energy Systems Corp | 2026-11-08
2024-11-11 | HBS15685 | Discover Energy Systems Corp 48-48-5120H (x12) w/ Noark Electrics (Shanghai) Co., Ltd. Ex9N-DH-6KS-AU (AS4777-2 2020) Eastron SDM120CT-M(40mA) | 61.44 |  |  | Discover Energy Systems Corp | 48-48-5120H | 6 | Noark Electrics (Shanghai) Co., Ltd. | Ex9N-DH-6KS-AU (AS4777-2 2020) | Discover Energy Systems Corp | 2026-11-08
2024-11-11 | HBS15686 | Discover Energy Systems Corp 48-48-5120H (x13) w/ Noark Electrics (Shanghai) Co., Ltd. Ex9N-DH-6KS-AU (AS4777-2 2020) Eastron SDM120CT-M(40mA) | 66.56 |  |  | Discover Energy Systems Corp | 48-48-5120H | 6 | Noark Electrics (Shanghai) Co., Ltd. | Ex9N-DH-6KS-AU (AS4777-2 2020) | Discover Energy Systems Corp | 2026-11-08
2024-11-11 | HBS15687 | Discover Energy Systems Corp 48-48-5120H (x14) w/ Noark Electrics (Shanghai) Co., Ltd. Ex9N-DH-6KS-AU (AS4777-2 2020) Eastron SDM120CT-M(40mA) | 71.68 |  |  | Discover Energy Systems Corp | 48-48-5120H | 6 | Noark Electrics (Shanghai) Co., Ltd. | Ex9N-DH-6KS-AU (AS4777-2 2020) | Discover Energy Systems Corp | 2026-11-08
2024-11-11 | HBS15688 | Discover Energy Systems Corp 48-48-5120H (x15) w/ Noark Electrics (Shanghai) Co., Ltd. Ex9N-DH-6KS-AU (AS4777-2 2020) Eastron SDM120CT-M(40mA) | 76.8 |  |  | Discover Energy Systems Corp | 48-48-5120H | 6 | Noark Electrics (Shanghai) Co., Ltd. | Ex9N-DH-6KS-AU (AS4777-2 2020) | Discover Energy Systems Corp | 2026-11-08
2024-11-11 | HBS15689 | Discover Energy Systems Corp 48-48-5120H (x16) w/ Noark Electrics (Shanghai) Co., Ltd. Ex9N-DH-6KS-AU (AS4777-2 2020) Eastron SDM120CT-M(40mA) | 81.92 |  |  | Discover Energy Systems Corp | 48-48-5120H | 6 | Noark Electrics (Shanghai) Co., Ltd. | Ex9N-DH-6KS-AU (AS4777-2 2020) | Discover Energy Systems Corp | 2026-11-08
2024-11-11 | HBS15690 | Discover Energy Systems Corp 48-48-5120H (x17) w/ Noark Electrics (Shanghai) Co., Ltd. Ex9N-DH-6KS-AU (AS4777-2 2020) Eastron SDM120CT-M(40mA) | 87.04 |  |  | Discover Energy Systems Corp | 48-48-5120H | 6 | Noark Electrics (Shanghai) Co., Ltd. | Ex9N-DH-6KS-AU (AS4777-2 2020) | Discover Energy Systems Corp | 2026-11-08
2024-11-11 | HBS15691 | Discover Energy Systems Corp 48-48-5120H (x18) w/ Noark Electrics (Shanghai) Co., Ltd. Ex9N-DH-6KS-AU (AS4777-2 2020) Eastron SDM120CT-M(40mA) | 92.16 |  |  | Discover Energy Systems Corp | 48-48-5120H | 6 | Noark Electrics (Shanghai) Co., Ltd. | Ex9N-DH-6KS-AU (AS4777-2 2020) | Discover Energy Systems Corp | 2026-11-08
2024-11-11 | HBS15692 | Discover Energy Systems Corp 48-48-5120H (x19) w/ Noark Electrics (Shanghai) Co., Ltd. Ex9N-DH-6KS-AU (AS4777-2 2020) Eastron SDM120CT-M(40mA) | 97.28 |  |  | Discover Energy Systems Corp | 48-48-5120H | 6 | Noark Electrics (Shanghai) Co., Ltd. | Ex9N-DH-6KS-AU (AS4777-2 2020) | Discover Energy Systems Corp | 2026-11-08
2024-11-11 | HBS15693 | Discover Energy Systems Corp 48-48-5120H (x20) w/ Noark Electrics (Shanghai) Co., Ltd. Ex9N-DH-6KS-AU (AS4777-2 2020) Eastron SDM120CT-M(40mA) | 102.4 |  |  | Discover Energy Systems Corp | 48-48-5120H | 6 | Noark Electrics (Shanghai) Co., Ltd. | Ex9N-DH-6KS-AU (AS4777-2 2020) | Discover Energy Systems Corp | 2026-11-08
2024-11-11 | HBS15694 | Discover Energy Systems Corp 48-48-5120H (x21) w/ Noark Electrics (Shanghai) Co., Ltd. Ex9N-DH-6KS-AU (AS4777-2 2020) Eastron SDM120CT-M(40mA) | 107.52 |  |  | Discover Energy Systems Corp | 48-48-5120H | 6 | Noark Electrics (Shanghai) Co., Ltd. | Ex9N-DH-6KS-AU (AS4777-2 2020) | Discover Energy Systems Corp | 2026-11-08
2024-11-11 | HBS15695 | Discover Energy Systems Corp 48-48-5120H (x22) w/ Noark Electrics (Shanghai) Co., Ltd. Ex9N-DH-6KS-AU (AS4777-2 2020) Eastron SDM120CT-M(40mA) | 112.64 |  |  | Discover Energy Systems Corp | 48-48-5120H | 6 | Noark Electrics (Shanghai) Co., Ltd. | Ex9N-DH-6KS-AU (AS4777-2 2020) | Discover Energy Systems Corp | 2026-11-08
2024-11-11 | HBS15696 | Discover Energy Systems Corp 48-48-5120H (x23) w/ Noark Electrics (Shanghai) Co., Ltd. Ex9N-DH-6KS-AU (AS4777-2 2020) Eastron SDM120CT-M(40mA) | 117.76 |  |  | Discover Energy Systems Corp | 48-48-5120H | 6 | Noark Electrics (Shanghai) Co., Ltd. | Ex9N-DH-6KS-AU (AS4777-2 2020) | Discover Energy Systems Corp | 2026-11-08
2024-11-11 | HBS15697 | Discover Energy Systems Corp 48-48-5120H (x24) w/ Noark Electrics (Shanghai) Co., Ltd. Ex9N-DH-6KS-AU (AS4777-2 2020) Eastron SDM120CT-M(40mA) | 122.88 |  |  | Discover Energy Systems Corp | 48-48-5120H | 6 | Noark Electrics (Shanghai) Co., Ltd. | Ex9N-DH-6KS-AU (AS4777-2 2020) | Discover Energy Systems Corp | 2026-11-08
2024-11-11 | HBS15698 | Discover Energy Systems Corp 48-48-5120H (x25) w/ Noark Electrics (Shanghai) Co., Ltd. Ex9N-DH-6KS-AU (AS4777-2 2020) Eastron SDM120CT-M(40mA) | 128 |  |  | Discover Energy Systems Corp | 48-48-5120H | 6 | Noark Electrics (Shanghai) Co., Ltd. | Ex9N-DH-6KS-AU (AS4777-2 2020) | Discover Energy Systems Corp | 2026-11-08
2024-11-11 | HBS15699 | Discover Energy Systems Corp 48-48-5120H (x26) w/ Noark Electrics (Shanghai) Co., Ltd. Ex9N-DH-6KS-AU (AS4777-2 2020) Eastron SDM120CT-M(40mA) | 133.12 |  |  | Discover Energy Systems Corp | 48-48-5120H | 6 | Noark Electrics (Shanghai) Co., Ltd. | Ex9N-DH-6KS-AU (AS4777-2 2020) | Discover Energy Systems Corp | 2026-11-08
2024-11-11 | HBS15700 | Discover Energy Systems Corp 48-48-5120H (x27) w/ Noark Electrics (Shanghai) Co., Ltd. Ex9N-DH-6KS-AU (AS4777-2 2020) Eastron SDM120CT-M(40mA) | 138.24 |  |  | Discover Energy Systems Corp | 48-48-5120H | 6 | Noark Electrics (Shanghai) Co., Ltd. | Ex9N-DH-6KS-AU (AS4777-2 2020) | Discover Energy Systems Corp | 2026-11-08
2024-11-11 | HBS15701 | Discover Energy Systems Corp 48-48-5120H (x28) w/ Noark Electrics (Shanghai) Co., Ltd. Ex9N-DH-6KS-AU (AS4777-2 2020) Eastron SDM120CT-M(40mA) | 143.36 |  |  | Discover Energy Systems Corp | 48-48-5120H | 6 | Noark Electrics (Shanghai) Co., Ltd. | Ex9N-DH-6KS-AU (AS4777-2 2020) | Discover Energy Systems Corp | 2026-11-08
2024-11-11 | HBS15702 | Discover Energy Systems Corp 48-48-5120H (x29) w/ Noark Electrics (Shanghai) Co., Ltd. Ex9N-DH-6KS-AU (AS4777-2 2020) Eastron SDM120CT-M(40mA) | 148.48 |  |  | Discover Energy Systems Corp | 48-48-5120H | 6 | Noark Electrics (Shanghai) Co., Ltd. | Ex9N-DH-6KS-AU (AS4777-2 2020) | Discover Energy Systems Corp | 2026-11-08
2024-11-11 | HBS15703 | Discover Energy Systems Corp 48-48-5120H (x30) w/ Noark Electrics (Shanghai) Co., Ltd. Ex9N-DH-6KS-AU (AS4777-2 2020) Eastron SDM120CT-M(40mA) | 153.6 |  |  | Discover Energy Systems Corp | 48-48-5120H | 6 | Noark Electrics (Shanghai) Co., Ltd. | Ex9N-DH-6KS-AU (AS4777-2 2020) | Discover Energy Systems Corp | 2026-11-08
2024-11-11 | HBS15704 | Discover Energy Systems Corp 48-48-5120H (x31) w/ Noark Electrics (Shanghai) Co., Ltd. Ex9N-DH-6KS-AU (AS4777-2 2020) Eastron SDM120CT-M(40mA) | 158.72 |  |  | Discover Energy Systems Corp | 48-48-5120H | 6 | Noark Electrics (Shanghai) Co., Ltd. | Ex9N-DH-6KS-AU (AS4777-2 2020) | Discover Energy Systems Corp | 2026-11-08
2024-11-11 | HBS15705 | Discover Energy Systems Corp 48-48-5120H (x32) w/ Noark Electrics (Shanghai) Co., Ltd. Ex9N-DH-6KS-AU (AS4777-2 2020) Eastron SDM120CT-M(40mA) | 163.84 |  |  | Discover Energy Systems Corp | 48-48-5120H | 6 | Noark Electrics (Shanghai) Co., Ltd. | Ex9N-DH-6KS-AU (AS4777-2 2020) | Discover Energy Systems Corp | 2026-11-08
2024-11-11 | HBS15706 | Discover Energy Systems Corp 48-48-5120H (x33) w/ Noark Electrics (Shanghai) Co., Ltd. Ex9N-DH-6KS-AU (AS4777-2 2020) Eastron SDM120CT-M(40mA) | 168.96 |  |  | Discover Energy Systems Corp | 48-48-5120H | 6 | Noark Electrics (Shanghai) Co., Ltd. | Ex9N-DH-6KS-AU (AS4777-2 2020) | Discover Energy Systems Corp | 2026-11-08
2024-11-11 | HBS15707 | Discover Energy Systems Corp 48-48-5120H (x34) w/ Noark Electrics (Shanghai) Co., Ltd. Ex9N-DH-6KS-AU (AS4777-2 2020) Eastron SDM120CT-M(40mA) | 174.08 |  |  | Discover Energy Systems Corp | 48-48-5120H | 6 | Noark Electrics (Shanghai) Co., Ltd. | Ex9N-DH-6KS-AU (AS4777-2 2020) | Discover Energy Systems Corp | 2026-11-08
2024-11-11 | HBS15708 | Discover Energy Systems Corp 48-48-5120H (x35) w/ Noark Electrics (Shanghai) Co., Ltd. Ex9N-DH-6KS-AU (AS4777-2 2020) Eastron SDM120CT-M(40mA) | 179.2 |  |  | Discover Energy Systems Corp | 48-48-5120H | 6 | Noark Electrics (Shanghai) Co., Ltd. | Ex9N-DH-6KS-AU (AS4777-2 2020) | Discover Energy Systems Corp | 2026-11-08
2024-11-11 | HBS15709 | Discover Energy Systems Corp 48-48-5120H (x2) w/ Noark Electrics (Shanghai) Co., Ltd. Ex9N-DH-8KS-AU (AS4777-2 2020) Eastron SDM120CT-M(40mA) | 10.24 |  |  | Discover Energy Systems Corp | 48-48-5120H | 6 | Noark Electrics (Shanghai) Co., Ltd. | Ex9N-DH-8KS-AU (AS4777-2 2020) | Discover Energy Systems Corp | 2027-01-16
2024-11-11 | HBS15710 | Discover Energy Systems Corp 48-48-5120H (x3) w/ Noark Electrics (Shanghai) Co., Ltd. Ex9N-DH-8KS-AU (AS4777-2 2020) Eastron SDM120CT-M(40mA) | 15.36 |  |  | Discover Energy Systems Corp | 48-48-5120H | 6 | Noark Electrics (Shanghai) Co., Ltd. | Ex9N-DH-8KS-AU (AS4777-2 2020) | Discover Energy Systems Corp | 2027-01-16
2024-11-11 | HBS15711 | Discover Energy Systems Corp 48-48-5120H (x4) w/ Noark Electrics (Shanghai) Co., Ltd. Ex9N-DH-8KS-AU (AS4777-2 2020) Eastron SDM120CT-M(40mA) | 20.48 |  |  | Discover Energy Systems Corp | 48-48-5120H | 6 | Noark Electrics (Shanghai) Co., Ltd. | Ex9N-DH-8KS-AU (AS4777-2 2020) | Discover Energy Systems Corp | 2027-01-16
2024-11-11 | HBS15712 | Discover Energy Systems Corp 48-48-5120H (x5) w/ Noark Electrics (Shanghai) Co., Ltd. Ex9N-DH-8KS-AU (AS4777-2 2020) Eastron SDM120CT-M(40mA) | 25.6 |  |  | Discover Energy Systems Corp | 48-48-5120H | 6 | Noark Electrics (Shanghai) Co., Ltd. | Ex9N-DH-8KS-AU (AS4777-2 2020) | Discover Energy Systems Corp | 2027-01-16
2024-11-11 | HBS15713 | Discover Energy Systems Corp 48-48-5120H (x6) w/ Noark Electrics (Shanghai) Co., Ltd. Ex9N-DH-8KS-AU (AS4777-2 2020) Eastron SDM120CT-M(40mA) | 30.72 |  |  | Discover Energy Systems Corp | 48-48-5120H | 6 | Noark Electrics (Shanghai) Co., Ltd. | Ex9N-DH-8KS-AU (AS4777-2 2020) | Discover Energy Systems Corp | 2027-01-16
2024-11-11 | HBS15714 | Discover Energy Systems Corp 48-48-5120H (x7) w/ Noark Electrics (Shanghai) Co., Ltd. Ex9N-DH-8KS-AU (AS4777-2 2020) Eastron SDM120CT-M(40mA) | 35.84 |  |  | Discover Energy Systems Corp | 48-48-5120H | 6 | Noark Electrics (Shanghai) Co., Ltd. | Ex9N-DH-8KS-AU (AS4777-2 2020) | Discover Energy Systems Corp | 2027-01-16
2024-11-11 | HBS15715 | Discover Energy Systems Corp 48-48-5120H (x8) w/ Noark Electrics (Shanghai) Co., Ltd. Ex9N-DH-8KS-AU (AS4777-2 2020) Eastron SDM120CT-M(40mA) | 40.96 |  |  | Discover Energy Systems Corp | 48-48-5120H | 6 | Noark Electrics (Shanghai) Co., Ltd. | Ex9N-DH-8KS-AU (AS4777-2 2020) | Discover Energy Systems Corp | 2027-01-16
2024-11-11 | HBS15716 | Discover Energy Systems Corp 48-48-5120H (x9) w/ Noark Electrics (Shanghai) Co., Ltd. Ex9N-DH-8KS-AU (AS4777-2 2020) Eastron SDM120CT-M(40mA) | 46.08 |  |  | Discover Energy Systems Corp | 48-48-5120H | 6 | Noark Electrics (Shanghai) Co., Ltd. | Ex9N-DH-8KS-AU (AS4777-2 2020) | Discover Energy Systems Corp | 2027-01-16
2024-11-11 | HBS15717 | Discover Energy Systems Corp 48-48-5120H (x10) w/ Noark Electrics (Shanghai) Co., Ltd. Ex9N-DH-8KS-AU (AS4777-2 2020) Eastron SDM120CT-M(40mA) | 51.2 |  |  | Discover Energy Systems Corp | 48-48-5120H | 6 | Noark Electrics (Shanghai) Co., Ltd. | Ex9N-DH-8KS-AU (AS4777-2 2020) | Discover Energy Systems Corp | 2027-01-16
2024-11-11 | HBS15718 | Discover Energy Systems Corp 48-48-5120H (x11) w/ Noark Electrics (Shanghai) Co., Ltd. Ex9N-DH-8KS-AU (AS4777-2 2020) Eastron SDM120CT-M(40mA) | 56.32 |  |  | Discover Energy Systems Corp | 48-48-5120H | 6 | Noark Electrics (Shanghai) Co., Ltd. | Ex9N-DH-8KS-AU (AS4777-2 2020) | Discover Energy Systems Corp | 2027-01-16
2024-11-11 | HBS15719 | Discover Energy Systems Corp 48-48-5120H (x12) w/ Noark Electrics (Shanghai) Co., Ltd. Ex9N-DH-8KS-AU (AS4777-2 2020) Eastron SDM120CT-M(40mA) | 61.44 |  |  | Discover Energy Systems Corp | 48-48-5120H | 6 | Noark Electrics (Shanghai) Co., Ltd. | Ex9N-DH-8KS-AU (AS4777-2 2020) | Discover Energy Systems Corp | 2027-01-16
2024-11-11 | HBS15720 | Discover Energy Systems Corp 48-48-5120H (x13) w/ Noark Electrics (Shanghai) Co., Ltd. Ex9N-DH-8KS-AU (AS4777-2 2020) Eastron SDM120CT-M(40mA) | 66.56 |  |  | Discover Energy Systems Corp | 48-48-5120H | 6 | Noark Electrics (Shanghai) Co., Ltd. | Ex9N-DH-8KS-AU (AS4777-2 2020) | Discover Energy Systems Corp | 2027-01-16
2024-11-11 | HBS15721 | Discover Energy Systems Corp 48-48-5120H (x14) w/ Noark Electrics (Shanghai) Co., Ltd. Ex9N-DH-8KS-AU (AS4777-2 2020) Eastron SDM120CT-M(40mA) | 71.68 |  |  | Discover Energy Systems Corp | 48-48-5120H | 6 | Noark Electrics (Shanghai) Co., Ltd. | Ex9N-DH-8KS-AU (AS4777-2 2020) | Discover Energy Systems Corp | 2027-01-16
2024-11-11 | HBS15722 | Discover Energy Systems Corp 48-48-5120H (x15) w/ Noark Electrics (Shanghai) Co., Ltd. Ex9N-DH-8KS-AU (AS4777-2 2020) Eastron SDM120CT-M(40mA) | 76.8 |  |  | Discover Energy Systems Corp | 48-48-5120H | 6 | Noark Electrics (Shanghai) Co., Ltd. | Ex9N-DH-8KS-AU (AS4777-2 2020) | Discover Energy Systems Corp | 2027-01-16
2024-11-11 | HBS15723 | Discover Energy Systems Corp 48-48-5120H (x16) w/ Noark Electrics (Shanghai) Co., Ltd. Ex9N-DH-8KS-AU (AS4777-2 2020) Eastron SDM120CT-M(40mA) | 81.92 |  |  | Discover Energy Systems Corp | 48-48-5120H | 6 | Noark Electrics (Shanghai) Co., Ltd. | Ex9N-DH-8KS-AU (AS4777-2 2020) | Discover Energy Systems Corp | 2027-01-16
2024-11-11 | HBS15724 | Discover Energy Systems Corp 48-48-5120H (x17) w/ Noark Electrics (Shanghai) Co., Ltd. Ex9N-DH-8KS-AU (AS4777-2 2020) Eastron SDM120CT-M(40mA) | 87.04 |  |  | Discover Energy Systems Corp | 48-48-5120H | 6 | Noark Electrics (Shanghai) Co., Ltd. | Ex9N-DH-8KS-AU (AS4777-2 2020) | Discover Energy Systems Corp | 2027-01-16
2024-11-11 | HBS15725 | Discover Energy Systems Corp 48-48-5120H (x18) w/ Noark Electrics (Shanghai) Co., Ltd. Ex9N-DH-8KS-AU (AS4777-2 2020) Eastron SDM120CT-M(40mA) | 92.16 |  |  | Discover Energy Systems Corp | 48-48-5120H | 6 | Noark Electrics (Shanghai) Co., Ltd. | Ex9N-DH-8KS-AU (AS4777-2 2020) | Discover Energy Systems Corp | 2027-01-16
2024-11-11 | HBS15726 | Discover Energy Systems Corp 48-48-5120H (x19) w/ Noark Electrics (Shanghai) Co., Ltd. Ex9N-DH-8KS-AU (AS4777-2 2020) Eastron SDM120CT-M(40mA) | 97.28 |  |  | Discover Energy Systems Corp | 48-48-5120H | 6 | Noark Electrics (Shanghai) Co., Ltd. | Ex9N-DH-8KS-AU (AS4777-2 2020) | Discover Energy Systems Corp | 2027-01-16
2024-11-11 | HBS15727 | Discover Energy Systems Corp 48-48-5120H (x20) w/ Noark Electrics (Shanghai) Co., Ltd. Ex9N-DH-8KS-AU (AS4777-2 2020) Eastron SDM120CT-M(40mA) | 102.4 |  |  | Discover Energy Systems Corp | 48-48-5120H | 6 | Noark Electrics (Shanghai) Co., Ltd. | Ex9N-DH-8KS-AU (AS4777-2 2020) | Discover Energy Systems Corp | 2027-01-16
2024-11-11 | HBS15728 | Discover Energy Systems Corp 48-48-5120H (x21) w/ Noark Electrics (Shanghai) Co., Ltd. Ex9N-DH-8KS-AU (AS4777-2 2020) Eastron SDM120CT-M(40mA) | 107.52 |  |  | Discover Energy Systems Corp | 48-48-5120H | 6 | Noark Electrics (Shanghai) Co., Ltd. | Ex9N-DH-8KS-AU (AS4777-2 2020) | Discover Energy Systems Corp | 2027-01-16
2024-11-11 | HBS15729 | Discover Energy Systems Corp 48-48-5120H (x22) w/ Noark Electrics (Shanghai) Co., Ltd. Ex9N-DH-8KS-AU (AS4777-2 2020) Eastron SDM120CT-M(40mA) | 112.64 |  |  | Discover Energy Systems Corp | 48-48-5120H | 6 | Noark Electrics (Shanghai) Co., Ltd. | Ex9N-DH-8KS-AU (AS4777-2 2020) | Discover Energy Systems Corp | 2027-01-16
2024-11-11 | HBS15730 | Discover Energy Systems Corp 48-48-5120H (x23) w/ Noark Electrics (Shanghai) Co., Ltd. Ex9N-DH-8KS-AU (AS4777-2 2020) Eastron SDM120CT-M(40mA) | 117.76 |  |  | Discover Energy Systems Corp | 48-48-5120H | 6 | Noark Electrics (Shanghai) Co., Ltd. | Ex9N-DH-8KS-AU (AS4777-2 2020) | Discover Energy Systems Corp | 2027-01-16
2024-11-11 | HBS15731 | Discover Energy Systems Corp 48-48-5120H (x24) w/ Noark Electrics (Shanghai) Co., Ltd. Ex9N-DH-8KS-AU (AS4777-2 2020) Eastron SDM120CT-M(40mA) | 122.88 |  |  | Discover Energy Systems Corp | 48-48-5120H | 6 | Noark Electrics (Shanghai) Co., Ltd. | Ex9N-DH-8KS-AU (AS4777-2 2020) | Discover Energy Systems Corp | 2027-01-16
2024-11-11 | HBS15732 | Discover Energy Systems Corp 48-48-5120H (x25) w/ Noark Electrics (Shanghai) Co., Ltd. Ex9N-DH-8KS-AU (AS4777-2 2020) Eastron SDM120CT-M(40mA) | 128 |  |  | Discover Energy Systems Corp | 48-48-5120H | 6 | Noark Electrics (Shanghai) Co., Ltd. | Ex9N-DH-8KS-AU (AS4777-2 2020) | Discover Energy Systems Corp | 2027-01-16
2024-11-11 | HBS15733 | Discover Energy Systems Corp 48-48-5120H (x26) w/ Noark Electrics (Shanghai) Co., Ltd. Ex9N-DH-8KS-AU (AS4777-2 2020) Eastron SDM120CT-M(40mA) | 133.12 |  |  | Discover Energy Systems Corp | 48-48-5120H | 6 | Noark Electrics (Shanghai) Co., Ltd. | Ex9N-DH-8KS-AU (AS4777-2 2020) | Discover Energy Systems Corp | 2027-01-16
2024-11-11 | HBS15734 | Discover Energy Systems Corp 48-48-5120H (x27) w/ Noark Electrics (Shanghai) Co., Ltd. Ex9N-DH-8KS-AU (AS4777-2 2020) Eastron SDM120CT-M(40mA) | 138.24 |  |  | Discover Energy Systems Corp | 48-48-5120H | 6 | Noark Electrics (Shanghai) Co., Ltd. | Ex9N-DH-8KS-AU (AS4777-2 2020) | Discover Energy Systems Corp | 2027-01-16
2024-11-11 | HBS15735 | Discover Energy Systems Corp 48-48-5120H (x28) w/ Noark Electrics (Shanghai) Co., Ltd. Ex9N-DH-8KS-AU (AS4777-2 2020) Eastron SDM120CT-M(40mA) | 143.36 |  |  | Discover Energy Systems Corp | 48-48-5120H | 6 | Noark Electrics (Shanghai) Co., Ltd. | Ex9N-DH-8KS-AU (AS4777-2 2020) | Discover Energy Systems Corp | 2027-01-16
2024-11-11 | HBS15736 | Discover Energy Systems Corp 48-48-5120H (x29) w/ Noark Electrics (Shanghai) Co., Ltd. Ex9N-DH-8KS-AU (AS4777-2 2020) Eastron SDM120CT-M(40mA) | 148.48 |  |  | Discover Energy Systems Corp | 48-48-5120H | 6 | Noark Electrics (Shanghai) Co., Ltd. | Ex9N-DH-8KS-AU (AS4777-2 2020) | Discover Energy Systems Corp | 2027-01-16
2024-11-11 | HBS15737 | Discover Energy Systems Corp 48-48-5120H (x30) w/ Noark Electrics (Shanghai) Co., Ltd. Ex9N-DH-8KS-AU (AS4777-2 2020) Eastron SDM120CT-M(40mA) | 153.6 |  |  | Discover Energy Systems Corp | 48-48-5120H | 6 | Noark Electrics (Shanghai) Co., Ltd. | Ex9N-DH-8KS-AU (AS4777-2 2020) | Discover Energy Systems Corp | 2027-01-16
2024-11-11 | HBS15738 | Discover Energy Systems Corp 48-48-5120H (x31) w/ Noark Electrics (Shanghai) Co., Ltd. Ex9N-DH-8KS-AU (AS4777-2 2020) Eastron SDM120CT-M(40mA) | 158.72 |  |  | Discover Energy Systems Corp | 48-48-5120H | 6 | Noark Electrics (Shanghai) Co., Ltd. | Ex9N-DH-8KS-AU (AS4777-2 2020) | Discover Energy Systems Corp | 2027-01-16
2024-11-11 | HBS15739 | Discover Energy Systems Corp 48-48-5120H (x32) w/ Noark Electrics (Shanghai) Co., Ltd. Ex9N-DH-8KS-AU (AS4777-2 2020) Eastron SDM120CT-M(40mA) | 163.84 |  |  | Discover Energy Systems Corp | 48-48-5120H | 6 | Noark Electrics (Shanghai) Co., Ltd. | Ex9N-DH-8KS-AU (AS4777-2 2020) | Discover Energy Systems Corp | 2027-01-16
2024-11-11 | HBS15740 | Discover Energy Systems Corp 48-48-5120H (x33) w/ Noark Electrics (Shanghai) Co., Ltd. Ex9N-DH-8KS-AU (AS4777-2 2020) Eastron SDM120CT-M(40mA) | 168.96 |  |  | Discover Energy Systems Corp | 48-48-5120H | 6 | Noark Electrics (Shanghai) Co., Ltd. | Ex9N-DH-8KS-AU (AS4777-2 2020) | Discover Energy Systems Corp | 2027-01-16
2024-11-11 | HBS15741 | Discover Energy Systems Corp 48-48-5120H (x34) w/ Noark Electrics (Shanghai) Co., Ltd. Ex9N-DH-8KS-AU (AS4777-2 2020) Eastron SDM120CT-M(40mA) | 174.08 |  |  | Discover Energy Systems Corp | 48-48-5120H | 6 | Noark Electrics (Shanghai) Co., Ltd. | Ex9N-DH-8KS-AU (AS4777-2 2020) | Discover Energy Systems Corp | 2027-01-16
2024-11-11 | HBS15742 | Discover Energy Systems Corp 48-48-5120H (x35) w/ Noark Electrics (Shanghai) Co., Ltd. Ex9N-DH-8KS-AU (AS4777-2 2020) Eastron SDM120CT-M(40mA) | 179.2 |  |  | Discover Energy Systems Corp | 48-48-5120H | 6 | Noark Electrics (Shanghai) Co., Ltd. | Ex9N-DH-8KS-AU (AS4777-2 2020) | Discover Energy Systems Corp | 2027-01-16
2024-11-11 | HBS15743 | Discover Energy Systems Corp 48-48-5120H (x2) w/ Noark Electrics (Shanghai) Co., Ltd. Ex9N-DH-5KT-AU (AS4777-2 2020) Eastron SDM630 MCT (40mA) Series | 10.24 |  |  | Discover Energy Systems Corp | 48-48-5120H | 6 | Noark Electrics (Shanghai) Co., Ltd. | Ex9N-DH-5KT-AU (AS4777-2 2020) | Discover Energy Systems Corp | 2027-01-16
2024-11-11 | HBS15744 | Discover Energy Systems Corp 48-48-5120H (x3) w/ Noark Electrics (Shanghai) Co., Ltd. Ex9N-DH-5KT-AU (AS4777-2 2020) Eastron SDM630 MCT (40mA) Series | 15.36 |  |  | Discover Energy Systems Corp | 48-48-5120H | 6 | Noark Electrics (Shanghai) Co., Ltd. | Ex9N-DH-5KT-AU (AS4777-2 2020) | Discover Energy Systems Corp | 2027-01-16
2024-11-11 | HBS15745 | Discover Energy Systems Corp 48-48-5120H (x4) w/ Noark Electrics (Shanghai) Co., Ltd. Ex9N-DH-5KT-AU (AS4777-2 2020) Eastron SDM630 MCT (40mA) Series | 20.48 |  |  | Discover Energy Systems Corp | 48-48-5120H | 6 | Noark Electrics (Shanghai) Co., Ltd. | Ex9N-DH-5KT-AU (AS4777-2 2020) | Discover Energy Systems Corp | 2027-01-16
2024-11-11 | HBS15746 | Discover Energy Systems Corp 48-48-5120H (x5) w/ Noark Electrics (Shanghai) Co., Ltd. Ex9N-DH-5KT-AU (AS4777-2 2020) Eastron SDM630 MCT (40mA) Series | 25.6 |  |  | Discover Energy Systems Corp | 48-48-5120H | 6 | Noark Electrics (Shanghai) Co., Ltd. | Ex9N-DH-5KT-AU (AS4777-2 2020) | Discover Energy Systems Corp | 2027-01-16
2024-11-11 | HBS15747 | Discover Energy Systems Corp 48-48-5120H (x6) w/ Noark Electrics (Shanghai) Co., Ltd. Ex9N-DH-5KT-AU (AS4777-2 2020) Eastron SDM630 MCT (40mA) Series | 30.72 |  |  | Discover Energy Systems Corp | 48-48-5120H | 6 | Noark Electrics (Shanghai) Co., Ltd. | Ex9N-DH-5KT-AU (AS4777-2 2020) | Discover Energy Systems Corp | 2027-01-16
2024-11-11 | HBS15748 | Discover Energy Systems Corp 48-48-5120H (x7) w/ Noark Electrics (Shanghai) Co., Ltd. Ex9N-DH-5KT-AU (AS4777-2 2020) Eastron SDM630 MCT (40mA) Series | 35.84 |  |  | Discover Energy Systems Corp | 48-48-5120H | 6 | Noark Electrics (Shanghai) Co., Ltd. | Ex9N-DH-5KT-AU (AS4777-2 2020) | Discover Energy Systems Corp | 2027-01-16
2024-11-11 | HBS15749 | Discover Energy Systems Corp 48-48-5120H (x8) w/ Noark Electrics (Shanghai) Co., Ltd. Ex9N-DH-5KT-AU (AS4777-2 2020) Eastron SDM630 MCT (40mA) Series | 40.96 |  |  | Discover Energy Systems Corp | 48-48-5120H | 6 | Noark Electrics (Shanghai) Co., Ltd. | Ex9N-DH-5KT-AU (AS4777-2 2020) | Discover Energy Systems Corp | 2027-01-16
2024-11-11 | HBS15750 | Discover Energy Systems Corp 48-48-5120H (x9) w/ Noark Electrics (Shanghai) Co., Ltd. Ex9N-DH-5KT-AU (AS4777-2 2020) Eastron SDM630 MCT (40mA) Series | 46.08 |  |  | Discover Energy Systems Corp | 48-48-5120H | 6 | Noark Electrics (Shanghai) Co., Ltd. | Ex9N-DH-5KT-AU (AS4777-2 2020) | Discover Energy Systems Corp | 2027-01-16
2024-11-11 | HBS15751 | Discover Energy Systems Corp 48-48-5120H (x10) w/ Noark Electrics (Shanghai) Co., Ltd. Ex9N-DH-5KT-AU (AS4777-2 2020) Eastron SDM630 MCT (40mA) Series | 51.2 |  |  | Discover Energy Systems Corp | 48-48-5120H | 6 | Noark Electrics (Shanghai) Co., Ltd. | Ex9N-DH-5KT-AU (AS4777-2 2020) | Discover Energy Systems Corp | 2027-01-16
2024-11-11 | HBS15752 | Discover Energy Systems Corp 48-48-5120H (x11) w/ Noark Electrics (Shanghai) Co., Ltd. Ex9N-DH-5KT-AU (AS4777-2 2020) Eastron SDM630 MCT (40mA) Series | 56.32 |  |  | Discover Energy Systems Corp | 48-48-5120H | 6 | Noark Electrics (Shanghai) Co., Ltd. | Ex9N-DH-5KT-AU (AS4777-2 2020) | Discover Energy Systems Corp | 2027-01-16
2024-11-11 | HBS15753 | Discover Energy Systems Corp 48-48-5120H (x12) w/ Noark Electrics (Shanghai) Co., Ltd. Ex9N-DH-5KT-AU (AS4777-2 2020) Eastron SDM630 MCT (40mA) Series | 61.44 |  |  | Discover Energy Systems Corp | 48-48-5120H | 6 | Noark Electrics (Shanghai) Co., Ltd. | Ex9N-DH-5KT-AU (AS4777-2 2020) | Discover Energy Systems Corp | 2027-01-16
2024-11-11 | HBS15754 | Discover Energy Systems Corp 48-48-5120H (x13) w/ Noark Electrics (Shanghai) Co., Ltd. Ex9N-DH-5KT-AU (AS4777-2 2020) Eastron SDM630 MCT (40mA) Series | 66.56 |  |  | Discover Energy Systems Corp | 48-48-5120H | 6 | Noark Electrics (Shanghai) Co., Ltd. | Ex9N-DH-5KT-AU (AS4777-2 2020) | Discover Energy Systems Corp | 2027-01-16
2024-11-11 | HBS15755 | Discover Energy Systems Corp 48-48-5120H (x14) w/ Noark Electrics (Shanghai) Co., Ltd. Ex9N-DH-5KT-AU (AS4777-2 2020) Eastron SDM630 MCT (40mA) Series | 71.68 |  |  | Discover Energy Systems Corp | 48-48-5120H | 6 | Noark Electrics (Shanghai) Co., Ltd. | Ex9N-DH-5KT-AU (AS4777-2 2020) | Discover Energy Systems Corp | 2027-01-16
2024-11-11 | HBS15756 | Discover Energy Systems Corp 48-48-5120H (x15) w/ Noark Electrics (Shanghai) Co., Ltd. Ex9N-DH-5KT-AU (AS4777-2 2020) Eastron SDM630 MCT (40mA) Series | 76.8 |  |  | Discover Energy Systems Corp | 48-48-5120H | 6 | Noark Electrics (Shanghai) Co., Ltd. | Ex9N-DH-5KT-AU (AS4777-2 2020) | Discover Energy Systems Corp | 2027-01-16
2024-11-11 | HBS15757 | Discover Energy Systems Corp 48-48-5120H (x16) w/ Noark Electrics (Shanghai) Co., Ltd. Ex9N-DH-5KT-AU (AS4777-2 2020) Eastron SDM630 MCT (40mA) Series | 81.92 |  |  | Discover Energy Systems Corp | 48-48-5120H | 6 | Noark Electrics (Shanghai) Co., Ltd. | Ex9N-DH-5KT-AU (AS4777-2 2020) | Discover Energy Systems Corp | 2027-01-16
2024-11-11 | HBS15758 | Discover Energy Systems Corp 48-48-5120H (x17) w/ Noark Electrics (Shanghai) Co., Ltd. Ex9N-DH-5KT-AU (AS4777-2 2020) Eastron SDM630 MCT (40mA) Series | 87.04 |  |  | Discover Energy Systems Corp | 48-48-5120H | 6 | Noark Electrics (Shanghai) Co., Ltd. | Ex9N-DH-5KT-AU (AS4777-2 2020) | Discover Energy Systems Corp | 2027-01-16
2024-11-11 | HBS15759 | Discover Energy Systems Corp 48-48-5120H (x18) w/ Noark Electrics (Shanghai) Co., Ltd. Ex9N-DH-5KT-AU (AS4777-2 2020) Eastron SDM630 MCT (40mA) Series | 92.16 |  |  | Discover Energy Systems Corp | 48-48-5120H | 6 | Noark Electrics (Shanghai) Co., Ltd. | Ex9N-DH-5KT-AU (AS4777-2 2020) | Discover Energy Systems Corp | 2027-01-16
2024-11-11 | HBS15760 | Discover Energy Systems Corp 48-48-5120H (x19) w/ Noark Electrics (Shanghai) Co., Ltd. Ex9N-DH-5KT-AU (AS4777-2 2020) Eastron SDM630 MCT (40mA) Series | 97.28 |  |  | Discover Energy Systems Corp | 48-48-5120H | 6 | Noark Electrics (Shanghai) Co., Ltd. | Ex9N-DH-5KT-AU (AS4777-2 2020) | Discover Energy Systems Corp | 2027-01-16
2024-11-11 | HBS15761 | Discover Energy Systems Corp 48-48-5120H (x20) w/ Noark Electrics (Shanghai) Co., Ltd. Ex9N-DH-5KT-AU (AS4777-2 2020) Eastron SDM630 MCT (40mA) Series | 102.4 |  |  | Discover Energy Systems Corp | 48-48-5120H | 6 | Noark Electrics (Shanghai) Co., Ltd. | Ex9N-DH-5KT-AU (AS4777-2 2020) | Discover Energy Systems Corp | 2027-01-16
2024-11-11 | HBS15762 | Discover Energy Systems Corp 48-48-5120H (x21) w/ Noark Electrics (Shanghai) Co., Ltd. Ex9N-DH-5KT-AU (AS4777-2 2020) Eastron SDM630 MCT (40mA) Series | 107.52 |  |  | Discover Energy Systems Corp | 48-48-5120H | 6 | Noark Electrics (Shanghai) Co., Ltd. | Ex9N-DH-5KT-AU (AS4777-2 2020) | Discover Energy Systems Corp | 2027-01-16
2024-11-11 | HBS15763 | Discover Energy Systems Corp 48-48-5120H (x22) w/ Noark Electrics (Shanghai) Co., Ltd. Ex9N-DH-5KT-AU (AS4777-2 2020) Eastron SDM630 MCT (40mA) Series | 112.64 |  |  | Discover Energy Systems Corp | 48-48-5120H | 6 | Noark Electrics (Shanghai) Co., Ltd. | Ex9N-DH-5KT-AU (AS4777-2 2020) | Discover Energy Systems Corp | 2027-01-16
2024-11-11 | HBS15764 | Discover Energy Systems Corp 48-48-5120H (x23) w/ Noark Electrics (Shanghai) Co., Ltd. Ex9N-DH-5KT-AU (AS4777-2 2020) Eastron SDM630 MCT (40mA) Series | 117.76 |  |  | Discover Energy Systems Corp | 48-48-5120H | 6 | Noark Electrics (Shanghai) Co., Ltd. | Ex9N-DH-5KT-AU (AS4777-2 2020) | Discover Energy Systems Corp | 2027-01-16
2024-11-11 | HBS15765 | Discover Energy Systems Corp 48-48-5120H (x24) w/ Noark Electrics (Shanghai) Co., Ltd. Ex9N-DH-5KT-AU (AS4777-2 2020) Eastron SDM630 MCT (40mA) Series | 122.88 |  |  | Discover Energy Systems Corp | 48-48-5120H | 6 | Noark Electrics (Shanghai) Co., Ltd. | Ex9N-DH-5KT-AU (AS4777-2 2020) | Discover Energy Systems Corp | 2027-01-16
2024-11-11 | HBS15766 | Discover Energy Systems Corp 48-48-5120H (x25) w/ Noark Electrics (Shanghai) Co., Ltd. Ex9N-DH-5KT-AU (AS4777-2 2020) Eastron SDM630 MCT (40mA) Series | 128 |  |  | Discover Energy Systems Corp | 48-48-5120H | 6 | Noark Electrics (Shanghai) Co., Ltd. | Ex9N-DH-5KT-AU (AS4777-2 2020) | Discover Energy Systems Corp | 2027-01-16
2024-11-11 | HBS15767 | Discover Energy Systems Corp 48-48-5120H (x26) w/ Noark Electrics (Shanghai) Co., Ltd. Ex9N-DH-5KT-AU (AS4777-2 2020) Eastron SDM630 MCT (40mA) Series | 133.12 |  |  | Discover Energy Systems Corp | 48-48-5120H | 6 | Noark Electrics (Shanghai) Co., Ltd. | Ex9N-DH-5KT-AU (AS4777-2 2020) | Discover Energy Systems Corp | 2027-01-16
2024-11-11 | HBS15768 | Discover Energy Systems Corp 48-48-5120H (x27) w/ Noark Electrics (Shanghai) Co., Ltd. Ex9N-DH-5KT-AU (AS4777-2 2020) Eastron SDM630 MCT (40mA) Series | 138.24 |  |  | Discover Energy Systems Corp | 48-48-5120H | 6 | Noark Electrics (Shanghai) Co., Ltd. | Ex9N-DH-5KT-AU (AS4777-2 2020) | Discover Energy Systems Corp | 2027-01-16
2024-11-11 | HBS15769 | Discover Energy Systems Corp 48-48-5120H (x28) w/ Noark Electrics (Shanghai) Co., Ltd. Ex9N-DH-5KT-AU (AS4777-2 2020) Eastron SDM630 MCT (40mA) Series | 143.36 |  |  | Discover Energy Systems Corp | 48-48-5120H | 6 | Noark Electrics (Shanghai) Co., Ltd. | Ex9N-DH-5KT-AU (AS4777-2 2020) | Discover Energy Systems Corp | 2027-01-16
2024-11-11 | HBS15770 | Discover Energy Systems Corp 48-48-5120H (x29) w/ Noark Electrics (Shanghai) Co., Ltd. Ex9N-DH-5KT-AU (AS4777-2 2020) Eastron SDM630 MCT (40mA) Series | 148.48 |  |  | Discover Energy Systems Corp | 48-48-5120H | 6 | Noark Electrics (Shanghai) Co., Ltd. | Ex9N-DH-5KT-AU (AS4777-2 2020) | Discover Energy Systems Corp | 2027-01-16
2024-11-11 | HBS15771 | Discover Energy Systems Corp 48-48-5120H (x30) w/ Noark Electrics (Shanghai) Co., Ltd. Ex9N-DH-5KT-AU (AS4777-2 2020) Eastron SDM630 MCT (40mA) Series | 153.6 |  |  | Discover Energy Systems Corp | 48-48-5120H | 6 | Noark Electrics (Shanghai) Co., Ltd. | Ex9N-DH-5KT-AU (AS4777-2 2020) | Discover Energy Systems Corp | 2027-01-16
2024-11-11 | HBS15772 | Discover Energy Systems Corp 48-48-5120H (x31) w/ Noark Electrics (Shanghai) Co., Ltd. Ex9N-DH-5KT-AU (AS4777-2 2020) Eastron SDM630 MCT (40mA) Series | 158.72 |  |  | Discover Energy Systems Corp | 48-48-5120H | 6 | Noark Electrics (Shanghai) Co., Ltd. | Ex9N-DH-5KT-AU (AS4777-2 2020) | Discover Energy Systems Corp | 2027-01-16
2024-11-11 | HBS15773 | Discover Energy Systems Corp 48-48-5120H (x32) w/ Noark Electrics (Shanghai) Co., Ltd. Ex9N-DH-5KT-AU (AS4777-2 2020) Eastron SDM630 MCT (40mA) Series | 163.84 |  |  | Discover Energy Systems Corp | 48-48-5120H | 6 | Noark Electrics (Shanghai) Co., Ltd. | Ex9N-DH-5KT-AU (AS4777-2 2020) | Discover Energy Systems Corp | 2027-01-16
2024-11-11 | HBS15774 | Discover Energy Systems Corp 48-48-5120H (x33) w/ Noark Electrics (Shanghai) Co., Ltd. Ex9N-DH-5KT-AU (AS4777-2 2020) Eastron SDM630 MCT (40mA) Series | 168.96 |  |  | Discover Energy Systems Corp | 48-48-5120H | 6 | Noark Electrics (Shanghai) Co., Ltd. | Ex9N-DH-5KT-AU (AS4777-2 2020) | Discover Energy Systems Corp | 2027-01-16
2024-11-11 | HBS15775 | Discover Energy Systems Corp 48-48-5120H (x34) w/ Noark Electrics (Shanghai) Co., Ltd. Ex9N-DH-5KT-AU (AS4777-2 2020) Eastron SDM630 MCT (40mA) Series | 174.08 |  |  | Discover Energy Systems Corp | 48-48-5120H | 6 | Noark Electrics (Shanghai) Co., Ltd. | Ex9N-DH-5KT-AU (AS4777-2 2020) | Discover Energy Systems Corp | 2027-01-16
2024-11-11 | HBS15776 | Discover Energy Systems Corp 48-48-5120H (x35) w/ Noark Electrics (Shanghai) Co., Ltd. Ex9N-DH-5KT-AU (AS4777-2 2020) Eastron SDM630 MCT (40mA) Series | 179.2 |  |  | Discover Energy Systems Corp | 48-48-5120H | 6 | Noark Electrics (Shanghai) Co., Ltd. | Ex9N-DH-5KT-AU (AS4777-2 2020) | Discover Energy Systems Corp | 2027-01-16
2024-11-11 | HBS15777 | Discover Energy Systems Corp 48-48-5120H (x2) w/ Noark Electrics (Shanghai) Co., Ltd. Ex9N-DH-6KT-AU (AS4777-2 2020) Eastron SDM630 MCT (40mA) Series | 10.24 |  |  | Discover Energy Systems Corp | 48-48-5120H | 6 | Noark Electrics (Shanghai) Co., Ltd. | Ex9N-DH-6KT-AU (AS4777-2 2020) | Discover Energy Systems Corp | 2027-01-16
2024-11-11 | HBS15778 | Discover Energy Systems Corp 48-48-5120H (x3) w/ Noark Electrics (Shanghai) Co., Ltd. Ex9N-DH-6KT-AU (AS4777-2 2020) Eastron SDM630 MCT (40mA) Series | 15.36 |  |  | Discover Energy Systems Corp | 48-48-5120H | 6 | Noark Electrics (Shanghai) Co., Ltd. | Ex9N-DH-6KT-AU (AS4777-2 2020) | Discover Energy Systems Corp | 2027-01-16
2024-11-11 | HBS15779 | Discover Energy Systems Corp 48-48-5120H (x4) w/ Noark Electrics (Shanghai) Co., Ltd. Ex9N-DH-6KT-AU (AS4777-2 2020) Eastron SDM630 MCT (40mA) Series | 20.48 |  |  | Discover Energy Systems Corp | 48-48-5120H | 6 | Noark Electrics (Shanghai) Co., Ltd. | Ex9N-DH-6KT-AU (AS4777-2 2020) | Discover Energy Systems Corp | 2027-01-16
2024-11-11 | HBS15780 | Discover Energy Systems Corp 48-48-5120H (x5) w/ Noark Electrics (Shanghai) Co., Ltd. Ex9N-DH-6KT-AU (AS4777-2 2020) Eastron SDM630 MCT (40mA) Series | 25.6 |  |  | Discover Energy Systems Corp | 48-48-5120H | 6 | Noark Electrics (Shanghai) Co., Ltd. | Ex9N-DH-6KT-AU (AS4777-2 2020) | Discover Energy Systems Corp | 2027-01-16
2024-11-11 | HBS15781 | Discover Energy Systems Corp 48-48-5120H (x6) w/ Noark Electrics (Shanghai) Co., Ltd. Ex9N-DH-6KT-AU (AS4777-2 2020) Eastron SDM630 MCT (40mA) Series | 30.72 |  |  | Discover Energy Systems Corp | 48-48-5120H | 6 | Noark Electrics (Shanghai) Co., Ltd. | Ex9N-DH-6KT-AU (AS4777-2 2020) | Discover Energy Systems Corp | 2027-01-16
2024-11-11 | HBS15782 | Discover Energy Systems Corp 48-48-5120H (x7) w/ Noark Electrics (Shanghai) Co., Ltd. Ex9N-DH-6KT-AU (AS4777-2 2020) Eastron SDM630 MCT (40mA) Series | 35.84 |  |  | Discover Energy Systems Corp | 48-48-5120H | 6 | Noark Electrics (Shanghai) Co., Ltd. | Ex9N-DH-6KT-AU (AS4777-2 2020) | Discover Energy Systems Corp | 2027-01-16
2024-11-11 | HBS15783 | Discover Energy Systems Corp 48-48-5120H (x8) w/ Noark Electrics (Shanghai) Co., Ltd. Ex9N-DH-6KT-AU (AS4777-2 2020) Eastron SDM630 MCT (40mA) Series | 40.96 |  |  | Discover Energy Systems Corp | 48-48-5120H | 6 | Noark Electrics (Shanghai) Co., Ltd. | Ex9N-DH-6KT-AU (AS4777-2 2020) | Discover Energy Systems Corp | 2027-01-16
2024-11-11 | HBS15784 | Discover Energy Systems Corp 48-48-5120H (x9) w/ Noark Electrics (Shanghai) Co., Ltd. Ex9N-DH-6KT-AU (AS4777-2 2020) Eastron SDM630 MCT (40mA) Series | 46.08 |  |  | Discover Energy Systems Corp | 48-48-5120H | 6 | Noark Electrics (Shanghai) Co., Ltd. | Ex9N-DH-6KT-AU (AS4777-2 2020) | Discover Energy Systems Corp | 2027-01-16
2024-11-11 | HBS15785 | Discover Energy Systems Corp 48-48-5120H (x10) w/ Noark Electrics (Shanghai) Co., Ltd. Ex9N-DH-6KT-AU (AS4777-2 2020) Eastron SDM630 MCT (40mA) Series | 51.2 |  |  | Discover Energy Systems Corp | 48-48-5120H | 6 | Noark Electrics (Shanghai) Co., Ltd. | Ex9N-DH-6KT-AU (AS4777-2 2020) | Discover Energy Systems Corp | 2027-01-16
2024-11-11 | HBS15786 | Discover Energy Systems Corp 48-48-5120H (x11) w/ Noark Electrics (Shanghai) Co., Ltd. Ex9N-DH-6KT-AU (AS4777-2 2020) Eastron SDM630 MCT (40mA) Series | 56.32 |  |  | Discover Energy Systems Corp | 48-48-5120H | 6 | Noark Electrics (Shanghai) Co., Ltd. | Ex9N-DH-6KT-AU (AS4777-2 2020) | Discover Energy Systems Corp | 2027-01-16
2024-11-11 | HBS15787 | Discover Energy Systems Corp 48-48-5120H (x12) w/ Noark Electrics (Shanghai) Co., Ltd. Ex9N-DH-6KT-AU (AS4777-2 2020) Eastron SDM630 MCT (40mA) Series | 61.44 |  |  | Discover Energy Systems Corp | 48-48-5120H | 6 | Noark Electrics (Shanghai) Co., Ltd. | Ex9N-DH-6KT-AU (AS4777-2 2020) | Discover Energy Systems Corp | 2027-01-16
2024-11-11 | HBS15788 | Discover Energy Systems Corp 48-48-5120H (x13) w/ Noark Electrics (Shanghai) Co., Ltd. Ex9N-DH-6KT-AU (AS4777-2 2020) Eastron SDM630 MCT (40mA) Series | 66.56 |  |  | Discover Energy Systems Corp | 48-48-5120H | 6 | Noark Electrics (Shanghai) Co., Ltd. | Ex9N-DH-6KT-AU (AS4777-2 2020) | Discover Energy Systems Corp | 2027-01-16
2024-11-11 | HBS15789 | Discover Energy Systems Corp 48-48-5120H (x14) w/ Noark Electrics (Shanghai) Co., Ltd. Ex9N-DH-6KT-AU (AS4777-2 2020) Eastron SDM630 MCT (40mA) Series | 71.68 |  |  | Discover Energy Systems Corp | 48-48-5120H | 6 | Noark Electrics (Shanghai) Co., Ltd. | Ex9N-DH-6KT-AU (AS4777-2 2020) | Discover Energy Systems Corp | 2027-01-16
2024-11-11 | HBS15790 | Discover Energy Systems Corp 48-48-5120H (x15) w/ Noark Electrics (Shanghai) Co., Ltd. Ex9N-DH-6KT-AU (AS4777-2 2020) Eastron SDM630 MCT (40mA) Series | 76.8 |  |  | Discover Energy Systems Corp | 48-48-5120H | 6 | Noark Electrics (Shanghai) Co., Ltd. | Ex9N-DH-6KT-AU (AS4777-2 2020) | Discover Energy Systems Corp | 2027-01-16
2024-11-11 | HBS15791 | Discover Energy Systems Corp 48-48-5120H (x16) w/ Noark Electrics (Shanghai) Co., Ltd. Ex9N-DH-6KT-AU (AS4777-2 2020) Eastron SDM630 MCT (40mA) Series | 81.92 |  |  | Discover Energy Systems Corp | 48-48-5120H | 6 | Noark Electrics (Shanghai) Co., Ltd. | Ex9N-DH-6KT-AU (AS4777-2 2020) | Discover Energy Systems Corp | 2027-01-16
2024-11-11 | HBS15792 | Discover Energy Systems Corp 48-48-5120H (x17) w/ Noark Electrics (Shanghai) Co., Ltd. Ex9N-DH-6KT-AU (AS4777-2 2020) Eastron SDM630 MCT (40mA) Series | 87.04 |  |  | Discover Energy Systems Corp | 48-48-5120H | 6 | Noark Electrics (Shanghai) Co., Ltd. | Ex9N-DH-6KT-AU (AS4777-2 2020) | Discover Energy Systems Corp | 2027-01-16
2024-11-11 | HBS15793 | Discover Energy Systems Corp 48-48-5120H (x18) w/ Noark Electrics (Shanghai) Co., Ltd. Ex9N-DH-6KT-AU (AS4777-2 2020) Eastron SDM630 MCT (40mA) Series | 92.16 |  |  | Discover Energy Systems Corp | 48-48-5120H | 6 | Noark Electrics (Shanghai) Co., Ltd. | Ex9N-DH-6KT-AU (AS4777-2 2020) | Discover Energy Systems Corp | 2027-01-16
2024-11-11 | HBS15794 | Discover Energy Systems Corp 48-48-5120H (x19) w/ Noark Electrics (Shanghai) Co., Ltd. Ex9N-DH-6KT-AU (AS4777-2 2020) Eastron SDM630 MCT (40mA) Series | 97.28 |  |  | Discover Energy Systems Corp | 48-48-5120H | 6 | Noark Electrics (Shanghai) Co., Ltd. | Ex9N-DH-6KT-AU (AS4777-2 2020) | Discover Energy Systems Corp | 2027-01-16
2024-11-11 | HBS15795 | Discover Energy Systems Corp 48-48-5120H (x20) w/ Noark Electrics (Shanghai) Co., Ltd. Ex9N-DH-6KT-AU (AS4777-2 2020) Eastron SDM630 MCT (40mA) Series | 102.4 |  |  | Discover Energy Systems Corp | 48-48-5120H | 6 | Noark Electrics (Shanghai) Co., Ltd. | Ex9N-DH-6KT-AU (AS4777-2 2020) | Discover Energy Systems Corp | 2027-01-16
2024-11-11 | HBS15796 | Discover Energy Systems Corp 48-48-5120H (x21) w/ Noark Electrics (Shanghai) Co., Ltd. Ex9N-DH-6KT-AU (AS4777-2 2020) Eastron SDM630 MCT (40mA) Series | 107.52 |  |  | Discover Energy Systems Corp | 48-48-5120H | 6 | Noark Electrics (Shanghai) Co., Ltd. | Ex9N-DH-6KT-AU (AS4777-2 2020) | Discover Energy Systems Corp | 2027-01-16
2024-11-11 | HBS15797 | Discover Energy Systems Corp 48-48-5120H (x22) w/ Noark Electrics (Shanghai) Co., Ltd. Ex9N-DH-6KT-AU (AS4777-2 2020) Eastron SDM630 MCT (40mA) Series | 112.64 |  |  | Discover Energy Systems Corp | 48-48-5120H | 6 | Noark Electrics (Shanghai) Co., Ltd. | Ex9N-DH-6KT-AU (AS4777-2 2020) | Discover Energy Systems Corp | 2027-01-16
2024-11-11 | HBS15798 | Discover Energy Systems Corp 48-48-5120H (x23) w/ Noark Electrics (Shanghai) Co., Ltd. Ex9N-DH-6KT-AU (AS4777-2 2020) Eastron SDM630 MCT (40mA) Series | 117.76 |  |  | Discover Energy Systems Corp | 48-48-5120H | 6 | Noark Electrics (Shanghai) Co., Ltd. | Ex9N-DH-6KT-AU (AS4777-2 2020) | Discover Energy Systems Corp | 2027-01-16
2024-11-11 | HBS15799 | Discover Energy Systems Corp 48-48-5120H (x24) w/ Noark Electrics (Shanghai) Co., Ltd. Ex9N-DH-6KT-AU (AS4777-2 2020) Eastron SDM630 MCT (40mA) Series | 122.88 |  |  | Discover Energy Systems Corp | 48-48-5120H | 6 | Noark Electrics (Shanghai) Co., Ltd. | Ex9N-DH-6KT-AU (AS4777-2 2020) | Discover Energy Systems Corp | 2027-01-16
2024-11-11 | HBS15800 | Discover Energy Systems Corp 48-48-5120H (x25) w/ Noark Electrics (Shanghai) Co., Ltd. Ex9N-DH-6KT-AU (AS4777-2 2020) Eastron SDM630 MCT (40mA) Series | 128 |  |  | Discover Energy Systems Corp | 48-48-5120H | 6 | Noark Electrics (Shanghai) Co., Ltd. | Ex9N-DH-6KT-AU (AS4777-2 2020) | Discover Energy Systems Corp | 2027-01-16
2024-11-11 | HBS15801 | Discover Energy Systems Corp 48-48-5120H (x26) w/ Noark Electrics (Shanghai) Co., Ltd. Ex9N-DH-6KT-AU (AS4777-2 2020) Eastron SDM630 MCT (40mA) Series | 133.12 |  |  | Discover Energy Systems Corp | 48-48-5120H | 6 | Noark Electrics (Shanghai) Co., Ltd. | Ex9N-DH-6KT-AU (AS4777-2 2020) | Discover Energy Systems Corp | 2027-01-16
2024-11-11 | HBS15802 | Discover Energy Systems Corp 48-48-5120H (x27) w/ Noark Electrics (Shanghai) Co., Ltd. Ex9N-DH-6KT-AU (AS4777-2 2020) Eastron SDM630 MCT (40mA) Series | 138.24 |  |  | Discover Energy Systems Corp | 48-48-5120H | 6 | Noark Electrics (Shanghai) Co., Ltd. | Ex9N-DH-6KT-AU (AS4777-2 2020) | Discover Energy Systems Corp | 2027-01-16
2024-11-11 | HBS15803 | Discover Energy Systems Corp 48-48-5120H (x28) w/ Noark Electrics (Shanghai) Co., Ltd. Ex9N-DH-6KT-AU (AS4777-2 2020) Eastron SDM630 MCT (40mA) Series | 143.36 |  |  | Discover Energy Systems Corp | 48-48-5120H | 6 | Noark Electrics (Shanghai) Co., Ltd. | Ex9N-DH-6KT-AU (AS4777-2 2020) | Discover Energy Systems Corp | 2027-01-16
2024-11-11 | HBS15804 | Discover Energy Systems Corp 48-48-5120H (x29) w/ Noark Electrics (Shanghai) Co., Ltd. Ex9N-DH-6KT-AU (AS4777-2 2020) Eastron SDM630 MCT (40mA) Series | 148.48 |  |  | Discover Energy Systems Corp | 48-48-5120H | 6 | Noark Electrics (Shanghai) Co., Ltd. | Ex9N-DH-6KT-AU (AS4777-2 2020) | Discover Energy Systems Corp | 2027-01-16
2024-11-11 | HBS15805 | Discover Energy Systems Corp 48-48-5120H (x30) w/ Noark Electrics (Shanghai) Co., Ltd. Ex9N-DH-6KT-AU (AS4777-2 2020) Eastron SDM630 MCT (40mA) Series | 153.6 |  |  | Discover Energy Systems Corp | 48-48-5120H | 6 | Noark Electrics (Shanghai) Co., Ltd. | Ex9N-DH-6KT-AU (AS4777-2 2020) | Discover Energy Systems Corp | 2027-01-16
2024-11-11 | HBS15806 | Discover Energy Systems Corp 48-48-5120H (x31) w/ Noark Electrics (Shanghai) Co., Ltd. Ex9N-DH-6KT-AU (AS4777-2 2020) Eastron SDM630 MCT (40mA) Series | 158.72 |  |  | Discover Energy Systems Corp | 48-48-5120H | 6 | Noark Electrics (Shanghai) Co., Ltd. | Ex9N-DH-6KT-AU (AS4777-2 2020) | Discover Energy Systems Corp | 2027-01-16
2024-11-11 | HBS15807 | Discover Energy Systems Corp 48-48-5120H (x32) w/ Noark Electrics (Shanghai) Co., Ltd. Ex9N-DH-6KT-AU (AS4777-2 2020) Eastron SDM630 MCT (40mA) Series | 163.84 |  |  | Discover Energy Systems Corp | 48-48-5120H | 6 | Noark Electrics (Shanghai) Co., Ltd. | Ex9N-DH-6KT-AU (AS4777-2 2020) | Discover Energy Systems Corp | 2027-01-16
2024-11-11 | HBS15808 | Discover Energy Systems Corp 48-48-5120H (x33) w/ Noark Electrics (Shanghai) Co., Ltd. Ex9N-DH-6KT-AU (AS4777-2 2020) Eastron SDM630 MCT (40mA) Series | 168.96 |  |  | Discover Energy Systems Corp | 48-48-5120H | 6 | Noark Electrics (Shanghai) Co., Ltd. | Ex9N-DH-6KT-AU (AS4777-2 2020) | Discover Energy Systems Corp | 2027-01-16
2024-11-11 | HBS15809 | Discover Energy Systems Corp 48-48-5120H (x34) w/ Noark Electrics (Shanghai) Co., Ltd. Ex9N-DH-6KT-AU (AS4777-2 2020) Eastron SDM630 MCT (40mA) Series | 174.08 |  |  | Discover Energy Systems Corp | 48-48-5120H | 6 | Noark Electrics (Shanghai) Co., Ltd. | Ex9N-DH-6KT-AU (AS4777-2 2020) | Discover Energy Systems Corp | 2027-01-16
2024-11-11 | HBS15810 | Discover Energy Systems Corp 48-48-5120H (x35) w/ Noark Electrics (Shanghai) Co., Ltd. Ex9N-DH-6KT-AU (AS4777-2 2020) Eastron SDM630 MCT (40mA) Series | 179.2 |  |  | Discover Energy Systems Corp | 48-48-5120H | 6 | Noark Electrics (Shanghai) Co., Ltd. | Ex9N-DH-6KT-AU (AS4777-2 2020) | Discover Energy Systems Corp | 2027-01-16
2024-11-11 | HBS15811 | Discover Energy Systems Corp 48-48-5120H (x36) w/ Noark Electrics (Shanghai) Co., Ltd. Ex9N-DH-6KT-AU (AS4777-2 2020) Eastron SDM630 MCT (40mA) Series | 184.32 |  |  | Discover Energy Systems Corp | 48-48-5120H | 6 | Noark Electrics (Shanghai) Co., Ltd. | Ex9N-DH-6KT-AU (AS4777-2 2020) | Discover Energy Systems Corp | 2027-01-16
2024-11-11 | HBS15812 | Discover Energy Systems Corp 48-48-5120H (x2) w/ Noark Electrics (Shanghai) Co., Ltd. Ex9N-DH-8KT-AU (AS4777-2 2020) Eastron SDM630 MCT (40mA) Series | 10.24 |  |  | Discover Energy Systems Corp | 48-48-5120H | 6 | Noark Electrics (Shanghai) Co., Ltd. | Ex9N-DH-8KT-AU (AS4777-2 2020) | Discover Energy Systems Corp | 2027-01-16
2024-11-11 | HBS15813 | Discover Energy Systems Corp 48-48-5120H (x3) w/ Noark Electrics (Shanghai) Co., Ltd. Ex9N-DH-8KT-AU (AS4777-2 2020) Eastron SDM630 MCT (40mA) Series | 15.36 |  |  | Discover Energy Systems Corp | 48-48-5120H | 6 | Noark Electrics (Shanghai) Co., Ltd. | Ex9N-DH-8KT-AU (AS4777-2 2020) | Discover Energy Systems Corp | 2027-01-16
2024-11-11 | HBS15814 | Discover Energy Systems Corp 48-48-5120H (x4) w/ Noark Electrics (Shanghai) Co., Ltd. Ex9N-DH-8KT-AU (AS4777-2 2020) Eastron SDM630 MCT (40mA) Series | 20.48 |  |  | Discover Energy Systems Corp | 48-48-5120H | 6 | Noark Electrics (Shanghai) Co., Ltd. | Ex9N-DH-8KT-AU (AS4777-2 2020) | Discover Energy Systems Corp | 2027-01-16
2024-11-11 | HBS15815 | Discover Energy Systems Corp 48-48-5120H (x5) w/ Noark Electrics (Shanghai) Co., Ltd. Ex9N-DH-8KT-AU (AS4777-2 2020) Eastron SDM630 MCT (40mA) Series | 25.6 |  |  | Discover Energy Systems Corp | 48-48-5120H | 6 | Noark Electrics (Shanghai) Co., Ltd. | Ex9N-DH-8KT-AU (AS4777-2 2020) | Discover Energy Systems Corp | 2027-01-16
2024-11-11 | HBS15816 | Discover Energy Systems Corp 48-48-5120H (x6) w/ Noark Electrics (Shanghai) Co., Ltd. Ex9N-DH-8KT-AU (AS4777-2 2020) Eastron SDM630 MCT (40mA) Series | 30.72 |  |  | Discover Energy Systems Corp | 48-48-5120H | 6 | Noark Electrics (Shanghai) Co., Ltd. | Ex9N-DH-8KT-AU (AS4777-2 2020) | Discover Energy Systems Corp | 2027-01-16
2024-11-11 | HBS15817 | Discover Energy Systems Corp 48-48-5120H (x7) w/ Noark Electrics (Shanghai) Co., Ltd. Ex9N-DH-8KT-AU (AS4777-2 2020) Eastron SDM630 MCT (40mA) Series | 35.84 |  |  | Discover Energy Systems Corp | 48-48-5120H | 6 | Noark Electrics (Shanghai) Co., Ltd. | Ex9N-DH-8KT-AU (AS4777-2 2020) | Discover Energy Systems Corp | 2027-01-16
2024-11-11 | HBS15818 | Discover Energy Systems Corp 48-48-5120H (x8) w/ Noark Electrics (Shanghai) Co., Ltd. Ex9N-DH-8KT-AU (AS4777-2 2020) Eastron SDM630 MCT (40mA) Series | 40.96 |  |  | Discover Energy Systems Corp | 48-48-5120H | 6 | Noark Electrics (Shanghai) Co., Ltd. | Ex9N-DH-8KT-AU (AS4777-2 2020) | Discover Energy Systems Corp | 2027-01-16
2024-11-11 | HBS15819 | Discover Energy Systems Corp 48-48-5120H (x9) w/ Noark Electrics (Shanghai) Co., Ltd. Ex9N-DH-8KT-AU (AS4777-2 2020) Eastron SDM630 MCT (40mA) Series | 46.08 |  |  | Discover Energy Systems Corp | 48-48-5120H | 6 | Noark Electrics (Shanghai) Co., Ltd. | Ex9N-DH-8KT-AU (AS4777-2 2020) | Discover Energy Systems Corp | 2027-01-16
2024-11-11 | HBS15820 | Discover Energy Systems Corp 48-48-5120H (x10) w/ Noark Electrics (Shanghai) Co., Ltd. Ex9N-DH-8KT-AU (AS4777-2 2020) Eastron SDM630 MCT (40mA) Series | 51.2 |  |  | Discover Energy Systems Corp | 48-48-5120H | 6 | Noark Electrics (Shanghai) Co., Ltd. | Ex9N-DH-8KT-AU (AS4777-2 2020) | Discover Energy Systems Corp | 2027-01-16
2024-11-11 | HBS15821 | Discover Energy Systems Corp 48-48-5120H (x11) w/ Noark Electrics (Shanghai) Co., Ltd. Ex9N-DH-8KT-AU (AS4777-2 2020) Eastron SDM630 MCT (40mA) Series | 56.32 |  |  | Discover Energy Systems Corp | 48-48-5120H | 6 | Noark Electrics (Shanghai) Co., Ltd. | Ex9N-DH-8KT-AU (AS4777-2 2020) | Discover Energy Systems Corp | 2027-01-16
2024-11-11 | HBS15822 | Discover Energy Systems Corp 48-48-5120H (x12) w/ Noark Electrics (Shanghai) Co., Ltd. Ex9N-DH-8KT-AU (AS4777-2 2020) Eastron SDM630 MCT (40mA) Series | 61.44 |  |  | Discover Energy Systems Corp | 48-48-5120H | 6 | Noark Electrics (Shanghai) Co., Ltd. | Ex9N-DH-8KT-AU (AS4777-2 2020) | Discover Energy Systems Corp | 2027-01-16
2024-11-11 | HBS15823 | Discover Energy Systems Corp 48-48-5120H (x13) w/ Noark Electrics (Shanghai) Co., Ltd. Ex9N-DH-8KT-AU (AS4777-2 2020) Eastron SDM630 MCT (40mA) Series | 66.56 |  |  | Discover Energy Systems Corp | 48-48-5120H | 6 | Noark Electrics (Shanghai) Co., Ltd. | Ex9N-DH-8KT-AU (AS4777-2 2020) | Discover Energy Systems Corp | 2027-01-16
2024-11-11 | HBS15824 | Discover Energy Systems Corp 48-48-5120H (x14) w/ Noark Electrics (Shanghai) Co., Ltd. Ex9N-DH-8KT-AU (AS4777-2 2020) Eastron SDM630 MCT (40mA) Series | 71.68 |  |  | Discover Energy Systems Corp | 48-48-5120H | 6 | Noark Electrics (Shanghai) Co., Ltd. | Ex9N-DH-8KT-AU (AS4777-2 2020) | Discover Energy Systems Corp | 2027-01-16
2024-11-11 | HBS15825 | Discover Energy Systems Corp 48-48-5120H (x15) w/ Noark Electrics (Shanghai) Co., Ltd. Ex9N-DH-8KT-AU (AS4777-2 2020) Eastron SDM630 MCT (40mA) Series | 76.8 |  |  | Discover Energy Systems Corp | 48-48-5120H | 6 | Noark Electrics (Shanghai) Co., Ltd. | Ex9N-DH-8KT-AU (AS4777-2 2020) | Discover Energy Systems Corp | 2027-01-16
2024-11-11 | HBS15826 | Discover Energy Systems Corp 48-48-5120H (x16) w/ Noark Electrics (Shanghai) Co., Ltd. Ex9N-DH-8KT-AU (AS4777-2 2020) Eastron SDM630 MCT (40mA) Series | 81.92 |  |  | Discover Energy Systems Corp | 48-48-5120H | 6 | Noark Electrics (Shanghai) Co., Ltd. | Ex9N-DH-8KT-AU (AS4777-2 2020) | Discover Energy Systems Corp | 2027-01-16
2024-11-11 | HBS15827 | Discover Energy Systems Corp 48-48-5120H (x17) w/ Noark Electrics (Shanghai) Co., Ltd. Ex9N-DH-8KT-AU (AS4777-2 2020) Eastron SDM630 MCT (40mA) Series | 87.04 |  |  | Discover Energy Systems Corp | 48-48-5120H | 6 | Noark Electrics (Shanghai) Co., Ltd. | Ex9N-DH-8KT-AU (AS4777-2 2020) | Discover Energy Systems Corp | 2027-01-16
2024-11-11 | HBS15828 | Discover Energy Systems Corp 48-48-5120H (x18) w/ Noark Electrics (Shanghai) Co., Ltd. Ex9N-DH-8KT-AU (AS4777-2 2020) Eastron SDM630 MCT (40mA) Series | 92.16 |  |  | Discover Energy Systems Corp | 48-48-5120H | 6 | Noark Electrics (Shanghai) Co., Ltd. | Ex9N-DH-8KT-AU (AS4777-2 2020) | Discover Energy Systems Corp | 2027-01-16
2024-11-11 | HBS15829 | Discover Energy Systems Corp 48-48-5120H (x19) w/ Noark Electrics (Shanghai) Co., Ltd. Ex9N-DH-8KT-AU (AS4777-2 2020) Eastron SDM630 MCT (40mA) Series | 97.28 |  |  | Discover Energy Systems Corp | 48-48-5120H | 6 | Noark Electrics (Shanghai) Co., Ltd. | Ex9N-DH-8KT-AU (AS4777-2 2020) | Discover Energy Systems Corp | 2027-01-16
2024-11-11 | HBS15830 | Discover Energy Systems Corp 48-48-5120H (x20) w/ Noark Electrics (Shanghai) Co., Ltd. Ex9N-DH-8KT-AU (AS4777-2 2020) Eastron SDM630 MCT (40mA) Series | 102.4 |  |  | Discover Energy Systems Corp | 48-48-5120H | 6 | Noark Electrics (Shanghai) Co., Ltd. | Ex9N-DH-8KT-AU (AS4777-2 2020) | Discover Energy Systems Corp | 2027-01-16
2024-11-11 | HBS15831 | Discover Energy Systems Corp 48-48-5120H (x21) w/ Noark Electrics (Shanghai) Co., Ltd. Ex9N-DH-8KT-AU (AS4777-2 2020) Eastron SDM630 MCT (40mA) Series | 107.52 |  |  | Discover Energy Systems Corp | 48-48-5120H | 6 | Noark Electrics (Shanghai) Co., Ltd. | Ex9N-DH-8KT-AU (AS4777-2 2020) | Discover Energy Systems Corp | 2027-01-16
2024-11-11 | HBS15832 | Discover Energy Systems Corp 48-48-5120H (x22) w/ Noark Electrics (Shanghai) Co., Ltd. Ex9N-DH-8KT-AU (AS4777-2 2020) Eastron SDM630 MCT (40mA) Series | 112.64 |  |  | Discover Energy Systems Corp | 48-48-5120H | 6 | Noark Electrics (Shanghai) Co., Ltd. | Ex9N-DH-8KT-AU (AS4777-2 2020) | Discover Energy Systems Corp | 2027-01-16
2024-11-11 | HBS15833 | Discover Energy Systems Corp 48-48-5120H (x23) w/ Noark Electrics (Shanghai) Co., Ltd. Ex9N-DH-8KT-AU (AS4777-2 2020) Eastron SDM630 MCT (40mA) Series | 117.76 |  |  | Discover Energy Systems Corp | 48-48-5120H | 6 | Noark Electrics (Shanghai) Co., Ltd. | Ex9N-DH-8KT-AU (AS4777-2 2020) | Discover Energy Systems Corp | 2027-01-16
2024-11-11 | HBS15834 | Discover Energy Systems Corp 48-48-5120H (x24) w/ Noark Electrics (Shanghai) Co., Ltd. Ex9N-DH-8KT-AU (AS4777-2 2020) Eastron SDM630 MCT (40mA) Series | 122.88 |  |  | Discover Energy Systems Corp | 48-48-5120H | 6 | Noark Electrics (Shanghai) Co., Ltd. | Ex9N-DH-8KT-AU (AS4777-2 2020) | Discover Energy Systems Corp | 2027-01-16
2024-11-11 | HBS15835 | Discover Energy Systems Corp 48-48-5120H (x25) w/ Noark Electrics (Shanghai) Co., Ltd. Ex9N-DH-8KT-AU (AS4777-2 2020) Eastron SDM630 MCT (40mA) Series | 128 |  |  | Discover Energy Systems Corp | 48-48-5120H | 6 | Noark Electrics (Shanghai) Co., Ltd. | Ex9N-DH-8KT-AU (AS4777-2 2020) | Discover Energy Systems Corp | 2027-01-16
2024-11-11 | HBS15836 | Discover Energy Systems Corp 48-48-5120H (x26) w/ Noark Electrics (Shanghai) Co., Ltd. Ex9N-DH-8KT-AU (AS4777-2 2020) Eastron SDM630 MCT (40mA) Series | 133.12 |  |  | Discover Energy Systems Corp | 48-48-5120H | 6 | Noark Electrics (Shanghai) Co., Ltd. | Ex9N-DH-8KT-AU (AS4777-2 2020) | Discover Energy Systems Corp | 2027-01-16
2024-11-11 | HBS15837 | Discover Energy Systems Corp 48-48-5120H (x27) w/ Noark Electrics (Shanghai) Co., Ltd. Ex9N-DH-8KT-AU (AS4777-2 2020) Eastron SDM630 MCT (40mA) Series | 138.24 |  |  | Discover Energy Systems Corp | 48-48-5120H | 6 | Noark Electrics (Shanghai) Co., Ltd. | Ex9N-DH-8KT-AU (AS4777-2 2020) | Discover Energy Systems Corp | 2027-01-16
2024-11-11 | HBS15838 | Discover Energy Systems Corp 48-48-5120H (x28) w/ Noark Electrics (Shanghai) Co., Ltd. Ex9N-DH-8KT-AU (AS4777-2 2020) Eastron SDM630 MCT (40mA) Series | 143.36 |  |  | Discover Energy Systems Corp | 48-48-5120H | 6 | Noark Electrics (Shanghai) Co., Ltd. | Ex9N-DH-8KT-AU (AS4777-2 2020) | Discover Energy Systems Corp | 2027-01-16
2024-11-11 | HBS15839 | Discover Energy Systems Corp 48-48-5120H (x29) w/ Noark Electrics (Shanghai) Co., Ltd. Ex9N-DH-8KT-AU (AS4777-2 2020) Eastron SDM630 MCT (40mA) Series | 148.48 |  |  | Discover Energy Systems Corp | 48-48-5120H | 6 | Noark Electrics (Shanghai) Co., Ltd. | Ex9N-DH-8KT-AU (AS4777-2 2020) | Discover Energy Systems Corp | 2027-01-16
2024-11-11 | HBS15840 | Discover Energy Systems Corp 48-48-5120H (x30) w/ Noark Electrics (Shanghai) Co., Ltd. Ex9N-DH-8KT-AU (AS4777-2 2020) Eastron SDM630 MCT (40mA) Series | 153.6 |  |  | Discover Energy Systems Corp | 48-48-5120H | 6 | Noark Electrics (Shanghai) Co., Ltd. | Ex9N-DH-8KT-AU (AS4777-2 2020) | Discover Energy Systems Corp | 2027-01-16
2024-11-11 | HBS15841 | Discover Energy Systems Corp 48-48-5120H (x31) w/ Noark Electrics (Shanghai) Co., Ltd. Ex9N-DH-8KT-AU (AS4777-2 2020) Eastron SDM630 MCT (40mA) Series | 158.72 |  |  | Discover Energy Systems Corp | 48-48-5120H | 6 | Noark Electrics (Shanghai) Co., Ltd. | Ex9N-DH-8KT-AU (AS4777-2 2020) | Discover Energy Systems Corp | 2027-01-16
2024-11-11 | HBS15842 | Discover Energy Systems Corp 48-48-5120H (x32) w/ Noark Electrics (Shanghai) Co., Ltd. Ex9N-DH-8KT-AU (AS4777-2 2020) Eastron SDM630 MCT (40mA) Series | 163.84 |  |  | Discover Energy Systems Corp | 48-48-5120H | 6 | Noark Electrics (Shanghai) Co., Ltd. | Ex9N-DH-8KT-AU (AS4777-2 2020) | Discover Energy Systems Corp | 2027-01-16
2024-11-11 | HBS15843 | Discover Energy Systems Corp 48-48-5120H (x33) w/ Noark Electrics (Shanghai) Co., Ltd. Ex9N-DH-8KT-AU (AS4777-2 2020) Eastron SDM630 MCT (40mA) Series | 168.96 |  |  | Discover Energy Systems Corp | 48-48-5120H | 6 | Noark Electrics (Shanghai) Co., Ltd. | Ex9N-DH-8KT-AU (AS4777-2 2020) | Discover Energy Systems Corp | 2027-01-16
2024-11-11 | HBS15844 | Discover Energy Systems Corp 48-48-5120H (x34) w/ Noark Electrics (Shanghai) Co., Ltd. Ex9N-DH-8KT-AU (AS4777-2 2020) Eastron SDM630 MCT (40mA) Series | 174.08 |  |  | Discover Energy Systems Corp | 48-48-5120H | 6 | Noark Electrics (Shanghai) Co., Ltd. | Ex9N-DH-8KT-AU (AS4777-2 2020) | Discover Energy Systems Corp | 2027-01-16
2024-11-11 | HBS15845 | Discover Energy Systems Corp 48-48-5120H (x35) w/ Noark Electrics (Shanghai) Co., Ltd. Ex9N-DH-8KT-AU (AS4777-2 2020) Eastron SDM630 MCT (40mA) Series | 179.2 |  |  | Discover Energy Systems Corp | 48-48-5120H | 6 | Noark Electrics (Shanghai) Co., Ltd. | Ex9N-DH-8KT-AU (AS4777-2 2020) | Discover Energy Systems Corp | 2027-01-16
2024-11-11 | HBS15846 | Discover Energy Systems Corp 48-48-5120H (x2) w/ Noark Electrics (Shanghai) Co., Ltd. Ex9N-DH-10KT-AU (AS4777-2 2020) Eastron SDM630 MCT (40mA) Series | 10.24 |  |  | Discover Energy Systems Corp | 48-48-5120H | 6 | Noark Electrics (Shanghai) Co., Ltd. | Ex9N-DH-10KT-AU (AS4777-2 2020) | Discover Energy Systems Corp | 2027-01-16
2024-11-11 | HBS15847 | Discover Energy Systems Corp 48-48-5120H (x3) w/ Noark Electrics (Shanghai) Co., Ltd. Ex9N-DH-10KT-AU (AS4777-2 2020) Eastron SDM630 MCT (40mA) Series | 15.36 |  |  | Discover Energy Systems Corp | 48-48-5120H | 6 | Noark Electrics (Shanghai) Co., Ltd. | Ex9N-DH-10KT-AU (AS4777-2 2020) | Discover Energy Systems Corp | 2027-01-16
2024-11-11 | HBS15848 | Discover Energy Systems Corp 48-48-5120H (x4) w/ Noark Electrics (Shanghai) Co., Ltd. Ex9N-DH-10KT-AU (AS4777-2 2020) Eastron SDM630 MCT (40mA) Series | 20.48 |  |  | Discover Energy Systems Corp | 48-48-5120H | 6 | Noark Electrics (Shanghai) Co., Ltd. | Ex9N-DH-10KT-AU (AS4777-2 2020) | Discover Energy Systems Corp | 2027-01-16
2024-11-11 | HBS15849 | Discover Energy Systems Corp 48-48-5120H (x5) w/ Noark Electrics (Shanghai) Co., Ltd. Ex9N-DH-10KT-AU (AS4777-2 2020) Eastron SDM630 MCT (40mA) Series | 25.6 |  |  | Discover Energy Systems Corp | 48-48-5120H | 6 | Noark Electrics (Shanghai) Co., Ltd. | Ex9N-DH-10KT-AU (AS4777-2 2020) | Discover Energy Systems Corp | 2027-01-16
2024-11-11 | HBS15850 | Discover Energy Systems Corp 48-48-5120H (x6) w/ Noark Electrics (Shanghai) Co., Ltd. Ex9N-DH-10KT-AU (AS4777-2 2020) Eastron SDM630 MCT (40mA) Series | 30.72 |  |  | Discover Energy Systems Corp | 48-48-5120H | 6 | Noark Electrics (Shanghai) Co., Ltd. | Ex9N-DH-10KT-AU (AS4777-2 2020) | Discover Energy Systems Corp | 2027-01-16
2024-11-11 | HBS15851 | Discover Energy Systems Corp 48-48-5120H (x7) w/ Noark Electrics (Shanghai) Co., Ltd. Ex9N-DH-10KT-AU (AS4777-2 2020) Eastron SDM630 MCT (40mA) Series | 35.84 |  |  | Discover Energy Systems Corp | 48-48-5120H | 6 | Noark Electrics (Shanghai) Co., Ltd. | Ex9N-DH-10KT-AU (AS4777-2 2020) | Discover Energy Systems Corp | 2027-01-16
2024-11-11 | HBS15852 | Discover Energy Systems Corp 48-48-5120H (x8) w/ Noark Electrics (Shanghai) Co., Ltd. Ex9N-DH-10KT-AU (AS4777-2 2020) Eastron SDM630 MCT (40mA) Series | 40.96 |  |  | Discover Energy Systems Corp | 48-48-5120H | 6 | Noark Electrics (Shanghai) Co., Ltd. | Ex9N-DH-10KT-AU (AS4777-2 2020) | Discover Energy Systems Corp | 2027-01-16
2024-11-11 | HBS15853 | Discover Energy Systems Corp 48-48-5120H (x9) w/ Noark Electrics (Shanghai) Co., Ltd. Ex9N-DH-10KT-AU (AS4777-2 2020) Eastron SDM630 MCT (40mA) Series | 46.08 |  |  | Discover Energy Systems Corp | 48-48-5120H | 6 | Noark Electrics (Shanghai) Co., Ltd. | Ex9N-DH-10KT-AU (AS4777-2 2020) | Discover Energy Systems Corp | 2027-01-16
2024-11-11 | HBS15854 | Discover Energy Systems Corp 48-48-5120H (x10) w/ Noark Electrics (Shanghai) Co., Ltd. Ex9N-DH-10KT-AU (AS4777-2 2020) Eastron SDM630 MCT (40mA) Series | 51.2 |  |  | Discover Energy Systems Corp | 48-48-5120H | 6 | Noark Electrics (Shanghai) Co., Ltd. | Ex9N-DH-10KT-AU (AS4777-2 2020) | Discover Energy Systems Corp | 2027-01-16
2024-11-11 | HBS15855 | Discover Energy Systems Corp 48-48-5120H (x11) w/ Noark Electrics (Shanghai) Co., Ltd. Ex9N-DH-10KT-AU (AS4777-2 2020) Eastron SDM630 MCT (40mA) Series | 56.32 |  |  | Discover Energy Systems Corp | 48-48-5120H | 6 | Noark Electrics (Shanghai) Co., Ltd. | Ex9N-DH-10KT-AU (AS4777-2 2020) | Discover Energy Systems Corp | 2027-01-16
2024-11-11 | HBS15856 | Discover Energy Systems Corp 48-48-5120H (x12) w/ Noark Electrics (Shanghai) Co., Ltd. Ex9N-DH-10KT-AU (AS4777-2 2020) Eastron SDM630 MCT (40mA) Series | 61.44 |  |  | Discover Energy Systems Corp | 48-48-5120H | 6 | Noark Electrics (Shanghai) Co., Ltd. | Ex9N-DH-10KT-AU (AS4777-2 2020) | Discover Energy Systems Corp | 2027-01-16
2024-11-11 | HBS15857 | Discover Energy Systems Corp 48-48-5120H (x13) w/ Noark Electrics (Shanghai) Co., Ltd. Ex9N-DH-10KT-AU (AS4777-2 2020) Eastron SDM630 MCT (40mA) Series | 66.56 |  |  | Discover Energy Systems Corp | 48-48-5120H | 6 | Noark Electrics (Shanghai) Co., Ltd. | Ex9N-DH-10KT-AU (AS4777-2 2020) | Discover Energy Systems Corp | 2027-01-16
2024-11-11 | HBS15858 | Discover Energy Systems Corp 48-48-5120H (x14) w/ Noark Electrics (Shanghai) Co., Ltd. Ex9N-DH-10KT-AU (AS4777-2 2020) Eastron SDM630 MCT (40mA) Series | 71.68 |  |  | Discover Energy Systems Corp | 48-48-5120H | 6 | Noark Electrics (Shanghai) Co., Ltd. | Ex9N-DH-10KT-AU (AS4777-2 2020) | Discover Energy Systems Corp | 2027-01-16
2024-11-11 | HBS15859 | Discover Energy Systems Corp 48-48-5120H (x15) w/ Noark Electrics (Shanghai) Co., Ltd. Ex9N-DH-10KT-AU (AS4777-2 2020) Eastron SDM630 MCT (40mA) Series | 76.8 |  |  | Discover Energy Systems Corp | 48-48-5120H | 6 | Noark Electrics (Shanghai) Co., Ltd. | Ex9N-DH-10KT-AU (AS4777-2 2020) | Discover Energy Systems Corp | 2027-01-16
2024-11-11 | HBS15860 | Discover Energy Systems Corp 48-48-5120H (x16) w/ Noark Electrics (Shanghai) Co., Ltd. Ex9N-DH-10KT-AU (AS4777-2 2020) Eastron SDM630 MCT (40mA) Series | 81.92 |  |  | Discover Energy Systems Corp | 48-48-5120H | 6 | Noark Electrics (Shanghai) Co., Ltd. | Ex9N-DH-10KT-AU (AS4777-2 2020) | Discover Energy Systems Corp | 2027-01-16
2024-11-11 | HBS15861 | Discover Energy Systems Corp 48-48-5120H (x17) w/ Noark Electrics (Shanghai) Co., Ltd. Ex9N-DH-10KT-AU (AS4777-2 2020) Eastron SDM630 MCT (40mA) Series | 87.04 |  |  | Discover Energy Systems Corp | 48-48-5120H | 6 | Noark Electrics (Shanghai) Co., Ltd. | Ex9N-DH-10KT-AU (AS4777-2 2020) | Discover Energy Systems Corp | 2027-01-16
2024-11-11 | HBS15862 | Discover Energy Systems Corp 48-48-5120H (x18) w/ Noark Electrics (Shanghai) Co., Ltd. Ex9N-DH-10KT-AU (AS4777-2 2020) Eastron SDM630 MCT (40mA) Series | 92.16 |  |  | Discover Energy Systems Corp | 48-48-5120H | 6 | Noark Electrics (Shanghai) Co., Ltd. | Ex9N-DH-10KT-AU (AS4777-2 2020) | Discover Energy Systems Corp | 2027-01-16
2024-11-11 | HBS15863 | Discover Energy Systems Corp 48-48-5120H (x19) w/ Noark Electrics (Shanghai) Co., Ltd. Ex9N-DH-10KT-AU (AS4777-2 2020) Eastron SDM630 MCT (40mA) Series | 97.28 |  |  | Discover Energy Systems Corp | 48-48-5120H | 6 | Noark Electrics (Shanghai) Co., Ltd. | Ex9N-DH-10KT-AU (AS4777-2 2020) | Discover Energy Systems Corp | 2027-01-16
2024-11-11 | HBS15864 | Discover Energy Systems Corp 48-48-5120H (x20) w/ Noark Electrics (Shanghai) Co., Ltd. Ex9N-DH-10KT-AU (AS4777-2 2020) Eastron SDM630 MCT (40mA) Series | 102.4 |  |  | Discover Energy Systems Corp | 48-48-5120H | 6 | Noark Electrics (Shanghai) Co., Ltd. | Ex9N-DH-10KT-AU (AS4777-2 2020) | Discover Energy Systems Corp | 2027-01-16
2024-11-11 | HBS15865 | Discover Energy Systems Corp 48-48-5120H (x21) w/ Noark Electrics (Shanghai) Co., Ltd. Ex9N-DH-10KT-AU (AS4777-2 2020) Eastron SDM630 MCT (40mA) Series | 107.52 |  |  | Discover Energy Systems Corp | 48-48-5120H | 6 | Noark Electrics (Shanghai) Co., Ltd. | Ex9N-DH-10KT-AU (AS4777-2 2020) | Discover Energy Systems Corp | 2027-01-16
2024-11-11 | HBS15866 | Discover Energy Systems Corp 48-48-5120H (x22) w/ Noark Electrics (Shanghai) Co., Ltd. Ex9N-DH-10KT-AU (AS4777-2 2020) Eastron SDM630 MCT (40mA) Series | 112.64 |  |  | Discover Energy Systems Corp | 48-48-5120H | 6 | Noark Electrics (Shanghai) Co., Ltd. | Ex9N-DH-10KT-AU (AS4777-2 2020) | Discover Energy Systems Corp | 2027-01-16
2024-11-11 | HBS15867 | Discover Energy Systems Corp 48-48-5120H (x23) w/ Noark Electrics (Shanghai) Co., Ltd. Ex9N-DH-10KT-AU (AS4777-2 2020) Eastron SDM630 MCT (40mA) Series | 117.76 |  |  | Discover Energy Systems Corp | 48-48-5120H | 6 | Noark Electrics (Shanghai) Co., Ltd. | Ex9N-DH-10KT-AU (AS4777-2 2020) | Discover Energy Systems Corp | 2027-01-16
2024-11-11 | HBS15868 | Discover Energy Systems Corp 48-48-5120H (x24) w/ Noark Electrics (Shanghai) Co., Ltd. Ex9N-DH-10KT-AU (AS4777-2 2020) Eastron SDM630 MCT (40mA) Series | 122.88 |  |  | Discover Energy Systems Corp | 48-48-5120H | 6 | Noark Electrics (Shanghai) Co., Ltd. | Ex9N-DH-10KT-AU (AS4777-2 2020) | Discover Energy Systems Corp | 2027-01-16
2024-11-11 | HBS15869 | Discover Energy Systems Corp 48-48-5120H (x25) w/ Noark Electrics (Shanghai) Co., Ltd. Ex9N-DH-10KT-AU (AS4777-2 2020) Eastron SDM630 MCT (40mA) Series | 128 |  |  | Discover Energy Systems Corp | 48-48-5120H | 6 | Noark Electrics (Shanghai) Co., Ltd. | Ex9N-DH-10KT-AU (AS4777-2 2020) | Discover Energy Systems Corp | 2027-01-16
2024-11-11 | HBS15870 | Discover Energy Systems Corp 48-48-5120H (x26) w/ Noark Electrics (Shanghai) Co., Ltd. Ex9N-DH-10KT-AU (AS4777-2 2020) Eastron SDM630 MCT (40mA) Series | 133.12 |  |  | Discover Energy Systems Corp | 48-48-5120H | 6 | Noark Electrics (Shanghai) Co., Ltd. | Ex9N-DH-10KT-AU (AS4777-2 2020) | Discover Energy Systems Corp | 2027-01-16
2024-11-11 | HBS15871 | Discover Energy Systems Corp 48-48-5120H (x27) w/ Noark Electrics (Shanghai) Co., Ltd. Ex9N-DH-10KT-AU (AS4777-2 2020) Eastron SDM630 MCT (40mA) Series | 138.24 |  |  | Discover Energy Systems Corp | 48-48-5120H | 6 | Noark Electrics (Shanghai) Co., Ltd. | Ex9N-DH-10KT-AU (AS4777-2 2020) | Discover Energy Systems Corp | 2027-01-16
2024-11-11 | HBS15872 | Discover Energy Systems Corp 48-48-5120H (x28) w/ Noark Electrics (Shanghai) Co., Ltd. Ex9N-DH-10KT-AU (AS4777-2 2020) Eastron SDM630 MCT (40mA) Series | 143.36 |  |  | Discover Energy Systems Corp | 48-48-5120H | 6 | Noark Electrics (Shanghai) Co., Ltd. | Ex9N-DH-10KT-AU (AS4777-2 2020) | Discover Energy Systems Corp | 2027-01-16
2024-11-11 | HBS15873 | Discover Energy Systems Corp 48-48-5120H (x29) w/ Noark Electrics (Shanghai) Co., Ltd. Ex9N-DH-10KT-AU (AS4777-2 2020) Eastron SDM630 MCT (40mA) Series | 148.48 |  |  | Discover Energy Systems Corp | 48-48-5120H | 6 | Noark Electrics (Shanghai) Co., Ltd. | Ex9N-DH-10KT-AU (AS4777-2 2020) | Discover Energy Systems Corp | 2027-01-16
2024-11-11 | HBS15874 | Discover Energy Systems Corp 48-48-5120H (x30) w/ Noark Electrics (Shanghai) Co., Ltd. Ex9N-DH-10KT-AU (AS4777-2 2020) Eastron SDM630 MCT (40mA) Series | 153.6 |  |  | Discover Energy Systems Corp | 48-48-5120H | 6 | Noark Electrics (Shanghai) Co., Ltd. | Ex9N-DH-10KT-AU (AS4777-2 2020) | Discover Energy Systems Corp | 2027-01-16
2024-11-11 | HBS15875 | Discover Energy Systems Corp 48-48-5120H (x31) w/ Noark Electrics (Shanghai) Co., Ltd. Ex9N-DH-10KT-AU (AS4777-2 2020) Eastron SDM630 MCT (40mA) Series | 158.72 |  |  | Discover Energy Systems Corp | 48-48-5120H | 6 | Noark Electrics (Shanghai) Co., Ltd. | Ex9N-DH-10KT-AU (AS4777-2 2020) | Discover Energy Systems Corp | 2027-01-16
2024-11-11 | HBS15876 | Discover Energy Systems Corp 48-48-5120H (x32) w/ Noark Electrics (Shanghai) Co., Ltd. Ex9N-DH-10KT-AU (AS4777-2 2020) Eastron SDM630 MCT (40mA) Series | 163.84 |  |  | Discover Energy Systems Corp | 48-48-5120H | 6 | Noark Electrics (Shanghai) Co., Ltd. | Ex9N-DH-10KT-AU (AS4777-2 2020) | Discover Energy Systems Corp | 2027-01-16
2024-11-11 | HBS15877 | Discover Energy Systems Corp 48-48-5120H (x33) w/ Noark Electrics (Shanghai) Co., Ltd. Ex9N-DH-10KT-AU (AS4777-2 2020) Eastron SDM630 MCT (40mA) Series | 168.96 |  |  | Discover Energy Systems Corp | 48-48-5120H | 6 | Noark Electrics (Shanghai) Co., Ltd. | Ex9N-DH-10KT-AU (AS4777-2 2020) | Discover Energy Systems Corp | 2027-01-16
2024-11-11 | HBS15878 | Discover Energy Systems Corp 48-48-5120H (x34) w/ Noark Electrics (Shanghai) Co., Ltd. Ex9N-DH-10KT-AU (AS4777-2 2020) Eastron SDM630 MCT (40mA) Series | 174.08 |  |  | Discover Energy Systems Corp | 48-48-5120H | 6 | Noark Electrics (Shanghai) Co., Ltd. | Ex9N-DH-10KT-AU (AS4777-2 2020) | Discover Energy Systems Corp | 2027-01-16
2024-11-11 | HBS15879 | Discover Energy Systems Corp 48-48-5120H (x35) w/ Noark Electrics (Shanghai) Co., Ltd. Ex9N-DH-10KT-AU (AS4777-2 2020) Eastron SDM630 MCT (40mA) Series | 179.2 |  |  | Discover Energy Systems Corp | 48-48-5120H | 6 | Noark Electrics (Shanghai) Co., Ltd. | Ex9N-DH-10KT-AU (AS4777-2 2020) | Discover Energy Systems Corp | 2027-01-16
2024-11-11 | HBS15880 | Discover Energy Systems Corp 48-48-5120H (x2) w/ Noark Electrics (Shanghai) Co., Ltd. Ex9N-DH-12KT-AU (AS4777-2 2020) Eastron SDM630 MCT (40mA) Series | 10.24 |  |  | Discover Energy Systems Corp | 48-48-5120H | 6 | Noark Electrics (Shanghai) Co., Ltd. | Ex9N-DH-12KT-AU (AS4777-2 2020) | Discover Energy Systems Corp | 2027-01-16
2024-11-11 | HBS15881 | Discover Energy Systems Corp 48-48-5120H (x3) w/ Noark Electrics (Shanghai) Co., Ltd. Ex9N-DH-12KT-AU (AS4777-2 2020) Eastron SDM630 MCT (40mA) Series | 15.36 |  |  | Discover Energy Systems Corp | 48-48-5120H | 6 | Noark Electrics (Shanghai) Co., Ltd. | Ex9N-DH-12KT-AU (AS4777-2 2020) | Discover Energy Systems Corp | 2027-01-16
2024-11-11 | HBS15882 | Discover Energy Systems Corp 48-48-5120H (x4) w/ Noark Electrics (Shanghai) Co., Ltd. Ex9N-DH-12KT-AU (AS4777-2 2020) Eastron SDM630 MCT (40mA) Series | 20.48 |  |  | Discover Energy Systems Corp | 48-48-5120H | 6 | Noark Electrics (Shanghai) Co., Ltd. | Ex9N-DH-12KT-AU (AS4777-2 2020) | Discover Energy Systems Corp | 2027-01-16
2024-11-11 | HBS15883 | Discover Energy Systems Corp 48-48-5120H (x5) w/ Noark Electrics (Shanghai) Co., Ltd. Ex9N-DH-12KT-AU (AS4777-2 2020) Eastron SDM630 MCT (40mA) Series | 25.6 |  |  | Discover Energy Systems Corp | 48-48-5120H | 6 | Noark Electrics (Shanghai) Co., Ltd. | Ex9N-DH-12KT-AU (AS4777-2 2020) | Discover Energy Systems Corp | 2027-01-16
2024-11-11 | HBS15884 | Discover Energy Systems Corp 48-48-5120H (x6) w/ Noark Electrics (Shanghai) Co., Ltd. Ex9N-DH-12KT-AU (AS4777-2 2020) Eastron SDM630 MCT (40mA) Series | 30.72 |  |  | Discover Energy Systems Corp | 48-48-5120H | 6 | Noark Electrics (Shanghai) Co., Ltd. | Ex9N-DH-12KT-AU (AS4777-2 2020) | Discover Energy Systems Corp | 2027-01-16
2024-11-11 | HBS15885 | Discover Energy Systems Corp 48-48-5120H (x7) w/ Noark Electrics (Shanghai) Co., Ltd. Ex9N-DH-12KT-AU (AS4777-2 2020) Eastron SDM630 MCT (40mA) Series | 35.84 |  |  | Discover Energy Systems Corp | 48-48-5120H | 6 | Noark Electrics (Shanghai) Co., Ltd. | Ex9N-DH-12KT-AU (AS4777-2 2020) | Discover Energy Systems Corp | 2027-01-16
2024-11-11 | HBS15886 | Discover Energy Systems Corp 48-48-5120H (x8) w/ Noark Electrics (Shanghai) Co., Ltd. Ex9N-DH-12KT-AU (AS4777-2 2020) Eastron SDM630 MCT (40mA) Series | 40.96 |  |  | Discover Energy Systems Corp | 48-48-5120H | 6 | Noark Electrics (Shanghai) Co., Ltd. | Ex9N-DH-12KT-AU (AS4777-2 2020) | Discover Energy Systems Corp | 2027-01-16
2024-11-11 | HBS15887 | Discover Energy Systems Corp 48-48-5120H (x9) w/ Noark Electrics (Shanghai) Co., Ltd. Ex9N-DH-12KT-AU (AS4777-2 2020) Eastron SDM630 MCT (40mA) Series | 46.08 |  |  | Discover Energy Systems Corp | 48-48-5120H | 6 | Noark Electrics (Shanghai) Co., Ltd. | Ex9N-DH-12KT-AU (AS4777-2 2020) | Discover Energy Systems Corp | 2027-01-16
2024-11-11 | HBS15888 | Discover Energy Systems Corp 48-48-5120H (x10) w/ Noark Electrics (Shanghai) Co., Ltd. Ex9N-DH-12KT-AU (AS4777-2 2020) Eastron SDM630 MCT (40mA) Series | 51.2 |  |  | Discover Energy Systems Corp | 48-48-5120H | 6 | Noark Electrics (Shanghai) Co., Ltd. | Ex9N-DH-12KT-AU (AS4777-2 2020) | Discover Energy Systems Corp | 2027-01-16
2024-11-11 | HBS15889 | Discover Energy Systems Corp 48-48-5120H (x11) w/ Noark Electrics (Shanghai) Co., Ltd. Ex9N-DH-12KT-AU (AS4777-2 2020) Eastron SDM630 MCT (40mA) Series | 56.32 |  |  | Discover Energy Systems Corp | 48-48-5120H | 6 | Noark Electrics (Shanghai) Co., Ltd. | Ex9N-DH-12KT-AU (AS4777-2 2020) | Discover Energy Systems Corp | 2027-01-16
2024-11-11 | HBS15890 | Discover Energy Systems Corp 48-48-5120H (x12) w/ Noark Electrics (Shanghai) Co., Ltd. Ex9N-DH-12KT-AU (AS4777-2 2020) Eastron SDM630 MCT (40mA) Series | 61.44 |  |  | Discover Energy Systems Corp | 48-48-5120H | 6 | Noark Electrics (Shanghai) Co., Ltd. | Ex9N-DH-12KT-AU (AS4777-2 2020) | Discover Energy Systems Corp | 2027-01-16
2024-11-11 | HBS15891 | Discover Energy Systems Corp 48-48-5120H (x13) w/ Noark Electrics (Shanghai) Co., Ltd. Ex9N-DH-12KT-AU (AS4777-2 2020) Eastron SDM630 MCT (40mA) Series | 66.56 |  |  | Discover Energy Systems Corp | 48-48-5120H | 6 | Noark Electrics (Shanghai) Co., Ltd. | Ex9N-DH-12KT-AU (AS4777-2 2020) | Discover Energy Systems Corp | 2027-01-16
2024-11-11 | HBS15892 | Discover Energy Systems Corp 48-48-5120H (x14) w/ Noark Electrics (Shanghai) Co., Ltd. Ex9N-DH-12KT-AU (AS4777-2 2020) Eastron SDM630 MCT (40mA) Series | 71.68 |  |  | Discover Energy Systems Corp | 48-48-5120H | 6 | Noark Electrics (Shanghai) Co., Ltd. | Ex9N-DH-12KT-AU (AS4777-2 2020) | Discover Energy Systems Corp | 2027-01-16
2024-11-11 | HBS15893 | Discover Energy Systems Corp 48-48-5120H (x15) w/ Noark Electrics (Shanghai) Co., Ltd. Ex9N-DH-12KT-AU (AS4777-2 2020) Eastron SDM630 MCT (40mA) Series | 76.8 |  |  | Discover Energy Systems Corp | 48-48-5120H | 6 | Noark Electrics (Shanghai) Co., Ltd. | Ex9N-DH-12KT-AU (AS4777-2 2020) | Discover Energy Systems Corp | 2027-01-16
2024-11-11 | HBS15894 | Discover Energy Systems Corp 48-48-5120H (x16) w/ Noark Electrics (Shanghai) Co., Ltd. Ex9N-DH-12KT-AU (AS4777-2 2020) Eastron SDM630 MCT (40mA) Series | 81.92 |  |  | Discover Energy Systems Corp | 48-48-5120H | 6 | Noark Electrics (Shanghai) Co., Ltd. | Ex9N-DH-12KT-AU (AS4777-2 2020) | Discover Energy Systems Corp | 2027-01-16
2024-11-11 | HBS15895 | Discover Energy Systems Corp 48-48-5120H (x17) w/ Noark Electrics (Shanghai) Co., Ltd. Ex9N-DH-12KT-AU (AS4777-2 2020) Eastron SDM630 MCT (40mA) Series | 87.04 |  |  | Discover Energy Systems Corp | 48-48-5120H | 6 | Noark Electrics (Shanghai) Co., Ltd. | Ex9N-DH-12KT-AU (AS4777-2 2020) | Discover Energy Systems Corp | 2027-01-16
2024-11-11 | HBS15896 | Discover Energy Systems Corp 48-48-5120H (x18) w/ Noark Electrics (Shanghai) Co., Ltd. Ex9N-DH-12KT-AU (AS4777-2 2020) Eastron SDM630 MCT (40mA) Series | 92.16 |  |  | Discover Energy Systems Corp | 48-48-5120H | 6 | Noark Electrics (Shanghai) Co., Ltd. | Ex9N-DH-12KT-AU (AS4777-2 2020) | Discover Energy Systems Corp | 2027-01-16
2024-11-11 | HBS15897 | Discover Energy Systems Corp 48-48-5120H (x19) w/ Noark Electrics (Shanghai) Co., Ltd. Ex9N-DH-12KT-AU (AS4777-2 2020) Eastron SDM630 MCT (40mA) Series | 97.28 |  |  | Discover Energy Systems Corp | 48-48-5120H | 6 | Noark Electrics (Shanghai) Co., Ltd. | Ex9N-DH-12KT-AU (AS4777-2 2020) | Discover Energy Systems Corp | 2027-01-16
2024-11-11 | HBS15898 | Discover Energy Systems Corp 48-48-5120H (x20) w/ Noark Electrics (Shanghai) Co., Ltd. Ex9N-DH-12KT-AU (AS4777-2 2020) Eastron SDM630 MCT (40mA) Series | 102.4 |  |  | Discover Energy Systems Corp | 48-48-5120H | 6 | Noark Electrics (Shanghai) Co., Ltd. | Ex9N-DH-12KT-AU (AS4777-2 2020) | Discover Energy Systems Corp | 2027-01-16
2024-11-11 | HBS15899 | Discover Energy Systems Corp 48-48-5120H (x21) w/ Noark Electrics (Shanghai) Co., Ltd. Ex9N-DH-12KT-AU (AS4777-2 2020) Eastron SDM630 MCT (40mA) Series | 107.52 |  |  | Discover Energy Systems Corp | 48-48-5120H | 6 | Noark Electrics (Shanghai) Co., Ltd. | Ex9N-DH-12KT-AU (AS4777-2 2020) | Discover Energy Systems Corp | 2027-01-16
2024-11-11 | HBS15900 | Discover Energy Systems Corp 48-48-5120H (x22) w/ Noark Electrics (Shanghai) Co., Ltd. Ex9N-DH-12KT-AU (AS4777-2 2020) Eastron SDM630 MCT (40mA) Series | 112.64 |  |  | Discover Energy Systems Corp | 48-48-5120H | 6 | Noark Electrics (Shanghai) Co., Ltd. | Ex9N-DH-12KT-AU (AS4777-2 2020) | Discover Energy Systems Corp | 2027-01-16
2024-11-11 | HBS15901 | Discover Energy Systems Corp 48-48-5120H (x23) w/ Noark Electrics (Shanghai) Co., Ltd. Ex9N-DH-12KT-AU (AS4777-2 2020) Eastron SDM630 MCT (40mA) Series | 117.76 |  |  | Discover Energy Systems Corp | 48-48-5120H | 6 | Noark Electrics (Shanghai) Co., Ltd. | Ex9N-DH-12KT-AU (AS4777-2 2020) | Discover Energy Systems Corp | 2027-01-16
2024-11-11 | HBS15902 | Discover Energy Systems Corp 48-48-5120H (x24) w/ Noark Electrics (Shanghai) Co., Ltd. Ex9N-DH-12KT-AU (AS4777-2 2020) Eastron SDM630 MCT (40mA) Series | 122.88 |  |  | Discover Energy Systems Corp | 48-48-5120H | 6 | Noark Electrics (Shanghai) Co., Ltd. | Ex9N-DH-12KT-AU (AS4777-2 2020) | Discover Energy Systems Corp | 2027-01-16
2024-11-11 | HBS15903 | Discover Energy Systems Corp 48-48-5120H (x25) w/ Noark Electrics (Shanghai) Co., Ltd. Ex9N-DH-12KT-AU (AS4777-2 2020) Eastron SDM630 MCT (40mA) Series | 128 |  |  | Discover Energy Systems Corp | 48-48-5120H | 6 | Noark Electrics (Shanghai) Co., Ltd. | Ex9N-DH-12KT-AU (AS4777-2 2020) | Discover Energy Systems Corp | 2027-01-16
2024-11-11 | HBS15904 | Discover Energy Systems Corp 48-48-5120H (x26) w/ Noark Electrics (Shanghai) Co., Ltd. Ex9N-DH-12KT-AU (AS4777-2 2020) Eastron SDM630 MCT (40mA) Series | 133.12 |  |  | Discover Energy Systems Corp | 48-48-5120H | 6 | Noark Electrics (Shanghai) Co., Ltd. | Ex9N-DH-12KT-AU (AS4777-2 2020) | Discover Energy Systems Corp | 2027-01-16
2024-11-11 | HBS15905 | Discover Energy Systems Corp 48-48-5120H (x27) w/ Noark Electrics (Shanghai) Co., Ltd. Ex9N-DH-12KT-AU (AS4777-2 2020) Eastron SDM630 MCT (40mA) Series | 138.24 |  |  | Discover Energy Systems Corp | 48-48-5120H | 6 | Noark Electrics (Shanghai) Co., Ltd. | Ex9N-DH-12KT-AU (AS4777-2 2020) | Discover Energy Systems Corp | 2027-01-16
2024-11-11 | HBS15906 | Discover Energy Systems Corp 48-48-5120H (x28) w/ Noark Electrics (Shanghai) Co., Ltd. Ex9N-DH-12KT-AU (AS4777-2 2020) Eastron SDM630 MCT (40mA) Series | 143.36 |  |  | Discover Energy Systems Corp | 48-48-5120H | 6 | Noark Electrics (Shanghai) Co., Ltd. | Ex9N-DH-12KT-AU (AS4777-2 2020) | Discover Energy Systems Corp | 2027-01-16
2024-11-11 | HBS15907 | Discover Energy Systems Corp 48-48-5120H (x29) w/ Noark Electrics (Shanghai) Co., Ltd. Ex9N-DH-12KT-AU (AS4777-2 2020) Eastron SDM630 MCT (40mA) Series | 148.48 |  |  | Discover Energy Systems Corp | 48-48-5120H | 6 | Noark Electrics (Shanghai) Co., Ltd. | Ex9N-DH-12KT-AU (AS4777-2 2020) | Discover Energy Systems Corp | 2027-01-16
2024-11-11 | HBS15908 | Discover Energy Systems Corp 48-48-5120H (x30) w/ Noark Electrics (Shanghai) Co., Ltd. Ex9N-DH-12KT-AU (AS4777-2 2020) Eastron SDM630 MCT (40mA) Series | 153.6 |  |  | Discover Energy Systems Corp | 48-48-5120H | 6 | Noark Electrics (Shanghai) Co., Ltd. | Ex9N-DH-12KT-AU (AS4777-2 2020) | Discover Energy Systems Corp | 2027-01-16
2024-11-11 | HBS15909 | Discover Energy Systems Corp 48-48-5120H (x31) w/ Noark Electrics (Shanghai) Co., Ltd. Ex9N-DH-12KT-AU (AS4777-2 2020) Eastron SDM630 MCT (40mA) Series | 158.72 |  |  | Discover Energy Systems Corp | 48-48-5120H | 6 | Noark Electrics (Shanghai) Co., Ltd. | Ex9N-DH-12KT-AU (AS4777-2 2020) | Discover Energy Systems Corp | 2027-01-16
2024-11-11 | HBS15910 | Discover Energy Systems Corp 48-48-5120H (x32) w/ Noark Electrics (Shanghai) Co., Ltd. Ex9N-DH-12KT-AU (AS4777-2 2020) Eastron SDM630 MCT (40mA) Series | 163.84 |  |  | Discover Energy Systems Corp | 48-48-5120H | 6 | Noark Electrics (Shanghai) Co., Ltd. | Ex9N-DH-12KT-AU (AS4777-2 2020) | Discover Energy Systems Corp | 2027-01-16
2024-11-11 | HBS15911 | Discover Energy Systems Corp 48-48-5120H (x33) w/ Noark Electrics (Shanghai) Co., Ltd. Ex9N-DH-12KT-AU (AS4777-2 2020) Eastron SDM630 MCT (40mA) Series | 168.96 |  |  | Discover Energy Systems Corp | 48-48-5120H | 6 | Noark Electrics (Shanghai) Co., Ltd. | Ex9N-DH-12KT-AU (AS4777-2 2020) | Discover Energy Systems Corp | 2027-01-16
2024-11-11 | HBS15912 | Discover Energy Systems Corp 48-48-5120H (x34) w/ Noark Electrics (Shanghai) Co., Ltd. Ex9N-DH-12KT-AU (AS4777-2 2020) Eastron SDM630 MCT (40mA) Series | 174.08 |  |  | Discover Energy Systems Corp | 48-48-5120H | 6 | Noark Electrics (Shanghai) Co., Ltd. | Ex9N-DH-12KT-AU (AS4777-2 2020) | Discover Energy Systems Corp | 2027-01-16
2024-11-11 | HBS15913 | Discover Energy Systems Corp 48-48-5120H (x35) w/ Noark Electrics (Shanghai) Co., Ltd. Ex9N-DH-12KT-AU (AS4777-2 2020) Eastron SDM630 MCT (40mA) Series | 179.2 |  |  | Discover Energy Systems Corp | 48-48-5120H | 6 | Noark Electrics (Shanghai) Co., Ltd. | Ex9N-DH-12KT-AU (AS4777-2 2020) | Discover Energy Systems Corp | 2027-01-16
2024-11-11 | HBS15914 | Discover Energy Systems Corp 48-48-5120H (x36) w/ Noark Electrics (Shanghai) Co., Ltd. Ex9N-DH-12KT-AU (AS4777-2 2020) Eastron SDM630 MCT (40mA) Series | 184.32 |  |  | Discover Energy Systems Corp | 48-48-5120H | 6 | Noark Electrics (Shanghai) Co., Ltd. | Ex9N-DH-12KT-AU (AS4777-2 2020) | Discover Energy Systems Corp | 2027-01-16
2024-11-22 | HBS15915 | Shenzhen Growatt New Energy Co Ltd APX 10.0P-S0 (x2) w/ Shenzhen Growatt New Energy Co Ltd MIN 2500TL-XH2 Eastron SDM120CT | 9 |  |  | Shenzhen Growatt New Energy Co Ltd | APX 10.0P-S0 | 6 | Shenzhen Growatt New Energy Co Ltd | MIN 2500TL-XH2 | Growatt | 2027-07-10
2024-11-22 | HBS15916 | Shenzhen Growatt New Energy Co Ltd APX 15.0P-S0 (x3) w/ Shenzhen Growatt New Energy Co Ltd MIN 2500TL-XH2 Eastron SDM120CT | 13.5 |  |  | Shenzhen Growatt New Energy Co Ltd | APX 15.0P-S0 | 6 | Shenzhen Growatt New Energy Co Ltd | MIN 2500TL-XH2 | Growatt | 2027-07-10
2024-11-22 | HBS15917 | Shenzhen Growatt New Energy Co Ltd APX 20.0P-S0 (x4) w/ Shenzhen Growatt New Energy Co Ltd MIN 2500TL-XH2 Eastron SDM120CT | 18 |  |  | Shenzhen Growatt New Energy Co Ltd | APX 20.0P-S0 | 6 | Shenzhen Growatt New Energy Co Ltd | MIN 2500TL-XH2 | Growatt | 2027-07-10
2024-11-22 | HBS15918 | Shenzhen Growatt New Energy Co Ltd APX 25.0P-S0 (x5) w/ Shenzhen Growatt New Energy Co Ltd MIN 2500TL-XH2 Eastron SDM120CT | 22.5 |  |  | Shenzhen Growatt New Energy Co Ltd | APX 25.0P-S0 | 6 | Shenzhen Growatt New Energy Co Ltd | MIN 2500TL-XH2 | Growatt | 2027-07-10
2024-11-22 | HBS15919 | Shenzhen Growatt New Energy Co Ltd APX 30.0P-S0 (x6) w/ Shenzhen Growatt New Energy Co Ltd MIN 2500TL-XH2 Eastron SDM120CT | 27 |  |  | Shenzhen Growatt New Energy Co Ltd | APX 30.0P-S0 | 6 | Shenzhen Growatt New Energy Co Ltd | MIN 2500TL-XH2 | Growatt | 2027-07-10
2024-11-22 | HBS15920 | Shenzhen Growatt New Energy Co Ltd APX 10.0P-S1 (x2) w/ Shenzhen Growatt New Energy Co Ltd MIN 3000TL-XH2 Eastron SDM120CT | 9 |  |  | Shenzhen Growatt New Energy Co Ltd | APX 10.0P-S1 | 6 | Shenzhen Growatt New Energy Co Ltd | MIN 3000TL-XH2 | Growatt | 2027-07-10
2024-11-22 | HBS15921 | Shenzhen Growatt New Energy Co Ltd APX 15.0P-S1 (x3) w/ Shenzhen Growatt New Energy Co Ltd MIN 3000TL-XH2 Eastron SDM120CT | 13.5 |  |  | Shenzhen Growatt New Energy Co Ltd | APX 15.0P-S1 | 6 | Shenzhen Growatt New Energy Co Ltd | MIN 3000TL-XH2 | Growatt | 2027-07-10
2024-11-22 | HBS15922 | Shenzhen Growatt New Energy Co Ltd APX 20.0P-S1 (x4) w/ Shenzhen Growatt New Energy Co Ltd MIN 3000TL-XH2 Eastron SDM120CT | 18 |  |  | Shenzhen Growatt New Energy Co Ltd | APX 20.0P-S1 | 6 | Shenzhen Growatt New Energy Co Ltd | MIN 3000TL-XH2 | Growatt | 2027-07-10
2024-11-22 | HBS15923 | Shenzhen Growatt New Energy Co Ltd APX 25.0P-S1 (x5) w/ Shenzhen Growatt New Energy Co Ltd MIN 3000TL-XH2 Eastron SDM120CT | 22.5 |  |  | Shenzhen Growatt New Energy Co Ltd | APX 25.0P-S1 | 6 | Shenzhen Growatt New Energy Co Ltd | MIN 3000TL-XH2 | Growatt | 2027-07-10
2024-11-22 | HBS15924 | Shenzhen Growatt New Energy Co Ltd APX 30.0P-S1 (x6) w/ Shenzhen Growatt New Energy Co Ltd MIN 3000TL-XH2 Eastron SDM120CT | 27 |  |  | Shenzhen Growatt New Energy Co Ltd | APX 30.0P-S1 | 6 | Shenzhen Growatt New Energy Co Ltd | MIN 3000TL-XH2 | Growatt | 2027-07-10
2024-11-22 | HBS15925 | Shenzhen Growatt New Energy Co Ltd APX 10.0P-S1 (x2) w/ Shenzhen Growatt New Energy Co Ltd MIN 3600TL-XH2 Eastron SDM120CT | 9 |  |  | Shenzhen Growatt New Energy Co Ltd | APX 10.0P-S1 | 6 | Shenzhen Growatt New Energy Co Ltd | MIN 3600TL-XH2 | Growatt | 2027-07-10
2024-11-22 | HBS15926 | Shenzhen Growatt New Energy Co Ltd APX 15.0P-S1 (x3) w/ Shenzhen Growatt New Energy Co Ltd MIN 3600TL-XH2 Eastron SDM120CT | 13.5 |  |  | Shenzhen Growatt New Energy Co Ltd | APX 15.0P-S1 | 6 | Shenzhen Growatt New Energy Co Ltd | MIN 3600TL-XH2 | Growatt | 2027-07-10
2024-11-22 | HBS15927 | Shenzhen Growatt New Energy Co Ltd APX 20.0P-S1 (x4) w/ Shenzhen Growatt New Energy Co Ltd MIN 3600TL-XH2 Eastron SDM120CT | 18 |  |  | Shenzhen Growatt New Energy Co Ltd | APX 20.0P-S1 | 6 | Shenzhen Growatt New Energy Co Ltd | MIN 3600TL-XH2 | Growatt | 2027-07-10
2024-11-22 | HBS15928 | Shenzhen Growatt New Energy Co Ltd APX 25.0P-S1 (x5) w/ Shenzhen Growatt New Energy Co Ltd MIN 3600TL-XH2 Eastron SDM120CT | 22.5 |  |  | Shenzhen Growatt New Energy Co Ltd | APX 25.0P-S1 | 6 | Shenzhen Growatt New Energy Co Ltd | MIN 3600TL-XH2 | Growatt | 2027-07-10
2024-11-22 | HBS15929 | Shenzhen Growatt New Energy Co Ltd APX 30.0P-S1 (x6) w/ Shenzhen Growatt New Energy Co Ltd MIN 3600TL-XH2 Eastron SDM120CT | 27 |  |  | Shenzhen Growatt New Energy Co Ltd | APX 30.0P-S1 | 6 | Shenzhen Growatt New Energy Co Ltd | MIN 3600TL-XH2 | Growatt | 2027-07-10
2024-11-22 | HBS15930 | Shenzhen Growatt New Energy Co Ltd APX 10.0P-S1 (x2) w/ Shenzhen Growatt New Energy Co Ltd MIN 4200TL-XH2 Eastron SDM120CT | 9 |  |  | Shenzhen Growatt New Energy Co Ltd | APX 10.0P-S1 | 6 | Shenzhen Growatt New Energy Co Ltd | MIN 4200TL-XH2 | Growatt | 2027-07-10
2024-11-22 | HBS15931 | Shenzhen Growatt New Energy Co Ltd APX 15.0P-S1 (x3) w/ Shenzhen Growatt New Energy Co Ltd MIN 4200TL-XH2 Eastron SDM120CT | 13.5 |  |  | Shenzhen Growatt New Energy Co Ltd | APX 15.0P-S1 | 6 | Shenzhen Growatt New Energy Co Ltd | MIN 4200TL-XH2 | Growatt | 2027-07-10
2024-11-22 | HBS15932 | Shenzhen Growatt New Energy Co Ltd APX 20.0P-S1 (x4) w/ Shenzhen Growatt New Energy Co Ltd MIN 4200TL-XH2 Eastron SDM120CT | 18 |  |  | Shenzhen Growatt New Energy Co Ltd | APX 20.0P-S1 | 6 | Shenzhen Growatt New Energy Co Ltd | MIN 4200TL-XH2 | Growatt | 2027-07-10
2024-11-22 | HBS15933 | Shenzhen Growatt New Energy Co Ltd APX 25.0P-S1 (x5) w/ Shenzhen Growatt New Energy Co Ltd MIN 4200TL-XH2 Eastron SDM120CT | 22.5 |  |  | Shenzhen Growatt New Energy Co Ltd | APX 25.0P-S1 | 6 | Shenzhen Growatt New Energy Co Ltd | MIN 4200TL-XH2 | Growatt | 2027-07-10
2024-11-22 | HBS15934 | Shenzhen Growatt New Energy Co Ltd APX 30.0P-S1 (x6) w/ Shenzhen Growatt New Energy Co Ltd MIN 4200TL-XH2 Eastron SDM120CT | 27 |  |  | Shenzhen Growatt New Energy Co Ltd | APX 30.0P-S1 | 6 | Shenzhen Growatt New Energy Co Ltd | MIN 4200TL-XH2 | Growatt | 2027-07-10
2024-11-22 | HBS15935 | Shenzhen Growatt New Energy Co Ltd APX 10.0P-S1 (x2) w/ Shenzhen Growatt New Energy Co Ltd MIN 4600TL-XH2 Eastron SDM120CT | 9 |  |  | Shenzhen Growatt New Energy Co Ltd | APX 10.0P-S1 | 6 | Shenzhen Growatt New Energy Co Ltd | MIN 4600TL-XH2 | Growatt | 2027-07-10
2024-11-22 | HBS15936 | Shenzhen Growatt New Energy Co Ltd APX 15.0P-S1 (x3) w/ Shenzhen Growatt New Energy Co Ltd MIN 4600TL-XH2 Eastron SDM120CT | 13.5 |  |  | Shenzhen Growatt New Energy Co Ltd | APX 15.0P-S1 | 6 | Shenzhen Growatt New Energy Co Ltd | MIN 4600TL-XH2 | Growatt | 2027-07-10
2024-11-22 | HBS15937 | Shenzhen Growatt New Energy Co Ltd APX 20.0P-S1 (x4) w/ Shenzhen Growatt New Energy Co Ltd MIN 4600TL-XH2 Eastron SDM120CT | 18 |  |  | Shenzhen Growatt New Energy Co Ltd | APX 20.0P-S1 | 6 | Shenzhen Growatt New Energy Co Ltd | MIN 4600TL-XH2 | Growatt | 2027-07-10
2024-11-22 | HBS15938 | Shenzhen Growatt New Energy Co Ltd APX 25.0P-S1 (x5) w/ Shenzhen Growatt New Energy Co Ltd MIN 4600TL-XH2 Eastron SDM120CT | 22.5 |  |  | Shenzhen Growatt New Energy Co Ltd | APX 25.0P-S1 | 6 | Shenzhen Growatt New Energy Co Ltd | MIN 4600TL-XH2 | Growatt | 2027-07-10
2024-11-22 | HBS15939 | Shenzhen Growatt New Energy Co Ltd APX 30.0P-S1 (x6) w/ Shenzhen Growatt New Energy Co Ltd MIN 4600TL-XH2 Eastron SDM120CT | 27 |  |  | Shenzhen Growatt New Energy Co Ltd | APX 30.0P-S1 | 6 | Shenzhen Growatt New Energy Co Ltd | MIN 4600TL-XH2 | Growatt | 2027-07-10
2024-11-22 | HBS15940 | Shenzhen Growatt New Energy Co Ltd APX 10.0P-S1 (x2) w/ Shenzhen Growatt New Energy Co Ltd MIN 5000TL-XH2 Eastron SDM120CT | 9 |  |  | Shenzhen Growatt New Energy Co Ltd | APX 10.0P-S1 | 6 | Shenzhen Growatt New Energy Co Ltd | MIN 5000TL-XH2 | Growatt | 2027-07-10
2024-11-22 | HBS15941 | Shenzhen Growatt New Energy Co Ltd APX 15.0P-S1 (x3) w/ Shenzhen Growatt New Energy Co Ltd MIN 5000TL-XH2 Eastron SDM120CT | 13.5 |  |  | Shenzhen Growatt New Energy Co Ltd | APX 15.0P-S1 | 6 | Shenzhen Growatt New Energy Co Ltd | MIN 5000TL-XH2 | Growatt | 2027-07-10
2024-11-22 | HBS15942 | Shenzhen Growatt New Energy Co Ltd APX 20.0P-S1 (x4) w/ Shenzhen Growatt New Energy Co Ltd MIN 5000TL-XH2 Eastron SDM120CT | 18 |  |  | Shenzhen Growatt New Energy Co Ltd | APX 20.0P-S1 | 6 | Shenzhen Growatt New Energy Co Ltd | MIN 5000TL-XH2 | Growatt | 2027-07-10
2024-11-22 | HBS15943 | Shenzhen Growatt New Energy Co Ltd APX 25.0P-S1 (x5) w/ Shenzhen Growatt New Energy Co Ltd MIN 5000TL-XH2 Eastron SDM120CT | 22.5 |  |  | Shenzhen Growatt New Energy Co Ltd | APX 25.0P-S1 | 6 | Shenzhen Growatt New Energy Co Ltd | MIN 5000TL-XH2 | Growatt | 2027-07-10
2024-11-22 | HBS15944 | Shenzhen Growatt New Energy Co Ltd APX 30.0P-S1 (x6) w/ Shenzhen Growatt New Energy Co Ltd MIN 5000TL-XH2 Eastron SDM120CT | 27 |  |  | Shenzhen Growatt New Energy Co Ltd | APX 30.0P-S1 | 6 | Shenzhen Growatt New Energy Co Ltd | MIN 5000TL-XH2 | Growatt | 2027-07-10
2024-11-22 | HBS15945 | Shenzhen Growatt New Energy Co Ltd APX 10.0P-S2 (x2) w/ Shenzhen Growatt New Energy Co Ltd MIN 6000TL-XH2 Eastron SDM120CT | 9 |  |  | Shenzhen Growatt New Energy Co Ltd | APX 10.0P-S2 | 6 | Shenzhen Growatt New Energy Co Ltd | MIN 6000TL-XH2 | Growatt | 2027-07-10
2024-11-22 | HBS15946 | Shenzhen Growatt New Energy Co Ltd APX 15.0P-S2 (x3) w/ Shenzhen Growatt New Energy Co Ltd MIN 6000TL-XH2 Eastron SDM120CT | 13.5 |  |  | Shenzhen Growatt New Energy Co Ltd | APX 15.0P-S2 | 6 | Shenzhen Growatt New Energy Co Ltd | MIN 6000TL-XH2 | Growatt | 2027-07-10
2024-11-22 | HBS15947 | Shenzhen Growatt New Energy Co Ltd APX 20.0P-S2 (x4) w/ Shenzhen Growatt New Energy Co Ltd MIN 6000TL-XH2 Eastron SDM120CT | 18 |  |  | Shenzhen Growatt New Energy Co Ltd | APX 20.0P-S2 | 6 | Shenzhen Growatt New Energy Co Ltd | MIN 6000TL-XH2 | Growatt | 2027-07-10
2024-11-22 | HBS15948 | Shenzhen Growatt New Energy Co Ltd APX 25.0P-S2 (x5) w/ Shenzhen Growatt New Energy Co Ltd MIN 6000TL-XH2 Eastron SDM120CT | 22.5 |  |  | Shenzhen Growatt New Energy Co Ltd | APX 25.0P-S2 | 6 | Shenzhen Growatt New Energy Co Ltd | MIN 6000TL-XH2 | Growatt | 2027-07-10
2024-11-22 | HBS15949 | Shenzhen Growatt New Energy Co Ltd APX 30.0P-S2 (x6) w/ Shenzhen Growatt New Energy Co Ltd MIN 6000TL-XH2 Eastron SDM120CT | 27 |  |  | Shenzhen Growatt New Energy Co Ltd | APX 30.0P-S2 | 6 | Shenzhen Growatt New Energy Co Ltd | MIN 6000TL-XH2 | Growatt | 2027-07-10
2024-11-29 | HBS15950 | Anker Innovations Limited X1-P6K-B10-S (x2) | 10 | Anker Innovations Limited | X1-P6K-B10-S | Anker Innovations Limited | X1-B5-H0 | 6 | Anker Innovations Limited | X1-P6K-S | Anker | 2027-10-04
2024-11-29 | HBS15951 | Anker Innovations Limited X1-P6K-B15-S (x3) | 15 | Anker Innovations Limited | X1-P6K-B15-S | Anker Innovations Limited | X1-B5-H0 | 6 | Anker Innovations Limited | X1-P6K-S | Anker | 2027-10-04
2024-11-29 | HBS15952 | Anker Innovations Limited X1-P6K-B20-S (x4) | 20 | Anker Innovations Limited | X1-P6K-B20-S | Anker Innovations Limited | X1-B5-H0 | 6 | Anker Innovations Limited | X1-P6K-S | Anker | 2027-10-04
2024-11-29 | HBS15953 | Anker Innovations Limited X1-P6K-B25-S (x5) | 25 | Anker Innovations Limited | X1-P6K-B25-S | Anker Innovations Limited | X1-B5-H0 | 6 | Anker Innovations Limited | X1-P6K-S | Anker | 2027-10-04
2024-11-29 | HBS15954 | Anker Innovations Limited X1-P6K-B30-S (x6) | 30 | Anker Innovations Limited | X1-P6K-B30-S | Anker Innovations Limited | X1-B5-H0 | 6 | Anker Innovations Limited | X1-P6K-S | Anker | 2027-10-04
2024-11-29 | HBS15955 | Shenzhen UZ Energy Ltd. PLPA-L1-10K2 (x1) w/ Altenergy Power System Inc ELS-5K (AS4777-2 2020) | 10.24 |  |  | Shenzhen UZ Energy Ltd. | PLPA-L1-10K2 | 6 | Altenergy Power System Inc | ELS-5K (AS4777-2 2020) | UZ Energy | 2026-05-22
2024-11-29 | HBS15979 | Pylontech US5000-B (x2) w/ Ningbo Deye Inverter Technology Co. SUN-16K-SG01LP1-AU | 9.12 |  |  | Pylontech | US5000-B | 6 | Ningbo Deye Inverter Technology Co. | SUN-16K-SG01LP1-AU | Pylontech | 2027-03-26
2024-11-29 | HBS15980 | Pylontech US5000-B (x3) w/ Ningbo Deye Inverter Technology Co. SUN-16K-SG01LP1-AU | 13.68 |  |  | Pylontech | US5000-B | 6 | Ningbo Deye Inverter Technology Co. | SUN-16K-SG01LP1-AU | Pylontech | 2027-03-26
2024-11-29 | HBS15981 | Pylontech US5000-B (x4) w/ Ningbo Deye Inverter Technology Co. SUN-16K-SG01LP1-AU | 18.24 |  |  | Pylontech | US5000-B | 6 | Ningbo Deye Inverter Technology Co. | SUN-16K-SG01LP1-AU | Pylontech | 2027-03-26
2024-11-29 | HBS15982 | Pylontech US5000-B (x5) w/ Ningbo Deye Inverter Technology Co. SUN-16K-SG01LP1-AU | 22.8 |  |  | Pylontech | US5000-B | 6 | Ningbo Deye Inverter Technology Co. | SUN-16K-SG01LP1-AU | Pylontech | 2027-03-26
2024-11-29 | HBS15983 | Pylontech US5000-B (x6) w/ Ningbo Deye Inverter Technology Co. SUN-16K-SG01LP1-AU | 27.36 |  |  | Pylontech | US5000-B | 6 | Ningbo Deye Inverter Technology Co. | SUN-16K-SG01LP1-AU | Pylontech | 2027-03-26
2024-11-29 | HBS15984 | Pylontech US5000-B (x7) w/ Ningbo Deye Inverter Technology Co. SUN-16K-SG01LP1-AU | 31.92 |  |  | Pylontech | US5000-B | 6 | Ningbo Deye Inverter Technology Co. | SUN-16K-SG01LP1-AU | Pylontech | 2027-03-26
2024-11-29 | HBS15985 | Pylontech US5000-B (x8) w/ Ningbo Deye Inverter Technology Co. SUN-16K-SG01LP1-AU | 36.48 |  |  | Pylontech | US5000-B | 6 | Ningbo Deye Inverter Technology Co. | SUN-16K-SG01LP1-AU | Pylontech | 2027-03-26
2024-11-29 | HBS15986 | Pylontech US5000-B (x9) w/ Ningbo Deye Inverter Technology Co. SUN-16K-SG01LP1-AU | 41.04 |  |  | Pylontech | US5000-B | 6 | Ningbo Deye Inverter Technology Co. | SUN-16K-SG01LP1-AU | Pylontech | 2027-03-26
2024-11-29 | HBS15987 | Pylontech US5000-B (x10) w/ Ningbo Deye Inverter Technology Co. SUN-16K-SG01LP1-AU | 45.6 |  |  | Pylontech | US5000-B | 6 | Ningbo Deye Inverter Technology Co. | SUN-16K-SG01LP1-AU | Pylontech | 2027-03-26
2024-11-29 | HBS15988 | Pylontech US5000-B (x11) w/ Ningbo Deye Inverter Technology Co. SUN-16K-SG01LP1-AU | 50.16 |  |  | Pylontech | US5000-B | 6 | Ningbo Deye Inverter Technology Co. | SUN-16K-SG01LP1-AU | Pylontech | 2027-03-26
2024-11-29 | HBS15989 | Pylontech US5000-B (x12) w/ Ningbo Deye Inverter Technology Co. SUN-16K-SG01LP1-AU | 54.72 |  |  | Pylontech | US5000-B | 6 | Ningbo Deye Inverter Technology Co. | SUN-16K-SG01LP1-AU | Pylontech | 2027-03-26
2024-11-29 | HBS15990 | Pylontech US5000-B (x13) w/ Ningbo Deye Inverter Technology Co. SUN-16K-SG01LP1-AU | 59.28 |  |  | Pylontech | US5000-B | 6 | Ningbo Deye Inverter Technology Co. | SUN-16K-SG01LP1-AU | Pylontech | 2027-03-26
2024-11-29 | HBS15991 | Pylontech US5000-B (x14) w/ Ningbo Deye Inverter Technology Co. SUN-16K-SG01LP1-AU | 63.84 |  |  | Pylontech | US5000-B | 6 | Ningbo Deye Inverter Technology Co. | SUN-16K-SG01LP1-AU | Pylontech | 2027-03-26
2024-11-29 | HBS15992 | Pylontech US5000-B (x2) w/ Ningbo Deye Inverter Technology Co. SUN-10K-SG04LP3-AU | 9.12 |  |  | Pylontech | US5000-B | 2 | Ningbo Deye Inverter Technology Co. | SUN-10K-SG04LP3-AU | Pylontech | 2027-04-28
2024-11-29 | HBS15993 | Pylontech US5000-B (x3) w/ Ningbo Deye Inverter Technology Co. SUN-10K-SG04LP3-AU | 13.68 |  |  | Pylontech | US5000-B | 3 | Ningbo Deye Inverter Technology Co. | SUN-10K-SG04LP3-AU | Pylontech | 2027-04-28
2024-11-29 | HBS15994 | Pylontech US5000-B (x4) w/ Ningbo Deye Inverter Technology Co. SUN-10K-SG04LP3-AU | 18.24 |  |  | Pylontech | US5000-B | 4 | Ningbo Deye Inverter Technology Co. | SUN-10K-SG04LP3-AU | Pylontech | 2027-04-28
2024-11-29 | HBS15995 | Pylontech US5000-B (x5) w/ Ningbo Deye Inverter Technology Co. SUN-10K-SG04LP3-AU | 22.8 |  |  | Pylontech | US5000-B | 5 | Ningbo Deye Inverter Technology Co. | SUN-10K-SG04LP3-AU | Pylontech | 2027-04-28
2024-11-29 | HBS15996 | Pylontech US5000-B (x6) w/ Ningbo Deye Inverter Technology Co. SUN-10K-SG04LP3-AU | 27.36 |  |  | Pylontech | US5000-B | 6 | Ningbo Deye Inverter Technology Co. | SUN-10K-SG04LP3-AU | Pylontech | 2027-04-28
2024-11-29 | HBS15997 | Pylontech US5000-B (x7) w/ Ningbo Deye Inverter Technology Co. SUN-10K-SG04LP3-AU | 31.92 |  |  | Pylontech | US5000-B | 7 | Ningbo Deye Inverter Technology Co. | SUN-10K-SG04LP3-AU | Pylontech | 2027-04-28
2024-11-29 | HBS15998 | Pylontech US5000-B (x8) w/ Ningbo Deye Inverter Technology Co. SUN-10K-SG04LP3-AU | 36.48 |  |  | Pylontech | US5000-B | 8 | Ningbo Deye Inverter Technology Co. | SUN-10K-SG04LP3-AU | Pylontech | 2027-04-28
2024-11-29 | HBS15999 | Pylontech US5000-B (x9) w/ Ningbo Deye Inverter Technology Co. SUN-10K-SG04LP3-AU | 41.04 |  |  | Pylontech | US5000-B | 9 | Ningbo Deye Inverter Technology Co. | SUN-10K-SG04LP3-AU | Pylontech | 2027-04-28
2024-11-29 | HBS16000 | Pylontech US5000-B (x10) w/ Ningbo Deye Inverter Technology Co. SUN-10K-SG04LP3-AU | 45.6 |  |  | Pylontech | US5000-B | 10 | Ningbo Deye Inverter Technology Co. | SUN-10K-SG04LP3-AU | Pylontech | 2027-04-28
2024-11-29 | HBS16001 | Pylontech US5000-B (x11) w/ Ningbo Deye Inverter Technology Co. SUN-10K-SG04LP3-AU | 50.16 |  |  | Pylontech | US5000-B | 11 | Ningbo Deye Inverter Technology Co. | SUN-10K-SG04LP3-AU | Pylontech | 2027-04-28
2024-11-29 | HBS16002 | Pylontech US5000-B (x12) w/ Ningbo Deye Inverter Technology Co. SUN-10K-SG04LP3-AU | 54.72 |  |  | Pylontech | US5000-B | 12 | Ningbo Deye Inverter Technology Co. | SUN-10K-SG04LP3-AU | Pylontech | 2027-04-28
2024-11-29 | HBS16003 | Pylontech US5000-B (x13) w/ Ningbo Deye Inverter Technology Co. SUN-10K-SG04LP3-AU | 59.28 |  |  | Pylontech | US5000-B | 13 | Ningbo Deye Inverter Technology Co. | SUN-10K-SG04LP3-AU | Pylontech | 2027-04-28
2024-11-29 | HBS16004 | Pylontech US5000-B (x14) w/ Ningbo Deye Inverter Technology Co. SUN-10K-SG04LP3-AU | 63.84 |  |  | Pylontech | US5000-B | 14 | Ningbo Deye Inverter Technology Co. | SUN-10K-SG04LP3-AU | Pylontech | 2027-04-28
2024-11-29 | HBS16005 | Pylontech US5000-B (x2) w/ Ningbo Deye Inverter Technology Co. SUN-12K-SG04LP3-AU | 9.12 |  |  | Pylontech | US5000-B | 2 | Ningbo Deye Inverter Technology Co. | SUN-12K-SG04LP3-AU | Pylontech | 2027-04-28
2024-11-29 | HBS16006 | Pylontech US5000-B (x3) w/ Ningbo Deye Inverter Technology Co. SUN-12K-SG04LP3-AU | 13.68 |  |  | Pylontech | US5000-B | 3 | Ningbo Deye Inverter Technology Co. | SUN-12K-SG04LP3-AU | Pylontech | 2027-04-28
2024-11-29 | HBS16007 | Pylontech US5000-B (x4) w/ Ningbo Deye Inverter Technology Co. SUN-12K-SG04LP3-AU | 18.24 |  |  | Pylontech | US5000-B | 4 | Ningbo Deye Inverter Technology Co. | SUN-12K-SG04LP3-AU | Pylontech | 2027-04-28
2024-11-29 | HBS16008 | Pylontech US5000-B (x5) w/ Ningbo Deye Inverter Technology Co. SUN-12K-SG04LP3-AU | 22.8 |  |  | Pylontech | US5000-B | 5 | Ningbo Deye Inverter Technology Co. | SUN-12K-SG04LP3-AU | Pylontech | 2027-04-28
2024-11-29 | HBS16009 | Pylontech US5000-B (x6) w/ Ningbo Deye Inverter Technology Co. SUN-12K-SG04LP3-AU | 27.36 |  |  | Pylontech | US5000-B | 6 | Ningbo Deye Inverter Technology Co. | SUN-12K-SG04LP3-AU | Pylontech | 2027-04-28
2024-11-29 | HBS16010 | Pylontech US5000-B (x7) w/ Ningbo Deye Inverter Technology Co. SUN-12K-SG04LP3-AU | 31.92 |  |  | Pylontech | US5000-B | 7 | Ningbo Deye Inverter Technology Co. | SUN-12K-SG04LP3-AU | Pylontech | 2027-04-28
2024-11-29 | HBS16011 | Pylontech US5000-B (x8) w/ Ningbo Deye Inverter Technology Co. SUN-12K-SG04LP3-AU | 36.48 |  |  | Pylontech | US5000-B | 8 | Ningbo Deye Inverter Technology Co. | SUN-12K-SG04LP3-AU | Pylontech | 2027-04-28
2024-11-29 | HBS16012 | Pylontech US5000-B (x9) w/ Ningbo Deye Inverter Technology Co. SUN-12K-SG04LP3-AU | 41.04 |  |  | Pylontech | US5000-B | 9 | Ningbo Deye Inverter Technology Co. | SUN-12K-SG04LP3-AU | Pylontech | 2027-04-28
2024-11-29 | HBS16013 | Pylontech US5000-B (x10) w/ Ningbo Deye Inverter Technology Co. SUN-12K-SG04LP3-AU | 45.6 |  |  | Pylontech | US5000-B | 10 | Ningbo Deye Inverter Technology Co. | SUN-12K-SG04LP3-AU | Pylontech | 2027-04-28
2024-11-29 | HBS16014 | Pylontech US5000-B (x11) w/ Ningbo Deye Inverter Technology Co. SUN-12K-SG04LP3-AU | 50.16 |  |  | Pylontech | US5000-B | 11 | Ningbo Deye Inverter Technology Co. | SUN-12K-SG04LP3-AU | Pylontech | 2027-04-28
2024-11-29 | HBS16015 | Pylontech US5000-B (x12) w/ Ningbo Deye Inverter Technology Co. SUN-12K-SG04LP3-AU | 54.72 |  |  | Pylontech | US5000-B | 12 | Ningbo Deye Inverter Technology Co. | SUN-12K-SG04LP3-AU | Pylontech | 2027-04-28
2024-11-29 | HBS16016 | Pylontech US5000-B (x13) w/ Ningbo Deye Inverter Technology Co. SUN-12K-SG04LP3-AU | 59.28 |  |  | Pylontech | US5000-B | 13 | Ningbo Deye Inverter Technology Co. | SUN-12K-SG04LP3-AU | Pylontech | 2027-04-28
2024-11-29 | HBS16017 | Pylontech US5000-B (x14) w/ Ningbo Deye Inverter Technology Co. SUN-12K-SG04LP3-AU | 63.84 |  |  | Pylontech | US5000-B | 14 | Ningbo Deye Inverter Technology Co. | SUN-12K-SG04LP3-AU | Pylontech | 2027-04-28
2025-01-15 | HBS16018 | Smart Lifestyle SLA-BESS-S1-I3.8B10 (x2) | 9.2 | Smart Lifestyle | SLA-BESS-S1-I3.8B10 |  | SLA-ESS-S1-10kWh | 6 |  | SLA-HB-S1-3.8kW1P | Smart Lifestyle | 2027-08-09
2025-01-15 | HBS16019 | Smart Lifestyle SLA-BESS-S1-I3.8B15 (x3) | 13.77 | Smart Lifestyle | SLA-BESS-S1-I3.8B15 |  | SLA-ESS-S1-15kWh | 6 |  | SLA-HB-S1-3.8kW1P | Smart Lifestyle | 2027-08-09
2025-01-15 | HBS16020 | Smart Lifestyle SLA-BESS-S1-I3.8B20 (x4) | 18.36 | Smart Lifestyle | SLA-BESS-S1-I3.8B20 |  | SLA-ESS-S1-20kWh | 6 |  | SLA-HB-S1-3.8kW1P | Smart Lifestyle | 2027-08-09
2025-01-15 | HBS16021 | Smart Lifestyle SLA-BESS-S1-I3.8B30 (x6) | 27.54 | Smart Lifestyle | SLA-BESS-S1-I3.8B30 |  | SLA-ESS-S1-30kWh | 6 |  | SLA-HB-S1-3.8kW1P | Smart Lifestyle | 2027-08-09
2025-01-15 | HBS16022 | Smart Lifestyle SLA-BESS-S1-I5B10 (x2) | 9.2 | Smart Lifestyle | SLA-BESS-S1-I5B10 |  | SLA-ESS-S1-10kWh | 6 |  | SLA-HB-S1-5kW1P | Smart Lifestyle | 2027-08-09
2025-01-15 | HBS16023 | Smart Lifestyle SLA-BESS-S1-I5B15 (x3) | 13.77 | Smart Lifestyle | SLA-BESS-S1-I5B15 |  | SLA-ESS-S1-15kWh | 6 |  | SLA-HB-S1-5kW1P | Smart Lifestyle | 2027-08-09
2025-01-15 | HBS16024 | Smart Lifestyle SLA-BESS-S1-I5B20 (x4) | 18.36 | Smart Lifestyle | SLA-BESS-S1-I5B20 |  | SLA-ESS-S1-20kWh | 6 |  | SLA-HB-S1-5kW1P | Smart Lifestyle | 2027-08-09
2025-01-15 | HBS16025 | Smart Lifestyle SLA-BESS-S1-I5B30 (x6) | 27.54 | Smart Lifestyle | SLA-BESS-S1-I5B30 |  | SLA-ESS-S1-30kWh | 6 |  | SLA-HB-S1-5kW1P | Smart Lifestyle | 2027-08-09
2025-01-15 | HBS16026 | Smart Lifestyle SLA-BESS-S1-I6B10 (x2) | 9.2 | Smart Lifestyle | SLA-BESS-S1-I6B10 |  | SLA-ESS-S1-10kWh | 6 |  | SLA-HB-S1-6kW1P | Smart Lifestyle | 2027-08-09
2025-01-15 | HBS16027 | Smart Lifestyle SLA-BESS-S1-I6B15 (x3) | 13.77 | Smart Lifestyle | SLA-BESS-S1-I6B15 |  | SLA-ESS-S1-15kWh | 6 |  | SLA-HB-S1-6kW1P | Smart Lifestyle | 2027-08-09
2025-01-15 | HBS16028 | Smart Lifestyle SLA-BESS-S1-I6B20 (x4) | 18.36 | Smart Lifestyle | SLA-BESS-S1-I6B20 |  | SLA-ESS-S1-20kWh | 6 |  | SLA-HB-S1-6kW1P | Smart Lifestyle | 2027-08-09
2025-01-15 | HBS16029 | Smart Lifestyle SLA-BESS-S1-I6B30 (x6) | 27.54 | Smart Lifestyle | SLA-BESS-S1-I6B30 |  | SLA-ESS-S1-30kWh | 6 |  | SLA-HB-S1-6kW1P | Smart Lifestyle | 2027-08-09
2025-01-20 | HBS16030 | Shenzhen Growatt New Energy Co Ltd ALP10.0L-E1 (x1) w/ Shenzhen Growatt New Energy Co Ltd SPH 3600TL-HUB Eastron SDM120CT | 9.2 |  |  | Shenzhen Growatt New Energy Co Ltd | ALP10.0L-E1 | 6 | Shenzhen Growatt New Energy Co Ltd | SPH 3600TL-HUB | Growatt | 2027-11-27
2025-01-20 | HBS16031 | Shenzhen Growatt New Energy Co Ltd ALP15.0L-E1 (x1) w/ Shenzhen Growatt New Energy Co Ltd SPH 3600TL-HUB Eastron SDM120CT | 13.8 |  |  | Shenzhen Growatt New Energy Co Ltd | ALP15.0L-E1 | 6 | Shenzhen Growatt New Energy Co Ltd | SPH 3600TL-HUB | Growatt | 2027-11-27
2025-01-20 | HBS16032 | Shenzhen Growatt New Energy Co Ltd ALP20.0L-E1 (x1) w/ Shenzhen Growatt New Energy Co Ltd SPH 3600TL-HUB Eastron SDM120CT | 18.4 |  |  | Shenzhen Growatt New Energy Co Ltd | ALP20.0L-E1 | 6 | Shenzhen Growatt New Energy Co Ltd | SPH 3600TL-HUB | Growatt | 2027-11-27
2025-01-20 | HBS16033 | Shenzhen Growatt New Energy Co Ltd ALP25.0L-E1 (x1) w/ Shenzhen Growatt New Energy Co Ltd SPH 3600TL-HUB Eastron SDM120CT | 23 |  |  | Shenzhen Growatt New Energy Co Ltd | ALP25.0L-E1 | 6 | Shenzhen Growatt New Energy Co Ltd | SPH 3600TL-HUB | Growatt | 2027-11-27
2025-01-20 | HBS16034 | Shenzhen Growatt New Energy Co Ltd ALP30.0L-E1 (x1) w/ Shenzhen Growatt New Energy Co Ltd SPH 3600TL-HUB Eastron SDM120CT | 27.6 |  |  | Shenzhen Growatt New Energy Co Ltd | ALP30.0L-E1 | 6 | Shenzhen Growatt New Energy Co Ltd | SPH 3600TL-HUB | Growatt | 2027-11-27
2025-01-20 | HBS16035 | Shenzhen Growatt New Energy Co Ltd ALP35.0L-E1 (x1) w/ Shenzhen Growatt New Energy Co Ltd SPH 3600TL-HUB Eastron SDM120CT | 32.2 |  |  | Shenzhen Growatt New Energy Co Ltd | ALP35.0L-E1 | 6 | Shenzhen Growatt New Energy Co Ltd | SPH 3600TL-HUB | Growatt | 2027-11-27
2025-01-20 | HBS16036 | Shenzhen Growatt New Energy Co Ltd ALP40.0L-E1 (x1) w/ Shenzhen Growatt New Energy Co Ltd SPH 3600TL-HUB Eastron SDM120CT | 36.8 |  |  | Shenzhen Growatt New Energy Co Ltd | ALP40.0L-E1 | 6 | Shenzhen Growatt New Energy Co Ltd | SPH 3600TL-HUB | Growatt | 2027-11-27
2025-01-20 | HBS16037 | Shenzhen Growatt New Energy Co Ltd ALP10.0L-E1 (x1) w/ Shenzhen Growatt New Energy Co Ltd SPH 4000TL-HUB Eastron SDM120CT | 9.2 |  |  | Shenzhen Growatt New Energy Co Ltd | ALP10.0L-E1 | 6 | Shenzhen Growatt New Energy Co Ltd | SPH 4000TL-HUB | Growatt | 2027-11-27
2025-01-20 | HBS16038 | Shenzhen Growatt New Energy Co Ltd ALP15.0L-E1 (x1) w/ Shenzhen Growatt New Energy Co Ltd SPH 4000TL-HUB Eastron SDM120CT | 13.8 |  |  | Shenzhen Growatt New Energy Co Ltd | ALP15.0L-E1 | 6 | Shenzhen Growatt New Energy Co Ltd | SPH 4000TL-HUB | Growatt | 2027-11-27
2025-01-20 | HBS16039 | Shenzhen Growatt New Energy Co Ltd ALP20.0L-E1 (x1) w/ Shenzhen Growatt New Energy Co Ltd SPH 4000TL-HUB Eastron SDM120CT | 18.4 |  |  | Shenzhen Growatt New Energy Co Ltd | ALP20.0L-E1 | 6 | Shenzhen Growatt New Energy Co Ltd | SPH 4000TL-HUB | Growatt | 2027-11-27
2025-01-20 | HBS16040 | Shenzhen Growatt New Energy Co Ltd ALP25.0L-E1 (x1) w/ Shenzhen Growatt New Energy Co Ltd SPH 4000TL-HUB Eastron SDM120CT | 23 |  |  | Shenzhen Growatt New Energy Co Ltd | ALP25.0L-E1 | 6 | Shenzhen Growatt New Energy Co Ltd | SPH 4000TL-HUB | Growatt | 2027-11-27
2025-01-20 | HBS16041 | Shenzhen Growatt New Energy Co Ltd ALP30.0L-E1 (x1) w/ Shenzhen Growatt New Energy Co Ltd SPH 4000TL-HUB Eastron SDM120CT | 27.6 |  |  | Shenzhen Growatt New Energy Co Ltd | ALP30.0L-E1 | 6 | Shenzhen Growatt New Energy Co Ltd | SPH 4000TL-HUB | Growatt | 2027-11-27
2025-01-20 | HBS16042 | Shenzhen Growatt New Energy Co Ltd ALP35.0L-E1 (x1) w/ Shenzhen Growatt New Energy Co Ltd SPH 4000TL-HUB Eastron SDM120CT | 32.2 |  |  | Shenzhen Growatt New Energy Co Ltd | ALP35.0L-E1 | 6 | Shenzhen Growatt New Energy Co Ltd | SPH 4000TL-HUB | Growatt | 2027-11-27
2025-01-20 | HBS16043 | Shenzhen Growatt New Energy Co Ltd ALP40.0L-E1 (x1) w/ Shenzhen Growatt New Energy Co Ltd SPH 4000TL-HUB Eastron SDM120CT | 36.8 |  |  | Shenzhen Growatt New Energy Co Ltd | ALP40.0L-E1 | 6 | Shenzhen Growatt New Energy Co Ltd | SPH 4000TL-HUB | Growatt | 2027-11-27
2025-01-20 | HBS16044 | Shenzhen Growatt New Energy Co Ltd ALP10.0L-E1 (x1) w/ Shenzhen Growatt New Energy Co Ltd SPH 4600TL-HUB Eastron SDM120CT | 9.2 |  |  | Shenzhen Growatt New Energy Co Ltd | ALP10.0L-E1 | 6 | Shenzhen Growatt New Energy Co Ltd | SPH 4600TL-HUB | Growatt | 2027-11-27
2025-01-20 | HBS16045 | Shenzhen Growatt New Energy Co Ltd ALP15.0L-E1 (x1) w/ Shenzhen Growatt New Energy Co Ltd SPH 4600TL-HUB Eastron SDM120CT | 13.8 |  |  | Shenzhen Growatt New Energy Co Ltd | ALP15.0L-E1 | 6 | Shenzhen Growatt New Energy Co Ltd | SPH 4600TL-HUB | Growatt | 2027-11-27
2025-01-20 | HBS16046 | Shenzhen Growatt New Energy Co Ltd ALP20.0L-E1 (x1) w/ Shenzhen Growatt New Energy Co Ltd SPH 4600TL-HUB Eastron SDM120CT | 18.4 |  |  | Shenzhen Growatt New Energy Co Ltd | ALP20.0L-E1 | 6 | Shenzhen Growatt New Energy Co Ltd | SPH 4600TL-HUB | Growatt | 2027-11-27
2025-01-20 | HBS16047 | Shenzhen Growatt New Energy Co Ltd ALP25.0L-E1 (x1) w/ Shenzhen Growatt New Energy Co Ltd SPH 4600TL-HUB Eastron SDM120CT | 23 |  |  | Shenzhen Growatt New Energy Co Ltd | ALP25.0L-E1 | 6 | Shenzhen Growatt New Energy Co Ltd | SPH 4600TL-HUB | Growatt | 2027-11-27
2025-01-20 | HBS16048 | Shenzhen Growatt New Energy Co Ltd ALP30.0L-E1 (x1) w/ Shenzhen Growatt New Energy Co Ltd SPH 4600TL-HUB Eastron SDM120CT | 27.6 |  |  | Shenzhen Growatt New Energy Co Ltd | ALP30.0L-E1 | 6 | Shenzhen Growatt New Energy Co Ltd | SPH 4600TL-HUB | Growatt | 2027-11-27
2025-01-20 | HBS16049 | Shenzhen Growatt New Energy Co Ltd ALP35.0L-E1 (x1) w/ Shenzhen Growatt New Energy Co Ltd SPH 4600TL-HUB Eastron SDM120CT | 32.2 |  |  | Shenzhen Growatt New Energy Co Ltd | ALP35.0L-E1 | 6 | Shenzhen Growatt New Energy Co Ltd | SPH 4600TL-HUB | Growatt | 2027-11-27
2025-01-20 | HBS16050 | Shenzhen Growatt New Energy Co Ltd ALP40.0L-E1 (x1) w/ Shenzhen Growatt New Energy Co Ltd SPH 4600TL-HUB Eastron SDM120CT | 36.8 |  |  | Shenzhen Growatt New Energy Co Ltd | ALP40.0L-E1 | 6 | Shenzhen Growatt New Energy Co Ltd | SPH 4600TL-HUB | Growatt | 2027-11-27
2025-01-20 | HBS16051 | Shenzhen Growatt New Energy Co Ltd ALP10.0L-E1 (x1) w/ Shenzhen Growatt New Energy Co Ltd SPH 5000TL-HUB Eastron SDM120CT | 9.2 |  |  | Shenzhen Growatt New Energy Co Ltd | ALP10.0L-E1 | 6 | Shenzhen Growatt New Energy Co Ltd | SPH 5000TL-HUB | Growatt | 2027-11-27
2025-01-20 | HBS16052 | Shenzhen Growatt New Energy Co Ltd ALP15.0L-E1 (x1) w/ Shenzhen Growatt New Energy Co Ltd SPH 5000TL-HUB Eastron SDM120CT | 13.8 |  |  | Shenzhen Growatt New Energy Co Ltd | ALP15.0L-E1 | 6 | Shenzhen Growatt New Energy Co Ltd | SPH 5000TL-HUB | Growatt | 2027-11-27
2025-01-20 | HBS16053 | Shenzhen Growatt New Energy Co Ltd ALP20.0L-E1 (x1) w/ Shenzhen Growatt New Energy Co Ltd SPH 5000TL-HUB Eastron SDM120CT | 18.4 |  |  | Shenzhen Growatt New Energy Co Ltd | ALP20.0L-E1 | 6 | Shenzhen Growatt New Energy Co Ltd | SPH 5000TL-HUB | Growatt | 2027-11-27
2025-01-20 | HBS16054 | Shenzhen Growatt New Energy Co Ltd ALP25.0L-E1 (x1) w/ Shenzhen Growatt New Energy Co Ltd SPH 5000TL-HUB Eastron SDM120CT | 23 |  |  | Shenzhen Growatt New Energy Co Ltd | ALP25.0L-E1 | 6 | Shenzhen Growatt New Energy Co Ltd | SPH 5000TL-HUB | Growatt | 2027-11-27
2025-01-20 | HBS16055 | Shenzhen Growatt New Energy Co Ltd ALP30.0L-E1 (x1) w/ Shenzhen Growatt New Energy Co Ltd SPH 5000TL-HUB Eastron SDM120CT | 27.6 |  |  | Shenzhen Growatt New Energy Co Ltd | ALP30.0L-E1 | 6 | Shenzhen Growatt New Energy Co Ltd | SPH 5000TL-HUB | Growatt | 2027-11-27
2025-01-20 | HBS16056 | Shenzhen Growatt New Energy Co Ltd ALP35.0L-E1 (x1) w/ Shenzhen Growatt New Energy Co Ltd SPH 5000TL-HUB Eastron SDM120CT | 32.2 |  |  | Shenzhen Growatt New Energy Co Ltd | ALP35.0L-E1 | 6 | Shenzhen Growatt New Energy Co Ltd | SPH 5000TL-HUB | Growatt | 2027-11-27
2025-01-20 | HBS16057 | Shenzhen Growatt New Energy Co Ltd ALP40.0L-E1 (x1) w/ Shenzhen Growatt New Energy Co Ltd SPH 5000TL-HUB Eastron SDM120CT | 36.8 |  |  | Shenzhen Growatt New Energy Co Ltd | ALP40.0L-E1 | 6 | Shenzhen Growatt New Energy Co Ltd | SPH 5000TL-HUB | Growatt | 2027-11-27
2025-01-20 | HBS16058 | Shenzhen Growatt New Energy Co Ltd ALP10.0L-E1 (x1) w/ Shenzhen Growatt New Energy Co Ltd SPH 6000TL-HUB Eastron SDM120CT | 9.2 |  |  | Shenzhen Growatt New Energy Co Ltd | ALP10.0L-E1 | 6 | Shenzhen Growatt New Energy Co Ltd | SPH 6000TL-HUB | Growatt | 2027-11-27
2025-01-20 | HBS16059 | Shenzhen Growatt New Energy Co Ltd ALP15.0L-E1 (x1) w/ Shenzhen Growatt New Energy Co Ltd SPH 6000TL-HUB Eastron SDM120CT | 13.8 |  |  | Shenzhen Growatt New Energy Co Ltd | ALP15.0L-E1 | 6 | Shenzhen Growatt New Energy Co Ltd | SPH 6000TL-HUB | Growatt | 2027-11-27
2025-01-20 | HBS16060 | Shenzhen Growatt New Energy Co Ltd ALP20.0L-E1 (x1) w/ Shenzhen Growatt New Energy Co Ltd SPH 6000TL-HUB Eastron SDM120CT | 18.4 |  |  | Shenzhen Growatt New Energy Co Ltd | ALP20.0L-E1 | 6 | Shenzhen Growatt New Energy Co Ltd | SPH 6000TL-HUB | Growatt | 2027-11-27
2025-01-20 | HBS16061 | Shenzhen Growatt New Energy Co Ltd ALP25.0L-E1 (x1) w/ Shenzhen Growatt New Energy Co Ltd SPH 6000TL-HUB Eastron SDM120CT | 23 |  |  | Shenzhen Growatt New Energy Co Ltd | ALP25.0L-E1 | 6 | Shenzhen Growatt New Energy Co Ltd | SPH 6000TL-HUB | Growatt | 2027-11-27
2025-01-20 | HBS16062 | Shenzhen Growatt New Energy Co Ltd ALP30.0L-E1 (x1) w/ Shenzhen Growatt New Energy Co Ltd SPH 6000TL-HUB Eastron SDM120CT | 27.6 |  |  | Shenzhen Growatt New Energy Co Ltd | ALP30.0L-E1 | 6 | Shenzhen Growatt New Energy Co Ltd | SPH 6000TL-HUB | Growatt | 2027-11-27
2025-01-20 | HBS16063 | Shenzhen Growatt New Energy Co Ltd ALP35.0L-E1 (x1) w/ Shenzhen Growatt New Energy Co Ltd SPH 6000TL-HUB Eastron SDM120CT | 32.2 |  |  | Shenzhen Growatt New Energy Co Ltd | ALP35.0L-E1 | 6 | Shenzhen Growatt New Energy Co Ltd | SPH 6000TL-HUB | Growatt | 2027-11-27
2025-01-20 | HBS16064 | Shenzhen Growatt New Energy Co Ltd ALP40.0L-E1 (x1) w/ Shenzhen Growatt New Energy Co Ltd SPH 6000TL-HUB Eastron SDM120CT | 36.8 |  |  | Shenzhen Growatt New Energy Co Ltd | ALP40.0L-E1 | 6 | Shenzhen Growatt New Energy Co Ltd | SPH 6000TL-HUB | Growatt | 2027-11-27
2025-01-20 | HBS16065 | Shenzhen Growatt New Energy Co Ltd ALP10.0L-E1 (x1) w/ Shenzhen Growatt New Energy Co Ltd SPH 3600TL-HU Eastron SDM120CT | 9.2 |  |  | Shenzhen Growatt New Energy Co Ltd | ALP10.0L-E1 | 6 | Shenzhen Growatt New Energy Co Ltd | SPH 3600TL-HU | Growatt | 2027-11-27
2025-01-20 | HBS16066 | Shenzhen Growatt New Energy Co Ltd ALP15.0L-E1 (x1) w/ Shenzhen Growatt New Energy Co Ltd SPH 3600TL-HU Eastron SDM120CT | 13.8 |  |  | Shenzhen Growatt New Energy Co Ltd | ALP15.0L-E1 | 6 | Shenzhen Growatt New Energy Co Ltd | SPH 3600TL-HU | Growatt | 2027-11-27
2025-01-20 | HBS16067 | Shenzhen Growatt New Energy Co Ltd ALP20.0L-E1 (x1) w/ Shenzhen Growatt New Energy Co Ltd SPH 3600TL-HU Eastron SDM120CT | 18.4 |  |  | Shenzhen Growatt New Energy Co Ltd | ALP20.0L-E1 | 6 | Shenzhen Growatt New Energy Co Ltd | SPH 3600TL-HU | Growatt | 2027-11-27
2025-01-20 | HBS16068 | Shenzhen Growatt New Energy Co Ltd ALP25.0L-E1 (x1) w/ Shenzhen Growatt New Energy Co Ltd SPH 3600TL-HU Eastron SDM120CT | 23 |  |  | Shenzhen Growatt New Energy Co Ltd | ALP25.0L-E1 | 6 | Shenzhen Growatt New Energy Co Ltd | SPH 3600TL-HU | Growatt | 2027-11-27
2025-01-20 | HBS16069 | Shenzhen Growatt New Energy Co Ltd ALP30.0L-E1 (x1) w/ Shenzhen Growatt New Energy Co Ltd SPH 3600TL-HU Eastron SDM120CT | 27.6 |  |  | Shenzhen Growatt New Energy Co Ltd | ALP30.0L-E1 | 6 | Shenzhen Growatt New Energy Co Ltd | SPH 3600TL-HU | Growatt | 2027-11-27
2025-01-20 | HBS16070 | Shenzhen Growatt New Energy Co Ltd ALP35.0L-E1 (x1) w/ Shenzhen Growatt New Energy Co Ltd SPH 3600TL-HU Eastron SDM120CT | 32.2 |  |  | Shenzhen Growatt New Energy Co Ltd | ALP35.0L-E1 | 6 | Shenzhen Growatt New Energy Co Ltd | SPH 3600TL-HU | Growatt | 2027-11-27
2025-01-20 | HBS16071 | Shenzhen Growatt New Energy Co Ltd ALP40.0L-E1 (x1) w/ Shenzhen Growatt New Energy Co Ltd SPH 3600TL-HU Eastron SDM120CT | 36.8 |  |  | Shenzhen Growatt New Energy Co Ltd | ALP40.0L-E1 | 6 | Shenzhen Growatt New Energy Co Ltd | SPH 3600TL-HU | Growatt | 2027-11-27
2025-01-20 | HBS16072 | Shenzhen Growatt New Energy Co Ltd ALP10.0L-E1 (x1) w/ Shenzhen Growatt New Energy Co Ltd SPH 4000TL-HU Eastron SDM120CT | 9.2 |  |  | Shenzhen Growatt New Energy Co Ltd | ALP10.0L-E1 | 6 | Shenzhen Growatt New Energy Co Ltd | SPH 4000TL-HU | Growatt | 2027-11-27
2025-01-20 | HBS16073 | Shenzhen Growatt New Energy Co Ltd ALP15.0L-E1 (x1) w/ Shenzhen Growatt New Energy Co Ltd SPH 4000TL-HU Eastron SDM120CT | 13.8 |  |  | Shenzhen Growatt New Energy Co Ltd | ALP15.0L-E1 | 6 | Shenzhen Growatt New Energy Co Ltd | SPH 4000TL-HU | Growatt | 2027-11-27
2025-01-20 | HBS16074 | Shenzhen Growatt New Energy Co Ltd ALP20.0L-E1 (x1) w/ Shenzhen Growatt New Energy Co Ltd SPH 4000TL-HU Eastron SDM120CT | 18.4 |  |  | Shenzhen Growatt New Energy Co Ltd | ALP20.0L-E1 | 6 | Shenzhen Growatt New Energy Co Ltd | SPH 4000TL-HU | Growatt | 2027-11-27
2025-01-20 | HBS16075 | Shenzhen Growatt New Energy Co Ltd ALP25.0L-E1 (x1) w/ Shenzhen Growatt New Energy Co Ltd SPH 4000TL-HU Eastron SDM120CT | 23 |  |  | Shenzhen Growatt New Energy Co Ltd | ALP25.0L-E1 | 6 | Shenzhen Growatt New Energy Co Ltd | SPH 4000TL-HU | Growatt | 2027-11-27
2025-01-20 | HBS16076 | Shenzhen Growatt New Energy Co Ltd ALP30.0L-E1 (x1) w/ Shenzhen Growatt New Energy Co Ltd SPH 4000TL-HU Eastron SDM120CT | 27.6 |  |  | Shenzhen Growatt New Energy Co Ltd | ALP30.0L-E1 | 6 | Shenzhen Growatt New Energy Co Ltd | SPH 4000TL-HU | Growatt | 2027-11-27
2025-01-20 | HBS16077 | Shenzhen Growatt New Energy Co Ltd ALP35.0L-E1 (x1) w/ Shenzhen Growatt New Energy Co Ltd SPH 4000TL-HU Eastron SDM120CT | 32.2 |  |  | Shenzhen Growatt New Energy Co Ltd | ALP35.0L-E1 | 6 | Shenzhen Growatt New Energy Co Ltd | SPH 4000TL-HU | Growatt | 2027-11-27
2025-01-20 | HBS16078 | Shenzhen Growatt New Energy Co Ltd ALP40.0L-E1 (x1) w/ Shenzhen Growatt New Energy Co Ltd SPH 4000TL-HU Eastron SDM120CT | 36.8 |  |  | Shenzhen Growatt New Energy Co Ltd | ALP40.0L-E1 | 6 | Shenzhen Growatt New Energy Co Ltd | SPH 4000TL-HU | Growatt | 2027-11-27
2025-01-20 | HBS16079 | Shenzhen Growatt New Energy Co Ltd ALP10.0L-E1 (x1) w/ Shenzhen Growatt New Energy Co Ltd SPH 4600TL-HU Eastron SDM120CT | 9.2 |  |  | Shenzhen Growatt New Energy Co Ltd | ALP10.0L-E1 | 6 | Shenzhen Growatt New Energy Co Ltd | SPH 4600TL-HU | Growatt | 2027-11-27
2025-01-20 | HBS16080 | Shenzhen Growatt New Energy Co Ltd ALP15.0L-E1 (x1) w/ Shenzhen Growatt New Energy Co Ltd SPH 4600TL-HU Eastron SDM120CT | 13.8 |  |  | Shenzhen Growatt New Energy Co Ltd | ALP15.0L-E1 | 6 | Shenzhen Growatt New Energy Co Ltd | SPH 4600TL-HU | Growatt | 2027-11-27
2025-01-20 | HBS16081 | Shenzhen Growatt New Energy Co Ltd ALP20.0L-E1 (x1) w/ Shenzhen Growatt New Energy Co Ltd SPH 4600TL-HU Eastron SDM120CT | 18.4 |  |  | Shenzhen Growatt New Energy Co Ltd | ALP20.0L-E1 | 6 | Shenzhen Growatt New Energy Co Ltd | SPH 4600TL-HU | Growatt | 2027-11-27
2025-01-20 | HBS16082 | Shenzhen Growatt New Energy Co Ltd ALP25.0L-E1 (x1) w/ Shenzhen Growatt New Energy Co Ltd SPH 4600TL-HU Eastron SDM120CT | 23 |  |  | Shenzhen Growatt New Energy Co Ltd | ALP25.0L-E1 | 6 | Shenzhen Growatt New Energy Co Ltd | SPH 4600TL-HU | Growatt | 2027-11-27
2025-01-20 | HBS16083 | Shenzhen Growatt New Energy Co Ltd ALP30.0L-E1 (x1) w/ Shenzhen Growatt New Energy Co Ltd SPH 4600TL-HU Eastron SDM120CT | 27.6 |  |  | Shenzhen Growatt New Energy Co Ltd | ALP30.0L-E1 | 6 | Shenzhen Growatt New Energy Co Ltd | SPH 4600TL-HU | Growatt | 2027-11-27
2025-01-20 | HBS16084 | Shenzhen Growatt New Energy Co Ltd ALP35.0L-E1 (x1) w/ Shenzhen Growatt New Energy Co Ltd SPH 4600TL-HU Eastron SDM120CT | 32.2 |  |  | Shenzhen Growatt New Energy Co Ltd | ALP35.0L-E1 | 6 | Shenzhen Growatt New Energy Co Ltd | SPH 4600TL-HU | Growatt | 2027-11-27
2025-01-20 | HBS16085 | Shenzhen Growatt New Energy Co Ltd ALP40.0L-E1 (x1) w/ Shenzhen Growatt New Energy Co Ltd SPH 4600TL-HU Eastron SDM120CT | 36.8 |  |  | Shenzhen Growatt New Energy Co Ltd | ALP40.0L-E1 | 6 | Shenzhen Growatt New Energy Co Ltd | SPH 4600TL-HU | Growatt | 2027-11-27
2025-01-20 | HBS16086 | Shenzhen Growatt New Energy Co Ltd ALP10.0L-E1 (x1) w/ Shenzhen Growatt New Energy Co Ltd SPH 5000TL-HU Eastron SDM120CT | 9.2 |  |  | Shenzhen Growatt New Energy Co Ltd | ALP10.0L-E1 | 6 | Shenzhen Growatt New Energy Co Ltd | SPH 5000TL-HU | Growatt | 2027-11-27
2025-01-20 | HBS16087 | Shenzhen Growatt New Energy Co Ltd ALP15.0L-E1 (x1) w/ Shenzhen Growatt New Energy Co Ltd SPH 5000TL-HU Eastron SDM120CT | 13.8 |  |  | Shenzhen Growatt New Energy Co Ltd | ALP15.0L-E1 | 6 | Shenzhen Growatt New Energy Co Ltd | SPH 5000TL-HU | Growatt | 2027-11-27
2025-01-20 | HBS16088 | Shenzhen Growatt New Energy Co Ltd ALP20.0L-E1 (x1) w/ Shenzhen Growatt New Energy Co Ltd SPH 5000TL-HU Eastron SDM120CT | 18.4 |  |  | Shenzhen Growatt New Energy Co Ltd | ALP20.0L-E1 | 6 | Shenzhen Growatt New Energy Co Ltd | SPH 5000TL-HU | Growatt | 2027-11-27
2025-01-20 | HBS16089 | Shenzhen Growatt New Energy Co Ltd ALP25.0L-E1 (x1) w/ Shenzhen Growatt New Energy Co Ltd SPH 5000TL-HU Eastron SDM120CT | 23 |  |  | Shenzhen Growatt New Energy Co Ltd | ALP25.0L-E1 | 6 | Shenzhen Growatt New Energy Co Ltd | SPH 5000TL-HU | Growatt | 2027-11-27
2025-01-20 | HBS16090 | Shenzhen Growatt New Energy Co Ltd ALP30.0L-E1 (x1) w/ Shenzhen Growatt New Energy Co Ltd SPH 5000TL-HU Eastron SDM120CT | 27.6 |  |  | Shenzhen Growatt New Energy Co Ltd | ALP30.0L-E1 | 6 | Shenzhen Growatt New Energy Co Ltd | SPH 5000TL-HU | Growatt | 2027-11-27
2025-01-20 | HBS16091 | Shenzhen Growatt New Energy Co Ltd ALP35.0L-E1 (x1) w/ Shenzhen Growatt New Energy Co Ltd SPH 5000TL-HU Eastron SDM120CT | 32.2 |  |  | Shenzhen Growatt New Energy Co Ltd | ALP35.0L-E1 | 6 | Shenzhen Growatt New Energy Co Ltd | SPH 5000TL-HU | Growatt | 2027-11-27
2025-01-20 | HBS16092 | Shenzhen Growatt New Energy Co Ltd ALP40.0L-E1 (x1) w/ Shenzhen Growatt New Energy Co Ltd SPH 5000TL-HU Eastron SDM120CT | 36.8 |  |  | Shenzhen Growatt New Energy Co Ltd | ALP40.0L-E1 | 6 | Shenzhen Growatt New Energy Co Ltd | SPH 5000TL-HU | Growatt | 2027-11-27
2025-01-20 | HBS16093 | Shenzhen Growatt New Energy Co Ltd ALP10.0L-E1 (x1) w/ Shenzhen Growatt New Energy Co Ltd SPH 6000TL-HU Eastron SDM120CT | 9.2 |  |  | Shenzhen Growatt New Energy Co Ltd | ALP10.0L-E1 | 6 | Shenzhen Growatt New Energy Co Ltd | SPH 6000TL-HU | Growatt | 2027-11-27
2025-01-20 | HBS16094 | Shenzhen Growatt New Energy Co Ltd ALP15.0L-E1 (x1) w/ Shenzhen Growatt New Energy Co Ltd SPH 6000TL-HU Eastron SDM120CT | 13.8 |  |  | Shenzhen Growatt New Energy Co Ltd | ALP15.0L-E1 | 6 | Shenzhen Growatt New Energy Co Ltd | SPH 6000TL-HU | Growatt | 2027-11-27
2025-01-20 | HBS16095 | Shenzhen Growatt New Energy Co Ltd ALP20.0L-E1 (x1) w/ Shenzhen Growatt New Energy Co Ltd SPH 6000TL-HU Eastron SDM120CT | 18.4 |  |  | Shenzhen Growatt New Energy Co Ltd | ALP20.0L-E1 | 6 | Shenzhen Growatt New Energy Co Ltd | SPH 6000TL-HU | Growatt | 2027-11-27
2025-01-20 | HBS16096 | Shenzhen Growatt New Energy Co Ltd ALP25.0L-E1 (x1) w/ Shenzhen Growatt New Energy Co Ltd SPH 6000TL-HU Eastron SDM120CT | 23 |  |  | Shenzhen Growatt New Energy Co Ltd | ALP25.0L-E1 | 6 | Shenzhen Growatt New Energy Co Ltd | SPH 6000TL-HU | Growatt | 2027-11-27
2025-01-20 | HBS16097 | Shenzhen Growatt New Energy Co Ltd ALP30.0L-E1 (x1) w/ Shenzhen Growatt New Energy Co Ltd SPH 6000TL-HU Eastron SDM120CT | 27.6 |  |  | Shenzhen Growatt New Energy Co Ltd | ALP30.0L-E1 | 6 | Shenzhen Growatt New Energy Co Ltd | SPH 6000TL-HU | Growatt | 2027-11-27
2025-01-20 | HBS16098 | Shenzhen Growatt New Energy Co Ltd ALP35.0L-E1 (x1) w/ Shenzhen Growatt New Energy Co Ltd SPH 6000TL-HU Eastron SDM120CT | 32.2 |  |  | Shenzhen Growatt New Energy Co Ltd | ALP35.0L-E1 | 6 | Shenzhen Growatt New Energy Co Ltd | SPH 6000TL-HU | Growatt | 2027-11-27
2025-01-20 | HBS16099 | Shenzhen Growatt New Energy Co Ltd ALP40.0L-E1 (x1) w/ Shenzhen Growatt New Energy Co Ltd SPH 6000TL-HU Eastron SDM120CT | 36.8 |  |  | Shenzhen Growatt New Energy Co Ltd | ALP40.0L-E1 | 6 | Shenzhen Growatt New Energy Co Ltd | SPH 6000TL-HU | Growatt | 2027-11-27
2025-01-20 | HBS16100 | Shenzhen Growatt New Energy Co Ltd ALP10.0L-E1 (x1) w/ Shenzhen Growatt New Energy Co Ltd SPA 3600TL-AUB Eastron SDM120CT | 9.2 |  |  | Shenzhen Growatt New Energy Co Ltd | ALP10.0L-E1 | 6 | Shenzhen Growatt New Energy Co Ltd | SPA 3600TL-AUB | Growatt | 2027-11-27
2025-01-20 | HBS16101 | Shenzhen Growatt New Energy Co Ltd ALP15.0L-E1 (x1) w/ Shenzhen Growatt New Energy Co Ltd SPA 3600TL-AUB Eastron SDM120CT | 13.8 |  |  | Shenzhen Growatt New Energy Co Ltd | ALP15.0L-E1 | 6 | Shenzhen Growatt New Energy Co Ltd | SPA 3600TL-AUB | Growatt | 2027-11-27
2025-01-20 | HBS16102 | Shenzhen Growatt New Energy Co Ltd ALP20.0L-E1 (x1) w/ Shenzhen Growatt New Energy Co Ltd SPA 3600TL-AUB Eastron SDM120CT | 18.4 |  |  | Shenzhen Growatt New Energy Co Ltd | ALP20.0L-E1 | 6 | Shenzhen Growatt New Energy Co Ltd | SPA 3600TL-AUB | Growatt | 2027-11-27
2025-01-20 | HBS16103 | Shenzhen Growatt New Energy Co Ltd ALP25.0L-E1 (x1) w/ Shenzhen Growatt New Energy Co Ltd SPA 3600TL-AUB Eastron SDM120CT | 23 |  |  | Shenzhen Growatt New Energy Co Ltd | ALP25.0L-E1 | 6 | Shenzhen Growatt New Energy Co Ltd | SPA 3600TL-AUB | Growatt | 2027-11-27
2025-01-20 | HBS16104 | Shenzhen Growatt New Energy Co Ltd ALP30.0L-E1 (x1) w/ Shenzhen Growatt New Energy Co Ltd SPA 3600TL-AUB Eastron SDM120CT | 27.6 |  |  | Shenzhen Growatt New Energy Co Ltd | ALP30.0L-E1 | 6 | Shenzhen Growatt New Energy Co Ltd | SPA 3600TL-AUB | Growatt | 2027-11-27
2025-01-20 | HBS16105 | Shenzhen Growatt New Energy Co Ltd ALP35.0L-E1 (x1) w/ Shenzhen Growatt New Energy Co Ltd SPA 3600TL-AUB Eastron SDM120CT | 32.2 |  |  | Shenzhen Growatt New Energy Co Ltd | ALP35.0L-E1 | 6 | Shenzhen Growatt New Energy Co Ltd | SPA 3600TL-AUB | Growatt | 2027-11-27
2025-01-20 | HBS16106 | Shenzhen Growatt New Energy Co Ltd ALP40.0L-E1 (x1) w/ Shenzhen Growatt New Energy Co Ltd SPA 3600TL-AUB Eastron SDM120CT | 36.8 |  |  | Shenzhen Growatt New Energy Co Ltd | ALP40.0L-E1 | 6 | Shenzhen Growatt New Energy Co Ltd | SPA 3600TL-AUB | Growatt | 2027-11-27
2025-01-20 | HBS16107 | Shenzhen Growatt New Energy Co Ltd ALP10.0L-E1 (x1) w/ Shenzhen Growatt New Energy Co Ltd SPA 4000TL-AUB Eastron SDM120CT | 9.2 |  |  | Shenzhen Growatt New Energy Co Ltd | ALP10.0L-E1 | 6 | Shenzhen Growatt New Energy Co Ltd | SPA 4000TL-AUB | Growatt | 2027-11-27
2025-01-20 | HBS16108 | Shenzhen Growatt New Energy Co Ltd ALP15.0L-E1 (x1) w/ Shenzhen Growatt New Energy Co Ltd SPA 4000TL-AUB Eastron SDM120CT | 13.8 |  |  | Shenzhen Growatt New Energy Co Ltd | ALP15.0L-E1 | 6 | Shenzhen Growatt New Energy Co Ltd | SPA 4000TL-AUB | Growatt | 2027-11-27
2025-01-20 | HBS16109 | Shenzhen Growatt New Energy Co Ltd ALP20.0L-E1 (x1) w/ Shenzhen Growatt New Energy Co Ltd SPA 4000TL-AUB Eastron SDM120CT | 18.4 |  |  | Shenzhen Growatt New Energy Co Ltd | ALP20.0L-E1 | 6 | Shenzhen Growatt New Energy Co Ltd | SPA 4000TL-AUB | Growatt | 2027-11-27
2025-01-20 | HBS16110 | Shenzhen Growatt New Energy Co Ltd ALP25.0L-E1 (x1) w/ Shenzhen Growatt New Energy Co Ltd SPA 4000TL-AUB Eastron SDM120CT | 23 |  |  | Shenzhen Growatt New Energy Co Ltd | ALP25.0L-E1 | 6 | Shenzhen Growatt New Energy Co Ltd | SPA 4000TL-AUB | Growatt | 2027-11-27
2025-01-20 | HBS16111 | Shenzhen Growatt New Energy Co Ltd ALP30.0L-E1 (x1) w/ Shenzhen Growatt New Energy Co Ltd SPA 4000TL-AUB Eastron SDM120CT | 27.6 |  |  | Shenzhen Growatt New Energy Co Ltd | ALP30.0L-E1 | 6 | Shenzhen Growatt New Energy Co Ltd | SPA 4000TL-AUB | Growatt | 2027-11-27
2025-01-20 | HBS16112 | Shenzhen Growatt New Energy Co Ltd ALP35.0L-E1 (x1) w/ Shenzhen Growatt New Energy Co Ltd SPA 4000TL-AUB Eastron SDM120CT | 32.2 |  |  | Shenzhen Growatt New Energy Co Ltd | ALP35.0L-E1 | 6 | Shenzhen Growatt New Energy Co Ltd | SPA 4000TL-AUB | Growatt | 2027-11-27
2025-01-20 | HBS16113 | Shenzhen Growatt New Energy Co Ltd ALP40.0L-E1 (x1) w/ Shenzhen Growatt New Energy Co Ltd SPA 4000TL-AUB Eastron SDM120CT | 36.8 |  |  | Shenzhen Growatt New Energy Co Ltd | ALP40.0L-E1 | 6 | Shenzhen Growatt New Energy Co Ltd | SPA 4000TL-AUB | Growatt | 2027-11-27
2025-01-20 | HBS16114 | Shenzhen Growatt New Energy Co Ltd ALP10.0L-E1 (x1) w/ Shenzhen Growatt New Energy Co Ltd SPA 4600TL-AUB Eastron SDM120CT | 9.2 |  |  | Shenzhen Growatt New Energy Co Ltd | ALP10.0L-E1 | 6 | Shenzhen Growatt New Energy Co Ltd | SPA 4600TL-AUB | Growatt | 2027-11-27
2025-01-20 | HBS16115 | Shenzhen Growatt New Energy Co Ltd ALP15.0L-E1 (x1) w/ Shenzhen Growatt New Energy Co Ltd SPA 4600TL-AUB Eastron SDM120CT | 13.8 |  |  | Shenzhen Growatt New Energy Co Ltd | ALP15.0L-E1 | 6 | Shenzhen Growatt New Energy Co Ltd | SPA 4600TL-AUB | Growatt | 2027-11-27
2025-01-20 | HBS16116 | Shenzhen Growatt New Energy Co Ltd ALP20.0L-E1 (x1) w/ Shenzhen Growatt New Energy Co Ltd SPA 4600TL-AUB Eastron SDM120CT | 18.4 |  |  | Shenzhen Growatt New Energy Co Ltd | ALP20.0L-E1 | 6 | Shenzhen Growatt New Energy Co Ltd | SPA 4600TL-AUB | Growatt | 2027-11-27
2025-01-20 | HBS16117 | Shenzhen Growatt New Energy Co Ltd ALP25.0L-E1 (x1) w/ Shenzhen Growatt New Energy Co Ltd SPA 4600TL-AUB Eastron SDM120CT | 23 |  |  | Shenzhen Growatt New Energy Co Ltd | ALP25.0L-E1 | 6 | Shenzhen Growatt New Energy Co Ltd | SPA 4600TL-AUB | Growatt | 2027-11-27
2025-01-20 | HBS16118 | Shenzhen Growatt New Energy Co Ltd ALP30.0L-E1 (x1) w/ Shenzhen Growatt New Energy Co Ltd SPA 4600TL-AUB Eastron SDM120CT | 27.6 |  |  | Shenzhen Growatt New Energy Co Ltd | ALP30.0L-E1 | 6 | Shenzhen Growatt New Energy Co Ltd | SPA 4600TL-AUB | Growatt | 2027-11-27
2025-01-20 | HBS16119 | Shenzhen Growatt New Energy Co Ltd ALP35.0L-E1 (x1) w/ Shenzhen Growatt New Energy Co Ltd SPA 4600TL-AUB Eastron SDM120CT | 32.2 |  |  | Shenzhen Growatt New Energy Co Ltd | ALP35.0L-E1 | 6 | Shenzhen Growatt New Energy Co Ltd | SPA 4600TL-AUB | Growatt | 2027-11-27
2025-01-20 | HBS16120 | Shenzhen Growatt New Energy Co Ltd ALP40.0L-E1 (x1) w/ Shenzhen Growatt New Energy Co Ltd SPA 4600TL-AUB Eastron SDM120CT | 36.8 |  |  | Shenzhen Growatt New Energy Co Ltd | ALP40.0L-E1 | 6 | Shenzhen Growatt New Energy Co Ltd | SPA 4600TL-AUB | Growatt | 2027-11-27
2025-01-20 | HBS16121 | Shenzhen Growatt New Energy Co Ltd ALP10.0L-E1 (x1) w/ Shenzhen Growatt New Energy Co Ltd SPA 5000TL-AUB Eastron SDM120CT | 9.2 |  |  | Shenzhen Growatt New Energy Co Ltd | ALP10.0L-E1 | 6 | Shenzhen Growatt New Energy Co Ltd | SPA 5000TL-AUB | Growatt | 2027-11-27
2025-01-20 | HBS16122 | Shenzhen Growatt New Energy Co Ltd ALP15.0L-E1 (x1) w/ Shenzhen Growatt New Energy Co Ltd SPA 5000TL-AUB Eastron SDM120CT | 13.8 |  |  | Shenzhen Growatt New Energy Co Ltd | ALP15.0L-E1 | 6 | Shenzhen Growatt New Energy Co Ltd | SPA 5000TL-AUB | Growatt | 2027-11-27
2025-01-20 | HBS16123 | Shenzhen Growatt New Energy Co Ltd ALP20.0L-E1 (x1) w/ Shenzhen Growatt New Energy Co Ltd SPA 5000TL-AUB Eastron SDM120CT | 18.4 |  |  | Shenzhen Growatt New Energy Co Ltd | ALP20.0L-E1 | 6 | Shenzhen Growatt New Energy Co Ltd | SPA 5000TL-AUB | Growatt | 2027-11-27
2025-01-20 | HBS16124 | Shenzhen Growatt New Energy Co Ltd ALP25.0L-E1 (x1) w/ Shenzhen Growatt New Energy Co Ltd SPA 5000TL-AUB Eastron SDM120CT | 23 |  |  | Shenzhen Growatt New Energy Co Ltd | ALP25.0L-E1 | 6 | Shenzhen Growatt New Energy Co Ltd | SPA 5000TL-AUB | Growatt | 2027-11-27
2025-01-20 | HBS16125 | Shenzhen Growatt New Energy Co Ltd ALP30.0L-E1 (x1) w/ Shenzhen Growatt New Energy Co Ltd SPA 5000TL-AUB Eastron SDM120CT | 27.6 |  |  | Shenzhen Growatt New Energy Co Ltd | ALP30.0L-E1 | 6 | Shenzhen Growatt New Energy Co Ltd | SPA 5000TL-AUB | Growatt | 2027-11-27
2025-01-20 | HBS16126 | Shenzhen Growatt New Energy Co Ltd ALP35.0L-E1 (x1) w/ Shenzhen Growatt New Energy Co Ltd SPA 5000TL-AUB Eastron SDM120CT | 32.2 |  |  | Shenzhen Growatt New Energy Co Ltd | ALP35.0L-E1 | 6 | Shenzhen Growatt New Energy Co Ltd | SPA 5000TL-AUB | Growatt | 2027-11-27
2025-01-20 | HBS16127 | Shenzhen Growatt New Energy Co Ltd ALP40.0L-E1 (x1) w/ Shenzhen Growatt New Energy Co Ltd SPA 5000TL-AUB Eastron SDM120CT | 36.8 |  |  | Shenzhen Growatt New Energy Co Ltd | ALP40.0L-E1 | 6 | Shenzhen Growatt New Energy Co Ltd | SPA 5000TL-AUB | Growatt | 2027-11-27
2025-01-20 | HBS16128 | Shenzhen Growatt New Energy Co Ltd ALP10.0L-E1 (x1) w/ Shenzhen Growatt New Energy Co Ltd SPA 6000TL-AUB Eastron SDM120CT | 9.2 |  |  | Shenzhen Growatt New Energy Co Ltd | ALP10.0L-E1 | 6 | Shenzhen Growatt New Energy Co Ltd | SPA 6000TL-AUB | Growatt | 2027-11-27
2025-01-20 | HBS16129 | Shenzhen Growatt New Energy Co Ltd ALP15.0L-E1 (x1) w/ Shenzhen Growatt New Energy Co Ltd SPA 6000TL-AUB Eastron SDM120CT | 13.8 |  |  | Shenzhen Growatt New Energy Co Ltd | ALP15.0L-E1 | 6 | Shenzhen Growatt New Energy Co Ltd | SPA 6000TL-AUB | Growatt | 2027-11-27
2025-01-20 | HBS16130 | Shenzhen Growatt New Energy Co Ltd ALP20.0L-E1 (x1) w/ Shenzhen Growatt New Energy Co Ltd SPA 6000TL-AUB Eastron SDM120CT | 18.4 |  |  | Shenzhen Growatt New Energy Co Ltd | ALP20.0L-E1 | 6 | Shenzhen Growatt New Energy Co Ltd | SPA 6000TL-AUB | Growatt | 2027-11-27
2025-01-20 | HBS16131 | Shenzhen Growatt New Energy Co Ltd ALP25.0L-E1 (x1) w/ Shenzhen Growatt New Energy Co Ltd SPA 6000TL-AUB Eastron SDM120CT | 23 |  |  | Shenzhen Growatt New Energy Co Ltd | ALP25.0L-E1 | 6 | Shenzhen Growatt New Energy Co Ltd | SPA 6000TL-AUB | Growatt | 2027-11-27
2025-01-20 | HBS16132 | Shenzhen Growatt New Energy Co Ltd ALP30.0L-E1 (x1) w/ Shenzhen Growatt New Energy Co Ltd SPA 6000TL-AUB Eastron SDM120CT | 27.6 |  |  | Shenzhen Growatt New Energy Co Ltd | ALP30.0L-E1 | 6 | Shenzhen Growatt New Energy Co Ltd | SPA 6000TL-AUB | Growatt | 2027-11-27
2025-01-20 | HBS16133 | Shenzhen Growatt New Energy Co Ltd ALP35.0L-E1 (x1) w/ Shenzhen Growatt New Energy Co Ltd SPA 6000TL-AUB Eastron SDM120CT | 32.2 |  |  | Shenzhen Growatt New Energy Co Ltd | ALP35.0L-E1 | 6 | Shenzhen Growatt New Energy Co Ltd | SPA 6000TL-AUB | Growatt | 2027-11-27
2025-01-20 | HBS16134 | Shenzhen Growatt New Energy Co Ltd ALP40.0L-E1 (x1) w/ Shenzhen Growatt New Energy Co Ltd SPA 6000TL-AUB Eastron SDM120CT | 36.8 |  |  | Shenzhen Growatt New Energy Co Ltd | ALP40.0L-E1 | 6 | Shenzhen Growatt New Energy Co Ltd | SPA 6000TL-AUB | Growatt | 2027-11-27
2025-01-20 | HBS16135 | Shenzhen Growatt New Energy Co Ltd ALP10.0L-E1 (x1) w/ Shenzhen Growatt New Energy Co Ltd SPA 3600TL-AU Eastron SDM120CT | 9.2 |  |  | Shenzhen Growatt New Energy Co Ltd | ALP10.0L-E1 | 6 | Shenzhen Growatt New Energy Co Ltd | SPA 3600TL-AU | Growatt | 2027-11-27
2025-01-20 | HBS16136 | Shenzhen Growatt New Energy Co Ltd ALP15.0L-E1 (x1) w/ Shenzhen Growatt New Energy Co Ltd SPA 3600TL-AU Eastron SDM120CT | 13.8 |  |  | Shenzhen Growatt New Energy Co Ltd | ALP15.0L-E1 | 6 | Shenzhen Growatt New Energy Co Ltd | SPA 3600TL-AU | Growatt | 2027-11-27
2025-01-20 | HBS16137 | Shenzhen Growatt New Energy Co Ltd ALP20.0L-E1 (x1) w/ Shenzhen Growatt New Energy Co Ltd SPA 3600TL-AU Eastron SDM120CT | 18.4 |  |  | Shenzhen Growatt New Energy Co Ltd | ALP20.0L-E1 | 6 | Shenzhen Growatt New Energy Co Ltd | SPA 3600TL-AU | Growatt | 2027-11-27
2025-01-20 | HBS16138 | Shenzhen Growatt New Energy Co Ltd ALP25.0L-E1 (x1) w/ Shenzhen Growatt New Energy Co Ltd SPA 3600TL-AU Eastron SDM120CT | 23 |  |  | Shenzhen Growatt New Energy Co Ltd | ALP25.0L-E1 | 6 | Shenzhen Growatt New Energy Co Ltd | SPA 3600TL-AU | Growatt | 2027-11-27
2025-01-20 | HBS16139 | Shenzhen Growatt New Energy Co Ltd ALP30.0L-E1 (x1) w/ Shenzhen Growatt New Energy Co Ltd SPA 3600TL-AU Eastron SDM120CT | 27.6 |  |  | Shenzhen Growatt New Energy Co Ltd | ALP30.0L-E1 | 6 | Shenzhen Growatt New Energy Co Ltd | SPA 3600TL-AU | Growatt | 2027-11-27
2025-01-20 | HBS16140 | Shenzhen Growatt New Energy Co Ltd ALP35.0L-E1 (x1) w/ Shenzhen Growatt New Energy Co Ltd SPA 3600TL-AU Eastron SDM120CT | 32.2 |  |  | Shenzhen Growatt New Energy Co Ltd | ALP35.0L-E1 | 6 | Shenzhen Growatt New Energy Co Ltd | SPA 3600TL-AU | Growatt | 2027-11-27
2025-01-20 | HBS16141 | Shenzhen Growatt New Energy Co Ltd ALP40.0L-E1 (x1) w/ Shenzhen Growatt New Energy Co Ltd SPA 3600TL-AU Eastron SDM120CT | 36.8 |  |  | Shenzhen Growatt New Energy Co Ltd | ALP40.0L-E1 | 6 | Shenzhen Growatt New Energy Co Ltd | SPA 3600TL-AU | Growatt | 2027-11-27
2025-01-20 | HBS16142 | Shenzhen Growatt New Energy Co Ltd ALP10.0L-E1 (x1) w/ Shenzhen Growatt New Energy Co Ltd SPA 4000TL-AU Eastron SDM120CT | 9.2 |  |  | Shenzhen Growatt New Energy Co Ltd | ALP10.0L-E1 | 6 | Shenzhen Growatt New Energy Co Ltd | SPA 4000TL-AU | Growatt | 2027-11-27
2025-01-20 | HBS16143 | Shenzhen Growatt New Energy Co Ltd ALP15.0L-E1 (x1) w/ Shenzhen Growatt New Energy Co Ltd SPA 4000TL-AU Eastron SDM120CT | 13.8 |  |  | Shenzhen Growatt New Energy Co Ltd | ALP15.0L-E1 | 6 | Shenzhen Growatt New Energy Co Ltd | SPA 4000TL-AU | Growatt | 2027-11-27
2025-01-20 | HBS16144 | Shenzhen Growatt New Energy Co Ltd ALP20.0L-E1 (x1) w/ Shenzhen Growatt New Energy Co Ltd SPA 4000TL-AU Eastron SDM120CT | 18.4 |  |  | Shenzhen Growatt New Energy Co Ltd | ALP20.0L-E1 | 6 | Shenzhen Growatt New Energy Co Ltd | SPA 4000TL-AU | Growatt | 2027-11-27
2025-01-20 | HBS16145 | Shenzhen Growatt New Energy Co Ltd ALP25.0L-E1 (x1) w/ Shenzhen Growatt New Energy Co Ltd SPA 4000TL-AU Eastron SDM120CT | 23 |  |  | Shenzhen Growatt New Energy Co Ltd | ALP25.0L-E1 | 6 | Shenzhen Growatt New Energy Co Ltd | SPA 4000TL-AU | Growatt | 2027-11-27
2025-01-20 | HBS16146 | Shenzhen Growatt New Energy Co Ltd ALP30.0L-E1 (x1) w/ Shenzhen Growatt New Energy Co Ltd SPA 4000TL-AU Eastron SDM120CT | 27.6 |  |  | Shenzhen Growatt New Energy Co Ltd | ALP30.0L-E1 | 6 | Shenzhen Growatt New Energy Co Ltd | SPA 4000TL-AU | Growatt | 2027-11-27
2025-01-20 | HBS16147 | Shenzhen Growatt New Energy Co Ltd ALP35.0L-E1 (x1) w/ Shenzhen Growatt New Energy Co Ltd SPA 4000TL-AU Eastron SDM120CT | 32.2 |  |  | Shenzhen Growatt New Energy Co Ltd | ALP35.0L-E1 | 6 | Shenzhen Growatt New Energy Co Ltd | SPA 4000TL-AU | Growatt | 2027-11-27
2025-01-20 | HBS16148 | Shenzhen Growatt New Energy Co Ltd ALP40.0L-E1 (x1) w/ Shenzhen Growatt New Energy Co Ltd SPA 4000TL-AU Eastron SDM120CT | 36.8 |  |  | Shenzhen Growatt New Energy Co Ltd | ALP40.0L-E1 | 6 | Shenzhen Growatt New Energy Co Ltd | SPA 4000TL-AU | Growatt | 2027-11-27
2025-01-20 | HBS16149 | Shenzhen Growatt New Energy Co Ltd ALP10.0L-E1 (x1) w/ Shenzhen Growatt New Energy Co Ltd SPA 4600TL-AU Eastron SDM120CT | 9.2 |  |  | Shenzhen Growatt New Energy Co Ltd | ALP10.0L-E1 | 6 | Shenzhen Growatt New Energy Co Ltd | SPA 4600TL-AU | Growatt | 2027-11-27
2025-01-20 | HBS16150 | Shenzhen Growatt New Energy Co Ltd ALP15.0L-E1 (x1) w/ Shenzhen Growatt New Energy Co Ltd SPA 4600TL-AU Eastron SDM120CT | 13.8 |  |  | Shenzhen Growatt New Energy Co Ltd | ALP15.0L-E1 | 6 | Shenzhen Growatt New Energy Co Ltd | SPA 4600TL-AU | Growatt | 2027-11-27
2025-01-20 | HBS16151 | Shenzhen Growatt New Energy Co Ltd ALP20.0L-E1 (x1) w/ Shenzhen Growatt New Energy Co Ltd SPA 4600TL-AU Eastron SDM120CT | 18.4 |  |  | Shenzhen Growatt New Energy Co Ltd | ALP20.0L-E1 | 6 | Shenzhen Growatt New Energy Co Ltd | SPA 4600TL-AU | Growatt | 2027-11-27
2025-01-20 | HBS16152 | Shenzhen Growatt New Energy Co Ltd ALP25.0L-E1 (x1) w/ Shenzhen Growatt New Energy Co Ltd SPA 4600TL-AU Eastron SDM120CT | 23 |  |  | Shenzhen Growatt New Energy Co Ltd | ALP25.0L-E1 | 6 | Shenzhen Growatt New Energy Co Ltd | SPA 4600TL-AU | Growatt | 2027-11-27
2025-01-20 | HBS16153 | Shenzhen Growatt New Energy Co Ltd ALP30.0L-E1 (x1) w/ Shenzhen Growatt New Energy Co Ltd SPA 4600TL-AU Eastron SDM120CT | 27.6 |  |  | Shenzhen Growatt New Energy Co Ltd | ALP30.0L-E1 | 6 | Shenzhen Growatt New Energy Co Ltd | SPA 4600TL-AU | Growatt | 2027-11-27
2025-01-20 | HBS16154 | Shenzhen Growatt New Energy Co Ltd ALP35.0L-E1 (x1) w/ Shenzhen Growatt New Energy Co Ltd SPA 4600TL-AU Eastron SDM120CT | 32.2 |  |  | Shenzhen Growatt New Energy Co Ltd | ALP35.0L-E1 | 6 | Shenzhen Growatt New Energy Co Ltd | SPA 4600TL-AU | Growatt | 2027-11-27
2025-01-20 | HBS16155 | Shenzhen Growatt New Energy Co Ltd ALP40.0L-E1 (x1) w/ Shenzhen Growatt New Energy Co Ltd SPA 4600TL-AU Eastron SDM120CT | 36.8 |  |  | Shenzhen Growatt New Energy Co Ltd | ALP40.0L-E1 | 6 | Shenzhen Growatt New Energy Co Ltd | SPA 4600TL-AU | Growatt | 2027-11-27
2025-01-20 | HBS16156 | Shenzhen Growatt New Energy Co Ltd ALP10.0L-E1 (x1) w/ Shenzhen Growatt New Energy Co Ltd SPA 5000TL-AU Eastron SDM120CT | 9.2 |  |  | Shenzhen Growatt New Energy Co Ltd | ALP10.0L-E1 | 6 | Shenzhen Growatt New Energy Co Ltd | SPA 5000TL-AU | Growatt | 2027-11-27
2025-01-20 | HBS16157 | Shenzhen Growatt New Energy Co Ltd ALP15.0L-E1 (x1) w/ Shenzhen Growatt New Energy Co Ltd SPA 5000TL-AU Eastron SDM120CT | 13.8 |  |  | Shenzhen Growatt New Energy Co Ltd | ALP15.0L-E1 | 6 | Shenzhen Growatt New Energy Co Ltd | SPA 5000TL-AU | Growatt | 2027-11-27
2025-01-20 | HBS16158 | Shenzhen Growatt New Energy Co Ltd ALP20.0L-E1 (x1) w/ Shenzhen Growatt New Energy Co Ltd SPA 5000TL-AU Eastron SDM120CT | 18.4 |  |  | Shenzhen Growatt New Energy Co Ltd | ALP20.0L-E1 | 6 | Shenzhen Growatt New Energy Co Ltd | SPA 5000TL-AU | Growatt | 2027-11-27
2025-01-20 | HBS16159 | Shenzhen Growatt New Energy Co Ltd ALP25.0L-E1 (x1) w/ Shenzhen Growatt New Energy Co Ltd SPA 5000TL-AU Eastron SDM120CT | 23 |  |  | Shenzhen Growatt New Energy Co Ltd | ALP25.0L-E1 | 6 | Shenzhen Growatt New Energy Co Ltd | SPA 5000TL-AU | Growatt | 2027-11-27
2025-01-20 | HBS16160 | Shenzhen Growatt New Energy Co Ltd ALP30.0L-E1 (x1) w/ Shenzhen Growatt New Energy Co Ltd SPA 5000TL-AU Eastron SDM120CT | 27.6 |  |  | Shenzhen Growatt New Energy Co Ltd | ALP30.0L-E1 | 6 | Shenzhen Growatt New Energy Co Ltd | SPA 5000TL-AU | Growatt | 2027-11-27
2025-01-20 | HBS16161 | Shenzhen Growatt New Energy Co Ltd ALP35.0L-E1 (x1) w/ Shenzhen Growatt New Energy Co Ltd SPA 5000TL-AU Eastron SDM120CT | 32.2 |  |  | Shenzhen Growatt New Energy Co Ltd | ALP35.0L-E1 | 6 | Shenzhen Growatt New Energy Co Ltd | SPA 5000TL-AU | Growatt | 2027-11-27
2025-01-20 | HBS16162 | Shenzhen Growatt New Energy Co Ltd ALP40.0L-E1 (x1) w/ Shenzhen Growatt New Energy Co Ltd SPA 5000TL-AU Eastron SDM120CT | 36.8 |  |  | Shenzhen Growatt New Energy Co Ltd | ALP40.0L-E1 | 6 | Shenzhen Growatt New Energy Co Ltd | SPA 5000TL-AU | Growatt | 2027-11-27
2025-01-20 | HBS16163 | Shenzhen Growatt New Energy Co Ltd ALP10.0L-E1 (x1) w/ Shenzhen Growatt New Energy Co Ltd SPA 6000TL-AU Eastron SDM120CT | 9.2 |  |  | Shenzhen Growatt New Energy Co Ltd | ALP10.0L-E1 | 6 | Shenzhen Growatt New Energy Co Ltd | SPA 6000TL-AU | Growatt | 2027-11-27
2025-01-20 | HBS16164 | Shenzhen Growatt New Energy Co Ltd ALP15.0L-E1 (x1) w/ Shenzhen Growatt New Energy Co Ltd SPA 6000TL-AU Eastron SDM120CT | 13.8 |  |  | Shenzhen Growatt New Energy Co Ltd | ALP15.0L-E1 | 6 | Shenzhen Growatt New Energy Co Ltd | SPA 6000TL-AU | Growatt | 2027-11-27
2025-01-20 | HBS16165 | Shenzhen Growatt New Energy Co Ltd ALP20.0L-E1 (x1) w/ Shenzhen Growatt New Energy Co Ltd SPA 6000TL-AU Eastron SDM120CT | 18.4 |  |  | Shenzhen Growatt New Energy Co Ltd | ALP20.0L-E1 | 6 | Shenzhen Growatt New Energy Co Ltd | SPA 6000TL-AU | Growatt | 2027-11-27
2025-01-20 | HBS16166 | Shenzhen Growatt New Energy Co Ltd ALP25.0L-E1 (x1) w/ Shenzhen Growatt New Energy Co Ltd SPA 6000TL-AU Eastron SDM120CT | 23 |  |  | Shenzhen Growatt New Energy Co Ltd | ALP25.0L-E1 | 6 | Shenzhen Growatt New Energy Co Ltd | SPA 6000TL-AU | Growatt | 2027-11-27
2025-01-20 | HBS16167 | Shenzhen Growatt New Energy Co Ltd ALP30.0L-E1 (x1) w/ Shenzhen Growatt New Energy Co Ltd SPA 6000TL-AU Eastron SDM120CT | 27.6 |  |  | Shenzhen Growatt New Energy Co Ltd | ALP30.0L-E1 | 6 | Shenzhen Growatt New Energy Co Ltd | SPA 6000TL-AU | Growatt | 2027-11-27
2025-01-20 | HBS16168 | Shenzhen Growatt New Energy Co Ltd ALP35.0L-E1 (x1) w/ Shenzhen Growatt New Energy Co Ltd SPA 6000TL-AU Eastron SDM120CT | 32.2 |  |  | Shenzhen Growatt New Energy Co Ltd | ALP35.0L-E1 | 6 | Shenzhen Growatt New Energy Co Ltd | SPA 6000TL-AU | Growatt | 2027-11-27
2025-01-20 | HBS16169 | Shenzhen Growatt New Energy Co Ltd ALP40.0L-E1 (x1) w/ Shenzhen Growatt New Energy Co Ltd SPA 6000TL-AU Eastron SDM120CT | 36.8 |  |  | Shenzhen Growatt New Energy Co Ltd | ALP40.0L-E1 | 6 | Shenzhen Growatt New Energy Co Ltd | SPA 6000TL-AU | Growatt | 2027-11-27
2025-01-20 | HBS16170 | Ningbo Deye Ess Technology Co Ltd RW-F10.2 (x1) w/ Noark Electrics (Shanghai) Co., Ltd. Ex9N-DH-5KS-AU (AS4777-2 2020) Eastron SDM120CT-M(40mA) | 9.2 |  |  | Ningbo Deye Ess Technology Co Ltd | RW-F10.2 | 6 | Noark Electrics (Shanghai) Co., Ltd. | Ex9N-DH-5KS-AU (AS4777-2 2020) | Ningbo Deye Ess Technology Co Ltd | 2026-11-08
2025-01-20 | HBS16171 | Ningbo Deye Ess Technology Co Ltd RW-F10.2 (x2) w/ Noark Electrics (Shanghai) Co., Ltd. Ex9N-DH-5KS-AU (AS4777-2 2020) Eastron SDM120CT-M(40mA) | 18.4 |  |  | Ningbo Deye Ess Technology Co Ltd | RW-F10.2 | 6 | Noark Electrics (Shanghai) Co., Ltd. | Ex9N-DH-5KS-AU (AS4777-2 2020) | Ningbo Deye Ess Technology Co Ltd | 2026-11-08
2025-01-20 | HBS16172 | Ningbo Deye Ess Technology Co Ltd RW-F10.2 (x3) w/ Noark Electrics (Shanghai) Co., Ltd. Ex9N-DH-5KS-AU (AS4777-2 2020) Eastron SDM120CT-M(40mA) | 27.6 |  |  | Ningbo Deye Ess Technology Co Ltd | RW-F10.2 | 6 | Noark Electrics (Shanghai) Co., Ltd. | Ex9N-DH-5KS-AU (AS4777-2 2020) | Ningbo Deye Ess Technology Co Ltd | 2026-11-08
2025-01-20 | HBS16173 | Ningbo Deye Ess Technology Co Ltd RW-F10.2 (x4) w/ Noark Electrics (Shanghai) Co., Ltd. Ex9N-DH-5KS-AU (AS4777-2 2020) Eastron SDM120CT-M(40mA) | 36.8 |  |  | Ningbo Deye Ess Technology Co Ltd | RW-F10.2 | 6 | Noark Electrics (Shanghai) Co., Ltd. | Ex9N-DH-5KS-AU (AS4777-2 2020) | Ningbo Deye Ess Technology Co Ltd | 2026-11-08
2025-01-20 | HBS16174 | Ningbo Deye Ess Technology Co Ltd RW-F10.2 (x5) w/ Noark Electrics (Shanghai) Co., Ltd. Ex9N-DH-5KS-AU (AS4777-2 2020) Eastron SDM120CT-M(40mA) | 46 |  |  | Ningbo Deye Ess Technology Co Ltd | RW-F10.2 | 6 | Noark Electrics (Shanghai) Co., Ltd. | Ex9N-DH-5KS-AU (AS4777-2 2020) | Ningbo Deye Ess Technology Co Ltd | 2026-11-08
2025-01-20 | HBS16175 | Ningbo Deye Ess Technology Co Ltd RW-F10.2 (x6) w/ Noark Electrics (Shanghai) Co., Ltd. Ex9N-DH-5KS-AU (AS4777-2 2020) Eastron SDM120CT-M(40mA) | 55.2 |  |  | Ningbo Deye Ess Technology Co Ltd | RW-F10.2 | 6 | Noark Electrics (Shanghai) Co., Ltd. | Ex9N-DH-5KS-AU (AS4777-2 2020) | Ningbo Deye Ess Technology Co Ltd | 2026-11-08
2025-01-20 | HBS16176 | Ningbo Deye Ess Technology Co Ltd RW-F10.2 (x7) w/ Noark Electrics (Shanghai) Co., Ltd. Ex9N-DH-5KS-AU (AS4777-2 2020) Eastron SDM120CT-M(40mA) | 64.4 |  |  | Ningbo Deye Ess Technology Co Ltd | RW-F10.2 | 6 | Noark Electrics (Shanghai) Co., Ltd. | Ex9N-DH-5KS-AU (AS4777-2 2020) | Ningbo Deye Ess Technology Co Ltd | 2026-11-08
2025-01-20 | HBS16177 | Ningbo Deye Ess Technology Co Ltd RW-F10.2 (x8) w/ Noark Electrics (Shanghai) Co., Ltd. Ex9N-DH-5KS-AU (AS4777-2 2020) Eastron SDM120CT-M(40mA) | 73.6 |  |  | Ningbo Deye Ess Technology Co Ltd | RW-F10.2 | 6 | Noark Electrics (Shanghai) Co., Ltd. | Ex9N-DH-5KS-AU (AS4777-2 2020) | Ningbo Deye Ess Technology Co Ltd | 2026-11-08
2025-01-20 | HBS16178 | Ningbo Deye Ess Technology Co Ltd RW-F10.2 (x9) w/ Noark Electrics (Shanghai) Co., Ltd. Ex9N-DH-5KS-AU (AS4777-2 2020) Eastron SDM120CT-M(40mA) | 82.8 |  |  | Ningbo Deye Ess Technology Co Ltd | RW-F10.2 | 6 | Noark Electrics (Shanghai) Co., Ltd. | Ex9N-DH-5KS-AU (AS4777-2 2020) | Ningbo Deye Ess Technology Co Ltd | 2026-11-08
2025-01-20 | HBS16179 | Ningbo Deye Ess Technology Co Ltd RW-F10.2 (x10) w/ Noark Electrics (Shanghai) Co., Ltd. Ex9N-DH-5KS-AU (AS4777-2 2020) Eastron SDM120CT-M(40mA) | 92 |  |  | Ningbo Deye Ess Technology Co Ltd | RW-F10.2 | 6 | Noark Electrics (Shanghai) Co., Ltd. | Ex9N-DH-5KS-AU (AS4777-2 2020) | Ningbo Deye Ess Technology Co Ltd | 2026-11-08
2025-01-20 | HBS16180 | Ningbo Deye Ess Technology Co Ltd RW-F10.2 (x11) w/ Noark Electrics (Shanghai) Co., Ltd. Ex9N-DH-5KS-AU (AS4777-2 2020) Eastron SDM120CT-M(40mA) | 101.2 |  |  | Ningbo Deye Ess Technology Co Ltd | RW-F10.2 | 6 | Noark Electrics (Shanghai) Co., Ltd. | Ex9N-DH-5KS-AU (AS4777-2 2020) | Ningbo Deye Ess Technology Co Ltd | 2026-11-08
2025-01-20 | HBS16181 | Ningbo Deye Ess Technology Co Ltd RW-F10.2 (x12) w/ Noark Electrics (Shanghai) Co., Ltd. Ex9N-DH-5KS-AU (AS4777-2 2020) Eastron SDM120CT-M(40mA) | 110.4 |  |  | Ningbo Deye Ess Technology Co Ltd | RW-F10.2 | 6 | Noark Electrics (Shanghai) Co., Ltd. | Ex9N-DH-5KS-AU (AS4777-2 2020) | Ningbo Deye Ess Technology Co Ltd | 2026-11-08
2025-01-20 | HBS16182 | Ningbo Deye Ess Technology Co Ltd RW-F10.2 (x13) w/ Noark Electrics (Shanghai) Co., Ltd. Ex9N-DH-5KS-AU (AS4777-2 2020) Eastron SDM120CT-M(40mA) | 119.6 |  |  | Ningbo Deye Ess Technology Co Ltd | RW-F10.2 | 6 | Noark Electrics (Shanghai) Co., Ltd. | Ex9N-DH-5KS-AU (AS4777-2 2020) | Ningbo Deye Ess Technology Co Ltd | 2026-11-08
2025-01-20 | HBS16183 | Ningbo Deye Ess Technology Co Ltd RW-F10.2 (x14) w/ Noark Electrics (Shanghai) Co., Ltd. Ex9N-DH-5KS-AU (AS4777-2 2020) Eastron SDM120CT-M(40mA) | 128.8 |  |  | Ningbo Deye Ess Technology Co Ltd | RW-F10.2 | 6 | Noark Electrics (Shanghai) Co., Ltd. | Ex9N-DH-5KS-AU (AS4777-2 2020) | Ningbo Deye Ess Technology Co Ltd | 2026-11-08
2025-01-20 | HBS16184 | Ningbo Deye Ess Technology Co Ltd RW-F10.2 (x15) w/ Noark Electrics (Shanghai) Co., Ltd. Ex9N-DH-5KS-AU (AS4777-2 2020) Eastron SDM120CT-M(40mA) | 138 |  |  | Ningbo Deye Ess Technology Co Ltd | RW-F10.2 | 6 | Noark Electrics (Shanghai) Co., Ltd. | Ex9N-DH-5KS-AU (AS4777-2 2020) | Ningbo Deye Ess Technology Co Ltd | 2026-11-08
2025-01-20 | HBS16185 | Ningbo Deye Ess Technology Co Ltd RW-F10.2 (x16) w/ Noark Electrics (Shanghai) Co., Ltd. Ex9N-DH-5KS-AU (AS4777-2 2020) Eastron SDM120CT-M(40mA) | 147.2 |  |  | Ningbo Deye Ess Technology Co Ltd | RW-F10.2 | 6 | Noark Electrics (Shanghai) Co., Ltd. | Ex9N-DH-5KS-AU (AS4777-2 2020) | Ningbo Deye Ess Technology Co Ltd | 2026-11-08
2025-01-20 | HBS16186 | Ningbo Deye Ess Technology Co Ltd RW-F10.2 (x17) w/ Noark Electrics (Shanghai) Co., Ltd. Ex9N-DH-5KS-AU (AS4777-2 2020) Eastron SDM120CT-M(40mA) | 156.4 |  |  | Ningbo Deye Ess Technology Co Ltd | RW-F10.2 | 6 | Noark Electrics (Shanghai) Co., Ltd. | Ex9N-DH-5KS-AU (AS4777-2 2020) | Ningbo Deye Ess Technology Co Ltd | 2026-11-08
2025-01-20 | HBS16187 | Ningbo Deye Ess Technology Co Ltd RW-F10.2 (x18) w/ Noark Electrics (Shanghai) Co., Ltd. Ex9N-DH-5KS-AU (AS4777-2 2020) Eastron SDM120CT-M(40mA) | 165.6 |  |  | Ningbo Deye Ess Technology Co Ltd | RW-F10.2 | 6 | Noark Electrics (Shanghai) Co., Ltd. | Ex9N-DH-5KS-AU (AS4777-2 2020) | Ningbo Deye Ess Technology Co Ltd | 2026-11-08
2025-01-20 | HBS16188 | Ningbo Deye Ess Technology Co Ltd RW-F10.2 (x19) w/ Noark Electrics (Shanghai) Co., Ltd. Ex9N-DH-5KS-AU (AS4777-2 2020) Eastron SDM120CT-M(40mA) | 174.8 |  |  | Ningbo Deye Ess Technology Co Ltd | RW-F10.2 | 6 | Noark Electrics (Shanghai) Co., Ltd. | Ex9N-DH-5KS-AU (AS4777-2 2020) | Ningbo Deye Ess Technology Co Ltd | 2026-11-08
2025-01-20 | HBS16189 | Ningbo Deye Ess Technology Co Ltd RW-F10.2 (x20) w/ Noark Electrics (Shanghai) Co., Ltd. Ex9N-DH-5KS-AU (AS4777-2 2020) Eastron SDM120CT-M(40mA) | 184 |  |  | Ningbo Deye Ess Technology Co Ltd | RW-F10.2 | 6 | Noark Electrics (Shanghai) Co., Ltd. | Ex9N-DH-5KS-AU (AS4777-2 2020) | Ningbo Deye Ess Technology Co Ltd | 2026-11-08
2025-01-20 | HBS16190 | Ningbo Deye Ess Technology Co Ltd RW-F10.2 (x21) w/ Noark Electrics (Shanghai) Co., Ltd. Ex9N-DH-5KS-AU (AS4777-2 2020) Eastron SDM120CT-M(40mA) | 193.2 |  |  | Ningbo Deye Ess Technology Co Ltd | RW-F10.2 | 6 | Noark Electrics (Shanghai) Co., Ltd. | Ex9N-DH-5KS-AU (AS4777-2 2020) | Ningbo Deye Ess Technology Co Ltd | 2026-11-08
2025-01-20 | HBS16191 | Ningbo Deye Ess Technology Co Ltd RW-F10.2 (x22) w/ Noark Electrics (Shanghai) Co., Ltd. Ex9N-DH-5KS-AU (AS4777-2 2020) Eastron SDM120CT-M(40mA) | 202.4 |  |  | Ningbo Deye Ess Technology Co Ltd | RW-F10.2 | 6 | Noark Electrics (Shanghai) Co., Ltd. | Ex9N-DH-5KS-AU (AS4777-2 2020) | Ningbo Deye Ess Technology Co Ltd | 2026-11-08
2025-01-20 | HBS16192 | Ningbo Deye Ess Technology Co Ltd RW-F10.2 (x23) w/ Noark Electrics (Shanghai) Co., Ltd. Ex9N-DH-5KS-AU (AS4777-2 2020) Eastron SDM120CT-M(40mA) | 211.6 |  |  | Ningbo Deye Ess Technology Co Ltd | RW-F10.2 | 6 | Noark Electrics (Shanghai) Co., Ltd. | Ex9N-DH-5KS-AU (AS4777-2 2020) | Ningbo Deye Ess Technology Co Ltd | 2026-11-08
2025-01-20 | HBS16193 | Ningbo Deye Ess Technology Co Ltd RW-F10.2 (x24) w/ Noark Electrics (Shanghai) Co., Ltd. Ex9N-DH-5KS-AU (AS4777-2 2020) Eastron SDM120CT-M(40mA) | 220.8 |  |  | Ningbo Deye Ess Technology Co Ltd | RW-F10.2 | 6 | Noark Electrics (Shanghai) Co., Ltd. | Ex9N-DH-5KS-AU (AS4777-2 2020) | Ningbo Deye Ess Technology Co Ltd | 2026-11-08
2025-01-20 | HBS16194 | Ningbo Deye Ess Technology Co Ltd RW-F10.2 (x25) w/ Noark Electrics (Shanghai) Co., Ltd. Ex9N-DH-5KS-AU (AS4777-2 2020) Eastron SDM120CT-M(40mA) | 230 |  |  | Ningbo Deye Ess Technology Co Ltd | RW-F10.2 | 6 | Noark Electrics (Shanghai) Co., Ltd. | Ex9N-DH-5KS-AU (AS4777-2 2020) | Ningbo Deye Ess Technology Co Ltd | 2026-11-08
2025-01-20 | HBS16195 | Ningbo Deye Ess Technology Co Ltd RW-F10.2 (x26) w/ Noark Electrics (Shanghai) Co., Ltd. Ex9N-DH-5KS-AU (AS4777-2 2020) Eastron SDM120CT-M(40mA) | 239.2 |  |  | Ningbo Deye Ess Technology Co Ltd | RW-F10.2 | 6 | Noark Electrics (Shanghai) Co., Ltd. | Ex9N-DH-5KS-AU (AS4777-2 2020) | Ningbo Deye Ess Technology Co Ltd | 2026-11-08
2025-01-20 | HBS16196 | Ningbo Deye Ess Technology Co Ltd RW-F10.2 (x27) w/ Noark Electrics (Shanghai) Co., Ltd. Ex9N-DH-5KS-AU (AS4777-2 2020) Eastron SDM120CT-M(40mA) | 248.4 |  |  | Ningbo Deye Ess Technology Co Ltd | RW-F10.2 | 6 | Noark Electrics (Shanghai) Co., Ltd. | Ex9N-DH-5KS-AU (AS4777-2 2020) | Ningbo Deye Ess Technology Co Ltd | 2026-11-08
2025-01-20 | HBS16197 | Ningbo Deye Ess Technology Co Ltd RW-F10.2 (x28) w/ Noark Electrics (Shanghai) Co., Ltd. Ex9N-DH-5KS-AU (AS4777-2 2020) Eastron SDM120CT-M(40mA) | 257.6 |  |  | Ningbo Deye Ess Technology Co Ltd | RW-F10.2 | 6 | Noark Electrics (Shanghai) Co., Ltd. | Ex9N-DH-5KS-AU (AS4777-2 2020) | Ningbo Deye Ess Technology Co Ltd | 2026-11-08
2025-01-20 | HBS16198 | Ningbo Deye Ess Technology Co Ltd RW-F10.2 (x29) w/ Noark Electrics (Shanghai) Co., Ltd. Ex9N-DH-5KS-AU (AS4777-2 2020) Eastron SDM120CT-M(40mA) | 266.8 |  |  | Ningbo Deye Ess Technology Co Ltd | RW-F10.2 | 6 | Noark Electrics (Shanghai) Co., Ltd. | Ex9N-DH-5KS-AU (AS4777-2 2020) | Ningbo Deye Ess Technology Co Ltd | 2026-11-08
2025-01-20 | HBS16199 | Ningbo Deye Ess Technology Co Ltd RW-F10.2 (x30) w/ Noark Electrics (Shanghai) Co., Ltd. Ex9N-DH-5KS-AU (AS4777-2 2020) Eastron SDM120CT-M(40mA) | 276 |  |  | Ningbo Deye Ess Technology Co Ltd | RW-F10.2 | 6 | Noark Electrics (Shanghai) Co., Ltd. | Ex9N-DH-5KS-AU (AS4777-2 2020) | Ningbo Deye Ess Technology Co Ltd | 2026-11-08
2025-01-20 | HBS16200 | Ningbo Deye Ess Technology Co Ltd RW-F10.2 (x31) w/ Noark Electrics (Shanghai) Co., Ltd. Ex9N-DH-5KS-AU (AS4777-2 2020) Eastron SDM120CT-M(40mA) | 285.2 |  |  | Ningbo Deye Ess Technology Co Ltd | RW-F10.2 | 6 | Noark Electrics (Shanghai) Co., Ltd. | Ex9N-DH-5KS-AU (AS4777-2 2020) | Ningbo Deye Ess Technology Co Ltd | 2026-11-08
2025-01-20 | HBS16201 | Ningbo Deye Ess Technology Co Ltd RW-F10.2 (x32) w/ Noark Electrics (Shanghai) Co., Ltd. Ex9N-DH-5KS-AU (AS4777-2 2020) Eastron SDM120CT-M(40mA) | 294.4 |  |  | Ningbo Deye Ess Technology Co Ltd | RW-F10.2 | 6 | Noark Electrics (Shanghai) Co., Ltd. | Ex9N-DH-5KS-AU (AS4777-2 2020) | Ningbo Deye Ess Technology Co Ltd | 2026-11-08
2025-01-20 | HBS16202 | Ningbo Deye Ess Technology Co Ltd RW-F10.2 (x1) w/ Noark Electrics (Shanghai) Co., Ltd. Ex9N-DH-6KS-AU (AS4777-2 2020) Eastron SDM120CT-M(40mA) | 9.2 |  |  | Ningbo Deye Ess Technology Co Ltd | RW-F10.2 | 6 | Noark Electrics (Shanghai) Co., Ltd. | Ex9N-DH-6KS-AU (AS4777-2 2020) | Ningbo Deye Ess Technology Co Ltd | 2026-11-08
2025-01-20 | HBS16203 | Ningbo Deye Ess Technology Co Ltd RW-F10.2 (x2) w/ Noark Electrics (Shanghai) Co., Ltd. Ex9N-DH-6KS-AU (AS4777-2 2020) Eastron SDM120CT-M(40mA) | 18.4 |  |  | Ningbo Deye Ess Technology Co Ltd | RW-F10.2 | 6 | Noark Electrics (Shanghai) Co., Ltd. | Ex9N-DH-6KS-AU (AS4777-2 2020) | Ningbo Deye Ess Technology Co Ltd | 2026-11-08
2025-01-20 | HBS16204 | Ningbo Deye Ess Technology Co Ltd RW-F10.2 (x3) w/ Noark Electrics (Shanghai) Co., Ltd. Ex9N-DH-6KS-AU (AS4777-2 2020) Eastron SDM120CT-M(40mA) | 27.6 |  |  | Ningbo Deye Ess Technology Co Ltd | RW-F10.2 | 6 | Noark Electrics (Shanghai) Co., Ltd. | Ex9N-DH-6KS-AU (AS4777-2 2020) | Ningbo Deye Ess Technology Co Ltd | 2026-11-08
2025-01-20 | HBS16205 | Ningbo Deye Ess Technology Co Ltd RW-F10.2 (x4) w/ Noark Electrics (Shanghai) Co., Ltd. Ex9N-DH-6KS-AU (AS4777-2 2020) Eastron SDM120CT-M(40mA) | 36.8 |  |  | Ningbo Deye Ess Technology Co Ltd | RW-F10.2 | 6 | Noark Electrics (Shanghai) Co., Ltd. | Ex9N-DH-6KS-AU (AS4777-2 2020) | Ningbo Deye Ess Technology Co Ltd | 2026-11-08
2025-01-20 | HBS16206 | Ningbo Deye Ess Technology Co Ltd RW-F10.2 (x5) w/ Noark Electrics (Shanghai) Co., Ltd. Ex9N-DH-6KS-AU (AS4777-2 2020) Eastron SDM120CT-M(40mA) | 46 |  |  | Ningbo Deye Ess Technology Co Ltd | RW-F10.2 | 6 | Noark Electrics (Shanghai) Co., Ltd. | Ex9N-DH-6KS-AU (AS4777-2 2020) | Ningbo Deye Ess Technology Co Ltd | 2026-11-08
2025-01-20 | HBS16207 | Ningbo Deye Ess Technology Co Ltd RW-F10.2 (x6) w/ Noark Electrics (Shanghai) Co., Ltd. Ex9N-DH-6KS-AU (AS4777-2 2020) Eastron SDM120CT-M(40mA) | 55.2 |  |  | Ningbo Deye Ess Technology Co Ltd | RW-F10.2 | 6 | Noark Electrics (Shanghai) Co., Ltd. | Ex9N-DH-6KS-AU (AS4777-2 2020) | Ningbo Deye Ess Technology Co Ltd | 2026-11-08
2025-01-20 | HBS16208 | Ningbo Deye Ess Technology Co Ltd RW-F10.2 (x7) w/ Noark Electrics (Shanghai) Co., Ltd. Ex9N-DH-6KS-AU (AS4777-2 2020) Eastron SDM120CT-M(40mA) | 64.4 |  |  | Ningbo Deye Ess Technology Co Ltd | RW-F10.2 | 6 | Noark Electrics (Shanghai) Co., Ltd. | Ex9N-DH-6KS-AU (AS4777-2 2020) | Ningbo Deye Ess Technology Co Ltd | 2026-11-08
2025-01-20 | HBS16209 | Ningbo Deye Ess Technology Co Ltd RW-F10.2 (x8) w/ Noark Electrics (Shanghai) Co., Ltd. Ex9N-DH-6KS-AU (AS4777-2 2020) Eastron SDM120CT-M(40mA) | 73.6 |  |  | Ningbo Deye Ess Technology Co Ltd | RW-F10.2 | 6 | Noark Electrics (Shanghai) Co., Ltd. | Ex9N-DH-6KS-AU (AS4777-2 2020) | Ningbo Deye Ess Technology Co Ltd | 2026-11-08
2025-01-20 | HBS16210 | Ningbo Deye Ess Technology Co Ltd RW-F10.2 (x9) w/ Noark Electrics (Shanghai) Co., Ltd. Ex9N-DH-6KS-AU (AS4777-2 2020) Eastron SDM120CT-M(40mA) | 82.8 |  |  | Ningbo Deye Ess Technology Co Ltd | RW-F10.2 | 6 | Noark Electrics (Shanghai) Co., Ltd. | Ex9N-DH-6KS-AU (AS4777-2 2020) | Ningbo Deye Ess Technology Co Ltd | 2026-11-08
2025-01-20 | HBS16211 | Ningbo Deye Ess Technology Co Ltd RW-F10.2 (x10) w/ Noark Electrics (Shanghai) Co., Ltd. Ex9N-DH-6KS-AU (AS4777-2 2020) Eastron SDM120CT-M(40mA) | 92 |  |  | Ningbo Deye Ess Technology Co Ltd | RW-F10.2 | 6 | Noark Electrics (Shanghai) Co., Ltd. | Ex9N-DH-6KS-AU (AS4777-2 2020) | Ningbo Deye Ess Technology Co Ltd | 2026-11-08
2025-01-20 | HBS16212 | Ningbo Deye Ess Technology Co Ltd RW-F10.2 (x11) w/ Noark Electrics (Shanghai) Co., Ltd. Ex9N-DH-6KS-AU (AS4777-2 2020) Eastron SDM120CT-M(40mA) | 101.2 |  |  | Ningbo Deye Ess Technology Co Ltd | RW-F10.2 | 6 | Noark Electrics (Shanghai) Co., Ltd. | Ex9N-DH-6KS-AU (AS4777-2 2020) | Ningbo Deye Ess Technology Co Ltd | 2026-11-08
2025-01-20 | HBS16213 | Ningbo Deye Ess Technology Co Ltd RW-F10.2 (x12) w/ Noark Electrics (Shanghai) Co., Ltd. Ex9N-DH-6KS-AU (AS4777-2 2020) Eastron SDM120CT-M(40mA) | 110.4 |  |  | Ningbo Deye Ess Technology Co Ltd | RW-F10.2 | 6 | Noark Electrics (Shanghai) Co., Ltd. | Ex9N-DH-6KS-AU (AS4777-2 2020) | Ningbo Deye Ess Technology Co Ltd | 2026-11-08
2025-01-20 | HBS16214 | Ningbo Deye Ess Technology Co Ltd RW-F10.2 (x13) w/ Noark Electrics (Shanghai) Co., Ltd. Ex9N-DH-6KS-AU (AS4777-2 2020) Eastron SDM120CT-M(40mA) | 119.6 |  |  | Ningbo Deye Ess Technology Co Ltd | RW-F10.2 | 6 | Noark Electrics (Shanghai) Co., Ltd. | Ex9N-DH-6KS-AU (AS4777-2 2020) | Ningbo Deye Ess Technology Co Ltd | 2026-11-08
2025-01-20 | HBS16215 | Ningbo Deye Ess Technology Co Ltd RW-F10.2 (x14) w/ Noark Electrics (Shanghai) Co., Ltd. Ex9N-DH-6KS-AU (AS4777-2 2020) Eastron SDM120CT-M(40mA) | 128.8 |  |  | Ningbo Deye Ess Technology Co Ltd | RW-F10.2 | 6 | Noark Electrics (Shanghai) Co., Ltd. | Ex9N-DH-6KS-AU (AS4777-2 2020) | Ningbo Deye Ess Technology Co Ltd | 2026-11-08
2025-01-20 | HBS16216 | Ningbo Deye Ess Technology Co Ltd RW-F10.2 (x15) w/ Noark Electrics (Shanghai) Co., Ltd. Ex9N-DH-6KS-AU (AS4777-2 2020) Eastron SDM120CT-M(40mA) | 138 |  |  | Ningbo Deye Ess Technology Co Ltd | RW-F10.2 | 6 | Noark Electrics (Shanghai) Co., Ltd. | Ex9N-DH-6KS-AU (AS4777-2 2020) | Ningbo Deye Ess Technology Co Ltd | 2026-11-08
2025-01-20 | HBS16217 | Ningbo Deye Ess Technology Co Ltd RW-F10.2 (x16) w/ Noark Electrics (Shanghai) Co., Ltd. Ex9N-DH-6KS-AU (AS4777-2 2020) Eastron SDM120CT-M(40mA) | 147.2 |  |  | Ningbo Deye Ess Technology Co Ltd | RW-F10.2 | 6 | Noark Electrics (Shanghai) Co., Ltd. | Ex9N-DH-6KS-AU (AS4777-2 2020) | Ningbo Deye Ess Technology Co Ltd | 2026-11-08
2025-01-20 | HBS16218 | Ningbo Deye Ess Technology Co Ltd RW-F10.2 (x17) w/ Noark Electrics (Shanghai) Co., Ltd. Ex9N-DH-6KS-AU (AS4777-2 2020) Eastron SDM120CT-M(40mA) | 156.4 |  |  | Ningbo Deye Ess Technology Co Ltd | RW-F10.2 | 6 | Noark Electrics (Shanghai) Co., Ltd. | Ex9N-DH-6KS-AU (AS4777-2 2020) | Ningbo Deye Ess Technology Co Ltd | 2026-11-08
2025-01-20 | HBS16219 | Ningbo Deye Ess Technology Co Ltd RW-F10.2 (x18) w/ Noark Electrics (Shanghai) Co., Ltd. Ex9N-DH-6KS-AU (AS4777-2 2020) Eastron SDM120CT-M(40mA) | 165.6 |  |  | Ningbo Deye Ess Technology Co Ltd | RW-F10.2 | 6 | Noark Electrics (Shanghai) Co., Ltd. | Ex9N-DH-6KS-AU (AS4777-2 2020) | Ningbo Deye Ess Technology Co Ltd | 2026-11-08
2025-01-20 | HBS16220 | Ningbo Deye Ess Technology Co Ltd RW-F10.2 (x19) w/ Noark Electrics (Shanghai) Co., Ltd. Ex9N-DH-6KS-AU (AS4777-2 2020) Eastron SDM120CT-M(40mA) | 174.8 |  |  | Ningbo Deye Ess Technology Co Ltd | RW-F10.2 | 6 | Noark Electrics (Shanghai) Co., Ltd. | Ex9N-DH-6KS-AU (AS4777-2 2020) | Ningbo Deye Ess Technology Co Ltd | 2026-11-08
2025-01-20 | HBS16221 | Ningbo Deye Ess Technology Co Ltd RW-F10.2 (x20) w/ Noark Electrics (Shanghai) Co., Ltd. Ex9N-DH-6KS-AU (AS4777-2 2020) Eastron SDM120CT-M(40mA) | 184 |  |  | Ningbo Deye Ess Technology Co Ltd | RW-F10.2 | 6 | Noark Electrics (Shanghai) Co., Ltd. | Ex9N-DH-6KS-AU (AS4777-2 2020) | Ningbo Deye Ess Technology Co Ltd | 2026-11-08
2025-01-20 | HBS16222 | Ningbo Deye Ess Technology Co Ltd RW-F10.2 (x21) w/ Noark Electrics (Shanghai) Co., Ltd. Ex9N-DH-6KS-AU (AS4777-2 2020) Eastron SDM120CT-M(40mA) | 193.2 |  |  | Ningbo Deye Ess Technology Co Ltd | RW-F10.2 | 6 | Noark Electrics (Shanghai) Co., Ltd. | Ex9N-DH-6KS-AU (AS4777-2 2020) | Ningbo Deye Ess Technology Co Ltd | 2026-11-08
2025-01-20 | HBS16223 | Ningbo Deye Ess Technology Co Ltd RW-F10.2 (x22) w/ Noark Electrics (Shanghai) Co., Ltd. Ex9N-DH-6KS-AU (AS4777-2 2020) Eastron SDM120CT-M(40mA) | 202.4 |  |  | Ningbo Deye Ess Technology Co Ltd | RW-F10.2 | 6 | Noark Electrics (Shanghai) Co., Ltd. | Ex9N-DH-6KS-AU (AS4777-2 2020) | Ningbo Deye Ess Technology Co Ltd | 2026-11-08
2025-01-20 | HBS16224 | Ningbo Deye Ess Technology Co Ltd RW-F10.2 (x23) w/ Noark Electrics (Shanghai) Co., Ltd. Ex9N-DH-6KS-AU (AS4777-2 2020) Eastron SDM120CT-M(40mA) | 211.6 |  |  | Ningbo Deye Ess Technology Co Ltd | RW-F10.2 | 6 | Noark Electrics (Shanghai) Co., Ltd. | Ex9N-DH-6KS-AU (AS4777-2 2020) | Ningbo Deye Ess Technology Co Ltd | 2026-11-08
2025-01-20 | HBS16225 | Ningbo Deye Ess Technology Co Ltd RW-F10.2 (x24) w/ Noark Electrics (Shanghai) Co., Ltd. Ex9N-DH-6KS-AU (AS4777-2 2020) Eastron SDM120CT-M(40mA) | 220.8 |  |  | Ningbo Deye Ess Technology Co Ltd | RW-F10.2 | 6 | Noark Electrics (Shanghai) Co., Ltd. | Ex9N-DH-6KS-AU (AS4777-2 2020) | Ningbo Deye Ess Technology Co Ltd | 2026-11-08
2025-01-20 | HBS16226 | Ningbo Deye Ess Technology Co Ltd RW-F10.2 (x25) w/ Noark Electrics (Shanghai) Co., Ltd. Ex9N-DH-6KS-AU (AS4777-2 2020) Eastron SDM120CT-M(40mA) | 230 |  |  | Ningbo Deye Ess Technology Co Ltd | RW-F10.2 | 6 | Noark Electrics (Shanghai) Co., Ltd. | Ex9N-DH-6KS-AU (AS4777-2 2020) | Ningbo Deye Ess Technology Co Ltd | 2026-11-08
2025-01-20 | HBS16227 | Ningbo Deye Ess Technology Co Ltd RW-F10.2 (x26) w/ Noark Electrics (Shanghai) Co., Ltd. Ex9N-DH-6KS-AU (AS4777-2 2020) Eastron SDM120CT-M(40mA) | 239.2 |  |  | Ningbo Deye Ess Technology Co Ltd | RW-F10.2 | 6 | Noark Electrics (Shanghai) Co., Ltd. | Ex9N-DH-6KS-AU (AS4777-2 2020) | Ningbo Deye Ess Technology Co Ltd | 2026-11-08
2025-01-20 | HBS16228 | Ningbo Deye Ess Technology Co Ltd RW-F10.2 (x27) w/ Noark Electrics (Shanghai) Co., Ltd. Ex9N-DH-6KS-AU (AS4777-2 2020) Eastron SDM120CT-M(40mA) | 248.4 |  |  | Ningbo Deye Ess Technology Co Ltd | RW-F10.2 | 6 | Noark Electrics (Shanghai) Co., Ltd. | Ex9N-DH-6KS-AU (AS4777-2 2020) | Ningbo Deye Ess Technology Co Ltd | 2026-11-08
2025-01-20 | HBS16229 | Ningbo Deye Ess Technology Co Ltd RW-F10.2 (x28) w/ Noark Electrics (Shanghai) Co., Ltd. Ex9N-DH-6KS-AU (AS4777-2 2020) Eastron SDM120CT-M(40mA) | 257.6 |  |  | Ningbo Deye Ess Technology Co Ltd | RW-F10.2 | 6 | Noark Electrics (Shanghai) Co., Ltd. | Ex9N-DH-6KS-AU (AS4777-2 2020) | Ningbo Deye Ess Technology Co Ltd | 2026-11-08
2025-01-20 | HBS16230 | Ningbo Deye Ess Technology Co Ltd RW-F10.2 (x29) w/ Noark Electrics (Shanghai) Co., Ltd. Ex9N-DH-6KS-AU (AS4777-2 2020) Eastron SDM120CT-M(40mA) | 266.8 |  |  | Ningbo Deye Ess Technology Co Ltd | RW-F10.2 | 6 | Noark Electrics (Shanghai) Co., Ltd. | Ex9N-DH-6KS-AU (AS4777-2 2020) | Ningbo Deye Ess Technology Co Ltd | 2026-11-08
2025-01-20 | HBS16231 | Ningbo Deye Ess Technology Co Ltd RW-F10.2 (x30) w/ Noark Electrics (Shanghai) Co., Ltd. Ex9N-DH-6KS-AU (AS4777-2 2020) Eastron SDM120CT-M(40mA) | 276 |  |  | Ningbo Deye Ess Technology Co Ltd | RW-F10.2 | 6 | Noark Electrics (Shanghai) Co., Ltd. | Ex9N-DH-6KS-AU (AS4777-2 2020) | Ningbo Deye Ess Technology Co Ltd | 2026-11-08
2025-01-20 | HBS16232 | Ningbo Deye Ess Technology Co Ltd RW-F10.2 (x31) w/ Noark Electrics (Shanghai) Co., Ltd. Ex9N-DH-6KS-AU (AS4777-2 2020) Eastron SDM120CT-M(40mA) | 285.2 |  |  | Ningbo Deye Ess Technology Co Ltd | RW-F10.2 | 6 | Noark Electrics (Shanghai) Co., Ltd. | Ex9N-DH-6KS-AU (AS4777-2 2020) | Ningbo Deye Ess Technology Co Ltd | 2026-11-08
2025-01-20 | HBS16233 | Ningbo Deye Ess Technology Co Ltd RW-F10.2 (x32) w/ Noark Electrics (Shanghai) Co., Ltd. Ex9N-DH-6KS-AU (AS4777-2 2020) Eastron SDM120CT-M(40mA) | 294.4 |  |  | Ningbo Deye Ess Technology Co Ltd | RW-F10.2 | 6 | Noark Electrics (Shanghai) Co., Ltd. | Ex9N-DH-6KS-AU (AS4777-2 2020) | Ningbo Deye Ess Technology Co Ltd | 2026-11-08
2025-01-20 | HBS16234 | Ningbo Deye Ess Technology Co Ltd RW-F10.2 (x1) w/ Noark Electrics (Shanghai) Co., Ltd. Ex9N-DH-8KS-AU (AS4777-2 2020) Eastron SDM120CT-M(40mA) | 9.2 |  |  | Ningbo Deye Ess Technology Co Ltd | RW-F10.2 | 6 | Noark Electrics (Shanghai) Co., Ltd. | Ex9N-DH-8KS-AU (AS4777-2 2020) | Ningbo Deye Ess Technology Co Ltd | 2027-01-16
2025-01-20 | HBS16235 | Ningbo Deye Ess Technology Co Ltd RW-F10.2 (x2) w/ Noark Electrics (Shanghai) Co., Ltd. Ex9N-DH-8KS-AU (AS4777-2 2020) Eastron SDM120CT-M(40mA) | 18.4 |  |  | Ningbo Deye Ess Technology Co Ltd | RW-F10.2 | 6 | Noark Electrics (Shanghai) Co., Ltd. | Ex9N-DH-8KS-AU (AS4777-2 2020) | Ningbo Deye Ess Technology Co Ltd | 2027-01-16
2025-01-20 | HBS16236 | Ningbo Deye Ess Technology Co Ltd RW-F10.2 (x3) w/ Noark Electrics (Shanghai) Co., Ltd. Ex9N-DH-8KS-AU (AS4777-2 2020) Eastron SDM120CT-M(40mA) | 27.6 |  |  | Ningbo Deye Ess Technology Co Ltd | RW-F10.2 | 6 | Noark Electrics (Shanghai) Co., Ltd. | Ex9N-DH-8KS-AU (AS4777-2 2020) | Ningbo Deye Ess Technology Co Ltd | 2027-01-16
2025-01-20 | HBS16237 | Ningbo Deye Ess Technology Co Ltd RW-F10.2 (x4) w/ Noark Electrics (Shanghai) Co., Ltd. Ex9N-DH-8KS-AU (AS4777-2 2020) Eastron SDM120CT-M(40mA) | 36.8 |  |  | Ningbo Deye Ess Technology Co Ltd | RW-F10.2 | 6 | Noark Electrics (Shanghai) Co., Ltd. | Ex9N-DH-8KS-AU (AS4777-2 2020) | Ningbo Deye Ess Technology Co Ltd | 2027-01-16
2025-01-20 | HBS16238 | Ningbo Deye Ess Technology Co Ltd RW-F10.2 (x5) w/ Noark Electrics (Shanghai) Co., Ltd. Ex9N-DH-8KS-AU (AS4777-2 2020) Eastron SDM120CT-M(40mA) | 46 |  |  | Ningbo Deye Ess Technology Co Ltd | RW-F10.2 | 6 | Noark Electrics (Shanghai) Co., Ltd. | Ex9N-DH-8KS-AU (AS4777-2 2020) | Ningbo Deye Ess Technology Co Ltd | 2027-01-16
2025-01-20 | HBS16239 | Ningbo Deye Ess Technology Co Ltd RW-F10.2 (x6) w/ Noark Electrics (Shanghai) Co., Ltd. Ex9N-DH-8KS-AU (AS4777-2 2020) Eastron SDM120CT-M(40mA) | 55.2 |  |  | Ningbo Deye Ess Technology Co Ltd | RW-F10.2 | 6 | Noark Electrics (Shanghai) Co., Ltd. | Ex9N-DH-8KS-AU (AS4777-2 2020) | Ningbo Deye Ess Technology Co Ltd | 2027-01-16
2025-01-20 | HBS16240 | Ningbo Deye Ess Technology Co Ltd RW-F10.2 (x7) w/ Noark Electrics (Shanghai) Co., Ltd. Ex9N-DH-8KS-AU (AS4777-2 2020) Eastron SDM120CT-M(40mA) | 64.4 |  |  | Ningbo Deye Ess Technology Co Ltd | RW-F10.2 | 6 | Noark Electrics (Shanghai) Co., Ltd. | Ex9N-DH-8KS-AU (AS4777-2 2020) | Ningbo Deye Ess Technology Co Ltd | 2027-01-16
2025-01-20 | HBS16241 | Ningbo Deye Ess Technology Co Ltd RW-F10.2 (x8) w/ Noark Electrics (Shanghai) Co., Ltd. Ex9N-DH-8KS-AU (AS4777-2 2020) Eastron SDM120CT-M(40mA) | 73.6 |  |  | Ningbo Deye Ess Technology Co Ltd | RW-F10.2 | 6 | Noark Electrics (Shanghai) Co., Ltd. | Ex9N-DH-8KS-AU (AS4777-2 2020) | Ningbo Deye Ess Technology Co Ltd | 2027-01-16
2025-01-20 | HBS16242 | Ningbo Deye Ess Technology Co Ltd RW-F10.2 (x9) w/ Noark Electrics (Shanghai) Co., Ltd. Ex9N-DH-8KS-AU (AS4777-2 2020) Eastron SDM120CT-M(40mA) | 82.8 |  |  | Ningbo Deye Ess Technology Co Ltd | RW-F10.2 | 6 | Noark Electrics (Shanghai) Co., Ltd. | Ex9N-DH-8KS-AU (AS4777-2 2020) | Ningbo Deye Ess Technology Co Ltd | 2027-01-16
2025-01-20 | HBS16243 | Ningbo Deye Ess Technology Co Ltd RW-F10.2 (x10) w/ Noark Electrics (Shanghai) Co., Ltd. Ex9N-DH-8KS-AU (AS4777-2 2020) Eastron SDM120CT-M(40mA) | 92 |  |  | Ningbo Deye Ess Technology Co Ltd | RW-F10.2 | 6 | Noark Electrics (Shanghai) Co., Ltd. | Ex9N-DH-8KS-AU (AS4777-2 2020) | Ningbo Deye Ess Technology Co Ltd | 2027-01-16
2025-01-20 | HBS16244 | Ningbo Deye Ess Technology Co Ltd RW-F10.2 (x11) w/ Noark Electrics (Shanghai) Co., Ltd. Ex9N-DH-8KS-AU (AS4777-2 2020) Eastron SDM120CT-M(40mA) | 101.2 |  |  | Ningbo Deye Ess Technology Co Ltd | RW-F10.2 | 6 | Noark Electrics (Shanghai) Co., Ltd. | Ex9N-DH-8KS-AU (AS4777-2 2020) | Ningbo Deye Ess Technology Co Ltd | 2027-01-16
2025-01-20 | HBS16245 | Ningbo Deye Ess Technology Co Ltd RW-F10.2 (x12) w/ Noark Electrics (Shanghai) Co., Ltd. Ex9N-DH-8KS-AU (AS4777-2 2020) Eastron SDM120CT-M(40mA) | 110.4 |  |  | Ningbo Deye Ess Technology Co Ltd | RW-F10.2 | 6 | Noark Electrics (Shanghai) Co., Ltd. | Ex9N-DH-8KS-AU (AS4777-2 2020) | Ningbo Deye Ess Technology Co Ltd | 2027-01-16
2025-01-20 | HBS16246 | Ningbo Deye Ess Technology Co Ltd RW-F10.2 (x13) w/ Noark Electrics (Shanghai) Co., Ltd. Ex9N-DH-8KS-AU (AS4777-2 2020) Eastron SDM120CT-M(40mA) | 119.6 |  |  | Ningbo Deye Ess Technology Co Ltd | RW-F10.2 | 6 | Noark Electrics (Shanghai) Co., Ltd. | Ex9N-DH-8KS-AU (AS4777-2 2020) | Ningbo Deye Ess Technology Co Ltd | 2027-01-16
2025-01-20 | HBS16247 | Ningbo Deye Ess Technology Co Ltd RW-F10.2 (x14) w/ Noark Electrics (Shanghai) Co., Ltd. Ex9N-DH-8KS-AU (AS4777-2 2020) Eastron SDM120CT-M(40mA) | 128.8 |  |  | Ningbo Deye Ess Technology Co Ltd | RW-F10.2 | 6 | Noark Electrics (Shanghai) Co., Ltd. | Ex9N-DH-8KS-AU (AS4777-2 2020) | Ningbo Deye Ess Technology Co Ltd | 2027-01-16
2025-01-20 | HBS16248 | Ningbo Deye Ess Technology Co Ltd RW-F10.2 (x15) w/ Noark Electrics (Shanghai) Co., Ltd. Ex9N-DH-8KS-AU (AS4777-2 2020) Eastron SDM120CT-M(40mA) | 138 |  |  | Ningbo Deye Ess Technology Co Ltd | RW-F10.2 | 6 | Noark Electrics (Shanghai) Co., Ltd. | Ex9N-DH-8KS-AU (AS4777-2 2020) | Ningbo Deye Ess Technology Co Ltd | 2027-01-16
2025-01-20 | HBS16249 | Ningbo Deye Ess Technology Co Ltd RW-F10.2 (x16) w/ Noark Electrics (Shanghai) Co., Ltd. Ex9N-DH-8KS-AU (AS4777-2 2020) Eastron SDM120CT-M(40mA) | 147.2 |  |  | Ningbo Deye Ess Technology Co Ltd | RW-F10.2 | 6 | Noark Electrics (Shanghai) Co., Ltd. | Ex9N-DH-8KS-AU (AS4777-2 2020) | Ningbo Deye Ess Technology Co Ltd | 2027-01-16
2025-01-20 | HBS16250 | Ningbo Deye Ess Technology Co Ltd RW-F10.2 (x17) w/ Noark Electrics (Shanghai) Co., Ltd. Ex9N-DH-8KS-AU (AS4777-2 2020) Eastron SDM120CT-M(40mA) | 156.4 |  |  | Ningbo Deye Ess Technology Co Ltd | RW-F10.2 | 6 | Noark Electrics (Shanghai) Co., Ltd. | Ex9N-DH-8KS-AU (AS4777-2 2020) | Ningbo Deye Ess Technology Co Ltd | 2027-01-16
2025-01-20 | HBS16251 | Ningbo Deye Ess Technology Co Ltd RW-F10.2 (x18) w/ Noark Electrics (Shanghai) Co., Ltd. Ex9N-DH-8KS-AU (AS4777-2 2020) Eastron SDM120CT-M(40mA) | 165.6 |  |  | Ningbo Deye Ess Technology Co Ltd | RW-F10.2 | 6 | Noark Electrics (Shanghai) Co., Ltd. | Ex9N-DH-8KS-AU (AS4777-2 2020) | Ningbo Deye Ess Technology Co Ltd | 2027-01-16
2025-01-20 | HBS16252 | Ningbo Deye Ess Technology Co Ltd RW-F10.2 (x19) w/ Noark Electrics (Shanghai) Co., Ltd. Ex9N-DH-8KS-AU (AS4777-2 2020) Eastron SDM120CT-M(40mA) | 174.8 |  |  | Ningbo Deye Ess Technology Co Ltd | RW-F10.2 | 6 | Noark Electrics (Shanghai) Co., Ltd. | Ex9N-DH-8KS-AU (AS4777-2 2020) | Ningbo Deye Ess Technology Co Ltd | 2027-01-16
2025-01-20 | HBS16253 | Ningbo Deye Ess Technology Co Ltd RW-F10.2 (x20) w/ Noark Electrics (Shanghai) Co., Ltd. Ex9N-DH-8KS-AU (AS4777-2 2020) Eastron SDM120CT-M(40mA) | 184 |  |  | Ningbo Deye Ess Technology Co Ltd | RW-F10.2 | 6 | Noark Electrics (Shanghai) Co., Ltd. | Ex9N-DH-8KS-AU (AS4777-2 2020) | Ningbo Deye Ess Technology Co Ltd | 2027-01-16
2025-01-20 | HBS16254 | Ningbo Deye Ess Technology Co Ltd RW-F10.2 (x21) w/ Noark Electrics (Shanghai) Co., Ltd. Ex9N-DH-8KS-AU (AS4777-2 2020) Eastron SDM120CT-M(40mA) | 193.2 |  |  | Ningbo Deye Ess Technology Co Ltd | RW-F10.2 | 6 | Noark Electrics (Shanghai) Co., Ltd. | Ex9N-DH-8KS-AU (AS4777-2 2020) | Ningbo Deye Ess Technology Co Ltd | 2027-01-16
2025-01-20 | HBS16255 | Ningbo Deye Ess Technology Co Ltd RW-F10.2 (x22) w/ Noark Electrics (Shanghai) Co., Ltd. Ex9N-DH-8KS-AU (AS4777-2 2020) Eastron SDM120CT-M(40mA) | 202.4 |  |  | Ningbo Deye Ess Technology Co Ltd | RW-F10.2 | 6 | Noark Electrics (Shanghai) Co., Ltd. | Ex9N-DH-8KS-AU (AS4777-2 2020) | Ningbo Deye Ess Technology Co Ltd | 2027-01-16
2025-01-20 | HBS16256 | Ningbo Deye Ess Technology Co Ltd RW-F10.2 (x23) w/ Noark Electrics (Shanghai) Co., Ltd. Ex9N-DH-8KS-AU (AS4777-2 2020) Eastron SDM120CT-M(40mA) | 211.6 |  |  | Ningbo Deye Ess Technology Co Ltd | RW-F10.2 | 6 | Noark Electrics (Shanghai) Co., Ltd. | Ex9N-DH-8KS-AU (AS4777-2 2020) | Ningbo Deye Ess Technology Co Ltd | 2027-01-16
2025-01-20 | HBS16257 | Ningbo Deye Ess Technology Co Ltd RW-F10.2 (x24) w/ Noark Electrics (Shanghai) Co., Ltd. Ex9N-DH-8KS-AU (AS4777-2 2020) Eastron SDM120CT-M(40mA) | 220.8 |  |  | Ningbo Deye Ess Technology Co Ltd | RW-F10.2 | 6 | Noark Electrics (Shanghai) Co., Ltd. | Ex9N-DH-8KS-AU (AS4777-2 2020) | Ningbo Deye Ess Technology Co Ltd | 2027-01-16
2025-01-20 | HBS16258 | Ningbo Deye Ess Technology Co Ltd RW-F10.2 (x25) w/ Noark Electrics (Shanghai) Co., Ltd. Ex9N-DH-8KS-AU (AS4777-2 2020) Eastron SDM120CT-M(40mA) | 230 |  |  | Ningbo Deye Ess Technology Co Ltd | RW-F10.2 | 6 | Noark Electrics (Shanghai) Co., Ltd. | Ex9N-DH-8KS-AU (AS4777-2 2020) | Ningbo Deye Ess Technology Co Ltd | 2027-01-16
2025-01-20 | HBS16259 | Ningbo Deye Ess Technology Co Ltd RW-F10.2 (x26) w/ Noark Electrics (Shanghai) Co., Ltd. Ex9N-DH-8KS-AU (AS4777-2 2020) Eastron SDM120CT-M(40mA) | 239.2 |  |  | Ningbo Deye Ess Technology Co Ltd | RW-F10.2 | 6 | Noark Electrics (Shanghai) Co., Ltd. | Ex9N-DH-8KS-AU (AS4777-2 2020) | Ningbo Deye Ess Technology Co Ltd | 2027-01-16
2025-01-20 | HBS16260 | Ningbo Deye Ess Technology Co Ltd RW-F10.2 (x27) w/ Noark Electrics (Shanghai) Co., Ltd. Ex9N-DH-8KS-AU (AS4777-2 2020) Eastron SDM120CT-M(40mA) | 248.4 |  |  | Ningbo Deye Ess Technology Co Ltd | RW-F10.2 | 6 | Noark Electrics (Shanghai) Co., Ltd. | Ex9N-DH-8KS-AU (AS4777-2 2020) | Ningbo Deye Ess Technology Co Ltd | 2027-01-16
2025-01-20 | HBS16261 | Ningbo Deye Ess Technology Co Ltd RW-F10.2 (x28) w/ Noark Electrics (Shanghai) Co., Ltd. Ex9N-DH-8KS-AU (AS4777-2 2020) Eastron SDM120CT-M(40mA) | 257.6 |  |  | Ningbo Deye Ess Technology Co Ltd | RW-F10.2 | 6 | Noark Electrics (Shanghai) Co., Ltd. | Ex9N-DH-8KS-AU (AS4777-2 2020) | Ningbo Deye Ess Technology Co Ltd | 2027-01-16
2025-01-20 | HBS16262 | Ningbo Deye Ess Technology Co Ltd RW-F10.2 (x29) w/ Noark Electrics (Shanghai) Co., Ltd. Ex9N-DH-8KS-AU (AS4777-2 2020) Eastron SDM120CT-M(40mA) | 266.8 |  |  | Ningbo Deye Ess Technology Co Ltd | RW-F10.2 | 6 | Noark Electrics (Shanghai) Co., Ltd. | Ex9N-DH-8KS-AU (AS4777-2 2020) | Ningbo Deye Ess Technology Co Ltd | 2027-01-16
2025-01-20 | HBS16263 | Ningbo Deye Ess Technology Co Ltd RW-F10.2 (x30) w/ Noark Electrics (Shanghai) Co., Ltd. Ex9N-DH-8KS-AU (AS4777-2 2020) Eastron SDM120CT-M(40mA) | 276 |  |  | Ningbo Deye Ess Technology Co Ltd | RW-F10.2 | 6 | Noark Electrics (Shanghai) Co., Ltd. | Ex9N-DH-8KS-AU (AS4777-2 2020) | Ningbo Deye Ess Technology Co Ltd | 2027-01-16
2025-01-20 | HBS16264 | Ningbo Deye Ess Technology Co Ltd RW-F10.2 (x31) w/ Noark Electrics (Shanghai) Co., Ltd. Ex9N-DH-8KS-AU (AS4777-2 2020) Eastron SDM120CT-M(40mA) | 285.2 |  |  | Ningbo Deye Ess Technology Co Ltd | RW-F10.2 | 6 | Noark Electrics (Shanghai) Co., Ltd. | Ex9N-DH-8KS-AU (AS4777-2 2020) | Ningbo Deye Ess Technology Co Ltd | 2027-01-16
2025-01-20 | HBS16265 | Ningbo Deye Ess Technology Co Ltd RW-F10.2 (x32) w/ Noark Electrics (Shanghai) Co., Ltd. Ex9N-DH-8KS-AU (AS4777-2 2020) Eastron SDM120CT-M(40mA) | 294.4 |  |  | Ningbo Deye Ess Technology Co Ltd | RW-F10.2 | 6 | Noark Electrics (Shanghai) Co., Ltd. | Ex9N-DH-8KS-AU (AS4777-2 2020) | Ningbo Deye Ess Technology Co Ltd | 2027-01-16
2025-01-20 | HBS16266 | Ningbo Deye Ess Technology Co Ltd RW-F10.2 (x1) w/ Noark Electrics (Shanghai) Co., Ltd. Ex9N-DH-5KT-AU (AS4777-2 2020) Eastron SDM630 MCT (40mA) Series | 9.2 |  |  | Ningbo Deye Ess Technology Co Ltd | RW-F10.2 | 6 | Noark Electrics (Shanghai) Co., Ltd. | Ex9N-DH-5KT-AU (AS4777-2 2020) | Ningbo Deye Ess Technology Co Ltd | 2027-01-16
2025-01-20 | HBS16267 | Ningbo Deye Ess Technology Co Ltd RW-F10.2 (x2) w/ Noark Electrics (Shanghai) Co., Ltd. Ex9N-DH-5KT-AU (AS4777-2 2020) Eastron SDM630 MCT (40mA) Series | 18.4 |  |  | Ningbo Deye Ess Technology Co Ltd | RW-F10.2 | 6 | Noark Electrics (Shanghai) Co., Ltd. | Ex9N-DH-5KT-AU (AS4777-2 2020) | Ningbo Deye Ess Technology Co Ltd | 2027-01-16
2025-01-20 | HBS16268 | Ningbo Deye Ess Technology Co Ltd RW-F10.2 (x3) w/ Noark Electrics (Shanghai) Co., Ltd. Ex9N-DH-5KT-AU (AS4777-2 2020) Eastron SDM630 MCT (40mA) Series | 27.6 |  |  | Ningbo Deye Ess Technology Co Ltd | RW-F10.2 | 6 | Noark Electrics (Shanghai) Co., Ltd. | Ex9N-DH-5KT-AU (AS4777-2 2020) | Ningbo Deye Ess Technology Co Ltd | 2027-01-16
2025-01-20 | HBS16269 | Ningbo Deye Ess Technology Co Ltd RW-F10.2 (x4) w/ Noark Electrics (Shanghai) Co., Ltd. Ex9N-DH-5KT-AU (AS4777-2 2020) Eastron SDM630 MCT (40mA) Series | 36.8 |  |  | Ningbo Deye Ess Technology Co Ltd | RW-F10.2 | 6 | Noark Electrics (Shanghai) Co., Ltd. | Ex9N-DH-5KT-AU (AS4777-2 2020) | Ningbo Deye Ess Technology Co Ltd | 2027-01-16
2025-01-20 | HBS16270 | Ningbo Deye Ess Technology Co Ltd RW-F10.2 (x5) w/ Noark Electrics (Shanghai) Co., Ltd. Ex9N-DH-5KT-AU (AS4777-2 2020) Eastron SDM630 MCT (40mA) Series | 46 |  |  | Ningbo Deye Ess Technology Co Ltd | RW-F10.2 | 6 | Noark Electrics (Shanghai) Co., Ltd. | Ex9N-DH-5KT-AU (AS4777-2 2020) | Ningbo Deye Ess Technology Co Ltd | 2027-01-16
2025-01-20 | HBS16271 | Ningbo Deye Ess Technology Co Ltd RW-F10.2 (x6) w/ Noark Electrics (Shanghai) Co., Ltd. Ex9N-DH-5KT-AU (AS4777-2 2020) Eastron SDM630 MCT (40mA) Series | 55.2 |  |  | Ningbo Deye Ess Technology Co Ltd | RW-F10.2 | 6 | Noark Electrics (Shanghai) Co., Ltd. | Ex9N-DH-5KT-AU (AS4777-2 2020) | Ningbo Deye Ess Technology Co Ltd | 2027-01-16
2025-01-20 | HBS16272 | Ningbo Deye Ess Technology Co Ltd RW-F10.2 (x7) w/ Noark Electrics (Shanghai) Co., Ltd. Ex9N-DH-5KT-AU (AS4777-2 2020) Eastron SDM630 MCT (40mA) Series | 64.4 |  |  | Ningbo Deye Ess Technology Co Ltd | RW-F10.2 | 6 | Noark Electrics (Shanghai) Co., Ltd. | Ex9N-DH-5KT-AU (AS4777-2 2020) | Ningbo Deye Ess Technology Co Ltd | 2027-01-16
2025-01-20 | HBS16273 | Ningbo Deye Ess Technology Co Ltd RW-F10.2 (x8) w/ Noark Electrics (Shanghai) Co., Ltd. Ex9N-DH-5KT-AU (AS4777-2 2020) Eastron SDM630 MCT (40mA) Series | 73.6 |  |  | Ningbo Deye Ess Technology Co Ltd | RW-F10.2 | 6 | Noark Electrics (Shanghai) Co., Ltd. | Ex9N-DH-5KT-AU (AS4777-2 2020) | Ningbo Deye Ess Technology Co Ltd | 2027-01-16
2025-01-20 | HBS16274 | Ningbo Deye Ess Technology Co Ltd RW-F10.2 (x9) w/ Noark Electrics (Shanghai) Co., Ltd. Ex9N-DH-5KT-AU (AS4777-2 2020) Eastron SDM630 MCT (40mA) Series | 82.8 |  |  | Ningbo Deye Ess Technology Co Ltd | RW-F10.2 | 6 | Noark Electrics (Shanghai) Co., Ltd. | Ex9N-DH-5KT-AU (AS4777-2 2020) | Ningbo Deye Ess Technology Co Ltd | 2027-01-16
2025-01-20 | HBS16275 | Ningbo Deye Ess Technology Co Ltd RW-F10.2 (x10) w/ Noark Electrics (Shanghai) Co., Ltd. Ex9N-DH-5KT-AU (AS4777-2 2020) Eastron SDM630 MCT (40mA) Series | 92 |  |  | Ningbo Deye Ess Technology Co Ltd | RW-F10.2 | 6 | Noark Electrics (Shanghai) Co., Ltd. | Ex9N-DH-5KT-AU (AS4777-2 2020) | Ningbo Deye Ess Technology Co Ltd | 2027-01-16
2025-01-20 | HBS16276 | Ningbo Deye Ess Technology Co Ltd RW-F10.2 (x11) w/ Noark Electrics (Shanghai) Co., Ltd. Ex9N-DH-5KT-AU (AS4777-2 2020) Eastron SDM630 MCT (40mA) Series | 101.2 |  |  | Ningbo Deye Ess Technology Co Ltd | RW-F10.2 | 6 | Noark Electrics (Shanghai) Co., Ltd. | Ex9N-DH-5KT-AU (AS4777-2 2020) | Ningbo Deye Ess Technology Co Ltd | 2027-01-16
2025-01-20 | HBS16277 | Ningbo Deye Ess Technology Co Ltd RW-F10.2 (x12) w/ Noark Electrics (Shanghai) Co., Ltd. Ex9N-DH-5KT-AU (AS4777-2 2020) Eastron SDM630 MCT (40mA) Series | 110.4 |  |  | Ningbo Deye Ess Technology Co Ltd | RW-F10.2 | 6 | Noark Electrics (Shanghai) Co., Ltd. | Ex9N-DH-5KT-AU (AS4777-2 2020) | Ningbo Deye Ess Technology Co Ltd | 2027-01-16
2025-01-20 | HBS16278 | Ningbo Deye Ess Technology Co Ltd RW-F10.2 (x13) w/ Noark Electrics (Shanghai) Co., Ltd. Ex9N-DH-5KT-AU (AS4777-2 2020) Eastron SDM630 MCT (40mA) Series | 119.6 |  |  | Ningbo Deye Ess Technology Co Ltd | RW-F10.2 | 6 | Noark Electrics (Shanghai) Co., Ltd. | Ex9N-DH-5KT-AU (AS4777-2 2020) | Ningbo Deye Ess Technology Co Ltd | 2027-01-16
2025-01-20 | HBS16279 | Ningbo Deye Ess Technology Co Ltd RW-F10.2 (x14) w/ Noark Electrics (Shanghai) Co., Ltd. Ex9N-DH-5KT-AU (AS4777-2 2020) Eastron SDM630 MCT (40mA) Series | 128.8 |  |  | Ningbo Deye Ess Technology Co Ltd | RW-F10.2 | 6 | Noark Electrics (Shanghai) Co., Ltd. | Ex9N-DH-5KT-AU (AS4777-2 2020) | Ningbo Deye Ess Technology Co Ltd | 2027-01-16
2025-01-20 | HBS16280 | Ningbo Deye Ess Technology Co Ltd RW-F10.2 (x15) w/ Noark Electrics (Shanghai) Co., Ltd. Ex9N-DH-5KT-AU (AS4777-2 2020) Eastron SDM630 MCT (40mA) Series | 138 |  |  | Ningbo Deye Ess Technology Co Ltd | RW-F10.2 | 6 | Noark Electrics (Shanghai) Co., Ltd. | Ex9N-DH-5KT-AU (AS4777-2 2020) | Ningbo Deye Ess Technology Co Ltd | 2027-01-16
2025-01-20 | HBS16281 | Ningbo Deye Ess Technology Co Ltd RW-F10.2 (x16) w/ Noark Electrics (Shanghai) Co., Ltd. Ex9N-DH-5KT-AU (AS4777-2 2020) Eastron SDM630 MCT (40mA) Series | 147.2 |  |  | Ningbo Deye Ess Technology Co Ltd | RW-F10.2 | 6 | Noark Electrics (Shanghai) Co., Ltd. | Ex9N-DH-5KT-AU (AS4777-2 2020) | Ningbo Deye Ess Technology Co Ltd | 2027-01-16
2025-01-20 | HBS16282 | Ningbo Deye Ess Technology Co Ltd RW-F10.2 (x17) w/ Noark Electrics (Shanghai) Co., Ltd. Ex9N-DH-5KT-AU (AS4777-2 2020) Eastron SDM630 MCT (40mA) Series | 156.4 |  |  | Ningbo Deye Ess Technology Co Ltd | RW-F10.2 | 6 | Noark Electrics (Shanghai) Co., Ltd. | Ex9N-DH-5KT-AU (AS4777-2 2020) | Ningbo Deye Ess Technology Co Ltd | 2027-01-16
2025-01-20 | HBS16283 | Ningbo Deye Ess Technology Co Ltd RW-F10.2 (x18) w/ Noark Electrics (Shanghai) Co., Ltd. Ex9N-DH-5KT-AU (AS4777-2 2020) Eastron SDM630 MCT (40mA) Series | 165.6 |  |  | Ningbo Deye Ess Technology Co Ltd | RW-F10.2 | 6 | Noark Electrics (Shanghai) Co., Ltd. | Ex9N-DH-5KT-AU (AS4777-2 2020) | Ningbo Deye Ess Technology Co Ltd | 2027-01-16
2025-01-20 | HBS16284 | Ningbo Deye Ess Technology Co Ltd RW-F10.2 (x19) w/ Noark Electrics (Shanghai) Co., Ltd. Ex9N-DH-5KT-AU (AS4777-2 2020) Eastron SDM630 MCT (40mA) Series | 174.8 |  |  | Ningbo Deye Ess Technology Co Ltd | RW-F10.2 | 6 | Noark Electrics (Shanghai) Co., Ltd. | Ex9N-DH-5KT-AU (AS4777-2 2020) | Ningbo Deye Ess Technology Co Ltd | 2027-01-16
2025-01-20 | HBS16285 | Ningbo Deye Ess Technology Co Ltd RW-F10.2 (x20) w/ Noark Electrics (Shanghai) Co., Ltd. Ex9N-DH-5KT-AU (AS4777-2 2020) Eastron SDM630 MCT (40mA) Series | 184 |  |  | Ningbo Deye Ess Technology Co Ltd | RW-F10.2 | 6 | Noark Electrics (Shanghai) Co., Ltd. | Ex9N-DH-5KT-AU (AS4777-2 2020) | Ningbo Deye Ess Technology Co Ltd | 2027-01-16
2025-01-20 | HBS16286 | Ningbo Deye Ess Technology Co Ltd RW-F10.2 (x21) w/ Noark Electrics (Shanghai) Co., Ltd. Ex9N-DH-5KT-AU (AS4777-2 2020) Eastron SDM630 MCT (40mA) Series | 193.2 |  |  | Ningbo Deye Ess Technology Co Ltd | RW-F10.2 | 6 | Noark Electrics (Shanghai) Co., Ltd. | Ex9N-DH-5KT-AU (AS4777-2 2020) | Ningbo Deye Ess Technology Co Ltd | 2027-01-16
2025-01-20 | HBS16287 | Ningbo Deye Ess Technology Co Ltd RW-F10.2 (x22) w/ Noark Electrics (Shanghai) Co., Ltd. Ex9N-DH-5KT-AU (AS4777-2 2020) Eastron SDM630 MCT (40mA) Series | 202.4 |  |  | Ningbo Deye Ess Technology Co Ltd | RW-F10.2 | 6 | Noark Electrics (Shanghai) Co., Ltd. | Ex9N-DH-5KT-AU (AS4777-2 2020) | Ningbo Deye Ess Technology Co Ltd | 2027-01-16
2025-01-20 | HBS16288 | Ningbo Deye Ess Technology Co Ltd RW-F10.2 (x23) w/ Noark Electrics (Shanghai) Co., Ltd. Ex9N-DH-5KT-AU (AS4777-2 2020) Eastron SDM630 MCT (40mA) Series | 211.6 |  |  | Ningbo Deye Ess Technology Co Ltd | RW-F10.2 | 6 | Noark Electrics (Shanghai) Co., Ltd. | Ex9N-DH-5KT-AU (AS4777-2 2020) | Ningbo Deye Ess Technology Co Ltd | 2027-01-16
2025-01-20 | HBS16289 | Ningbo Deye Ess Technology Co Ltd RW-F10.2 (x24) w/ Noark Electrics (Shanghai) Co., Ltd. Ex9N-DH-5KT-AU (AS4777-2 2020) Eastron SDM630 MCT (40mA) Series | 220.8 |  |  | Ningbo Deye Ess Technology Co Ltd | RW-F10.2 | 6 | Noark Electrics (Shanghai) Co., Ltd. | Ex9N-DH-5KT-AU (AS4777-2 2020) | Ningbo Deye Ess Technology Co Ltd | 2027-01-16
2025-01-20 | HBS16290 | Ningbo Deye Ess Technology Co Ltd RW-F10.2 (x25) w/ Noark Electrics (Shanghai) Co., Ltd. Ex9N-DH-5KT-AU (AS4777-2 2020) Eastron SDM630 MCT (40mA) Series | 230 |  |  | Ningbo Deye Ess Technology Co Ltd | RW-F10.2 | 6 | Noark Electrics (Shanghai) Co., Ltd. | Ex9N-DH-5KT-AU (AS4777-2 2020) | Ningbo Deye Ess Technology Co Ltd | 2027-01-16
2025-01-20 | HBS16291 | Ningbo Deye Ess Technology Co Ltd RW-F10.2 (x26) w/ Noark Electrics (Shanghai) Co., Ltd. Ex9N-DH-5KT-AU (AS4777-2 2020) Eastron SDM630 MCT (40mA) Series | 239.2 |  |  | Ningbo Deye Ess Technology Co Ltd | RW-F10.2 | 6 | Noark Electrics (Shanghai) Co., Ltd. | Ex9N-DH-5KT-AU (AS4777-2 2020) | Ningbo Deye Ess Technology Co Ltd | 2027-01-16
2025-01-20 | HBS16292 | Ningbo Deye Ess Technology Co Ltd RW-F10.2 (x27) w/ Noark Electrics (Shanghai) Co., Ltd. Ex9N-DH-5KT-AU (AS4777-2 2020) Eastron SDM630 MCT (40mA) Series | 248.4 |  |  | Ningbo Deye Ess Technology Co Ltd | RW-F10.2 | 6 | Noark Electrics (Shanghai) Co., Ltd. | Ex9N-DH-5KT-AU (AS4777-2 2020) | Ningbo Deye Ess Technology Co Ltd | 2027-01-16
2025-01-20 | HBS16293 | Ningbo Deye Ess Technology Co Ltd RW-F10.2 (x28) w/ Noark Electrics (Shanghai) Co., Ltd. Ex9N-DH-5KT-AU (AS4777-2 2020) Eastron SDM630 MCT (40mA) Series | 257.6 |  |  | Ningbo Deye Ess Technology Co Ltd | RW-F10.2 | 6 | Noark Electrics (Shanghai) Co., Ltd. | Ex9N-DH-5KT-AU (AS4777-2 2020) | Ningbo Deye Ess Technology Co Ltd | 2027-01-16
2025-01-20 | HBS16294 | Ningbo Deye Ess Technology Co Ltd RW-F10.2 (x29) w/ Noark Electrics (Shanghai) Co., Ltd. Ex9N-DH-5KT-AU (AS4777-2 2020) Eastron SDM630 MCT (40mA) Series | 266.8 |  |  | Ningbo Deye Ess Technology Co Ltd | RW-F10.2 | 6 | Noark Electrics (Shanghai) Co., Ltd. | Ex9N-DH-5KT-AU (AS4777-2 2020) | Ningbo Deye Ess Technology Co Ltd | 2027-01-16
2025-01-20 | HBS16295 | Ningbo Deye Ess Technology Co Ltd RW-F10.2 (x30) w/ Noark Electrics (Shanghai) Co., Ltd. Ex9N-DH-5KT-AU (AS4777-2 2020) Eastron SDM630 MCT (40mA) Series | 276 |  |  | Ningbo Deye Ess Technology Co Ltd | RW-F10.2 | 6 | Noark Electrics (Shanghai) Co., Ltd. | Ex9N-DH-5KT-AU (AS4777-2 2020) | Ningbo Deye Ess Technology Co Ltd | 2027-01-16
2025-01-20 | HBS16296 | Ningbo Deye Ess Technology Co Ltd RW-F10.2 (x31) w/ Noark Electrics (Shanghai) Co., Ltd. Ex9N-DH-5KT-AU (AS4777-2 2020) Eastron SDM630 MCT (40mA) Series | 285.2 |  |  | Ningbo Deye Ess Technology Co Ltd | RW-F10.2 | 6 | Noark Electrics (Shanghai) Co., Ltd. | Ex9N-DH-5KT-AU (AS4777-2 2020) | Ningbo Deye Ess Technology Co Ltd | 2027-01-16
2025-01-20 | HBS16297 | Ningbo Deye Ess Technology Co Ltd RW-F10.2 (x32) w/ Noark Electrics (Shanghai) Co., Ltd. Ex9N-DH-5KT-AU (AS4777-2 2020) Eastron SDM630 MCT (40mA) Series | 294.4 |  |  | Ningbo Deye Ess Technology Co Ltd | RW-F10.2 | 6 | Noark Electrics (Shanghai) Co., Ltd. | Ex9N-DH-5KT-AU (AS4777-2 2020) | Ningbo Deye Ess Technology Co Ltd | 2027-01-16
2025-01-20 | HBS16298 | Ningbo Deye Ess Technology Co Ltd RW-F10.2 (x1) w/ Noark Electrics (Shanghai) Co., Ltd. Ex9N-DH-6KT-AU (AS4777-2 2020) Eastron SDM630 MCT (40mA) Series | 9.2 |  |  | Ningbo Deye Ess Technology Co Ltd | RW-F10.2 | 6 | Noark Electrics (Shanghai) Co., Ltd. | Ex9N-DH-6KT-AU (AS4777-2 2020) | Ningbo Deye Ess Technology Co Ltd | 2027-01-16
2025-01-20 | HBS16299 | Ningbo Deye Ess Technology Co Ltd RW-F10.2 (x2) w/ Noark Electrics (Shanghai) Co., Ltd. Ex9N-DH-6KT-AU (AS4777-2 2020) Eastron SDM630 MCT (40mA) Series | 18.4 |  |  | Ningbo Deye Ess Technology Co Ltd | RW-F10.2 | 6 | Noark Electrics (Shanghai) Co., Ltd. | Ex9N-DH-6KT-AU (AS4777-2 2020) | Ningbo Deye Ess Technology Co Ltd | 2027-01-16
2025-01-20 | HBS16300 | Ningbo Deye Ess Technology Co Ltd RW-F10.2 (x3) w/ Noark Electrics (Shanghai) Co., Ltd. Ex9N-DH-6KT-AU (AS4777-2 2020) Eastron SDM630 MCT (40mA) Series | 27.6 |  |  | Ningbo Deye Ess Technology Co Ltd | RW-F10.2 | 6 | Noark Electrics (Shanghai) Co., Ltd. | Ex9N-DH-6KT-AU (AS4777-2 2020) | Ningbo Deye Ess Technology Co Ltd | 2027-01-16
2025-01-20 | HBS16301 | Ningbo Deye Ess Technology Co Ltd RW-F10.2 (x4) w/ Noark Electrics (Shanghai) Co., Ltd. Ex9N-DH-6KT-AU (AS4777-2 2020) Eastron SDM630 MCT (40mA) Series | 36.8 |  |  | Ningbo Deye Ess Technology Co Ltd | RW-F10.2 | 6 | Noark Electrics (Shanghai) Co., Ltd. | Ex9N-DH-6KT-AU (AS4777-2 2020) | Ningbo Deye Ess Technology Co Ltd | 2027-01-16
2025-01-20 | HBS16302 | Ningbo Deye Ess Technology Co Ltd RW-F10.2 (x5) w/ Noark Electrics (Shanghai) Co., Ltd. Ex9N-DH-6KT-AU (AS4777-2 2020) Eastron SDM630 MCT (40mA) Series | 46 |  |  | Ningbo Deye Ess Technology Co Ltd | RW-F10.2 | 6 | Noark Electrics (Shanghai) Co., Ltd. | Ex9N-DH-6KT-AU (AS4777-2 2020) | Ningbo Deye Ess Technology Co Ltd | 2027-01-16
2025-01-20 | HBS16303 | Ningbo Deye Ess Technology Co Ltd RW-F10.2 (x6) w/ Noark Electrics (Shanghai) Co., Ltd. Ex9N-DH-6KT-AU (AS4777-2 2020) Eastron SDM630 MCT (40mA) Series | 55.2 |  |  | Ningbo Deye Ess Technology Co Ltd | RW-F10.2 | 6 | Noark Electrics (Shanghai) Co., Ltd. | Ex9N-DH-6KT-AU (AS4777-2 2020) | Ningbo Deye Ess Technology Co Ltd | 2027-01-16
2025-01-20 | HBS16304 | Ningbo Deye Ess Technology Co Ltd RW-F10.2 (x7) w/ Noark Electrics (Shanghai) Co., Ltd. Ex9N-DH-6KT-AU (AS4777-2 2020) Eastron SDM630 MCT (40mA) Series | 64.4 |  |  | Ningbo Deye Ess Technology Co Ltd | RW-F10.2 | 6 | Noark Electrics (Shanghai) Co., Ltd. | Ex9N-DH-6KT-AU (AS4777-2 2020) | Ningbo Deye Ess Technology Co Ltd | 2027-01-16
2025-01-20 | HBS16305 | Ningbo Deye Ess Technology Co Ltd RW-F10.2 (x8) w/ Noark Electrics (Shanghai) Co., Ltd. Ex9N-DH-6KT-AU (AS4777-2 2020) Eastron SDM630 MCT (40mA) Series | 73.6 |  |  | Ningbo Deye Ess Technology Co Ltd | RW-F10.2 | 6 | Noark Electrics (Shanghai) Co., Ltd. | Ex9N-DH-6KT-AU (AS4777-2 2020) | Ningbo Deye Ess Technology Co Ltd | 2027-01-16
2025-01-20 | HBS16306 | Ningbo Deye Ess Technology Co Ltd RW-F10.2 (x9) w/ Noark Electrics (Shanghai) Co., Ltd. Ex9N-DH-6KT-AU (AS4777-2 2020) Eastron SDM630 MCT (40mA) Series | 82.8 |  |  | Ningbo Deye Ess Technology Co Ltd | RW-F10.2 | 6 | Noark Electrics (Shanghai) Co., Ltd. | Ex9N-DH-6KT-AU (AS4777-2 2020) | Ningbo Deye Ess Technology Co Ltd | 2027-01-16
2025-01-20 | HBS16307 | Ningbo Deye Ess Technology Co Ltd RW-F10.2 (x10) w/ Noark Electrics (Shanghai) Co., Ltd. Ex9N-DH-6KT-AU (AS4777-2 2020) Eastron SDM630 MCT (40mA) Series | 92 |  |  | Ningbo Deye Ess Technology Co Ltd | RW-F10.2 | 6 | Noark Electrics (Shanghai) Co., Ltd. | Ex9N-DH-6KT-AU (AS4777-2 2020) | Ningbo Deye Ess Technology Co Ltd | 2027-01-16
2025-01-20 | HBS16308 | Ningbo Deye Ess Technology Co Ltd RW-F10.2 (x11) w/ Noark Electrics (Shanghai) Co., Ltd. Ex9N-DH-6KT-AU (AS4777-2 2020) Eastron SDM630 MCT (40mA) Series | 101.2 |  |  | Ningbo Deye Ess Technology Co Ltd | RW-F10.2 | 6 | Noark Electrics (Shanghai) Co., Ltd. | Ex9N-DH-6KT-AU (AS4777-2 2020) | Ningbo Deye Ess Technology Co Ltd | 2027-01-16
2025-01-20 | HBS16309 | Ningbo Deye Ess Technology Co Ltd RW-F10.2 (x12) w/ Noark Electrics (Shanghai) Co., Ltd. Ex9N-DH-6KT-AU (AS4777-2 2020) Eastron SDM630 MCT (40mA) Series | 110.4 |  |  | Ningbo Deye Ess Technology Co Ltd | RW-F10.2 | 6 | Noark Electrics (Shanghai) Co., Ltd. | Ex9N-DH-6KT-AU (AS4777-2 2020) | Ningbo Deye Ess Technology Co Ltd | 2027-01-16
2025-01-20 | HBS16310 | Ningbo Deye Ess Technology Co Ltd RW-F10.2 (x13) w/ Noark Electrics (Shanghai) Co., Ltd. Ex9N-DH-6KT-AU (AS4777-2 2020) Eastron SDM630 MCT (40mA) Series | 119.6 |  |  | Ningbo Deye Ess Technology Co Ltd | RW-F10.2 | 6 | Noark Electrics (Shanghai) Co., Ltd. | Ex9N-DH-6KT-AU (AS4777-2 2020) | Ningbo Deye Ess Technology Co Ltd | 2027-01-16
2025-01-20 | HBS16311 | Ningbo Deye Ess Technology Co Ltd RW-F10.2 (x14) w/ Noark Electrics (Shanghai) Co., Ltd. Ex9N-DH-6KT-AU (AS4777-2 2020) Eastron SDM630 MCT (40mA) Series | 128.8 |  |  | Ningbo Deye Ess Technology Co Ltd | RW-F10.2 | 6 | Noark Electrics (Shanghai) Co., Ltd. | Ex9N-DH-6KT-AU (AS4777-2 2020) | Ningbo Deye Ess Technology Co Ltd | 2027-01-16
2025-01-20 | HBS16312 | Ningbo Deye Ess Technology Co Ltd RW-F10.2 (x15) w/ Noark Electrics (Shanghai) Co., Ltd. Ex9N-DH-6KT-AU (AS4777-2 2020) Eastron SDM630 MCT (40mA) Series | 138 |  |  | Ningbo Deye Ess Technology Co Ltd | RW-F10.2 | 6 | Noark Electrics (Shanghai) Co., Ltd. | Ex9N-DH-6KT-AU (AS4777-2 2020) | Ningbo Deye Ess Technology Co Ltd | 2027-01-16
2025-01-20 | HBS16313 | Ningbo Deye Ess Technology Co Ltd RW-F10.2 (x16) w/ Noark Electrics (Shanghai) Co., Ltd. Ex9N-DH-6KT-AU (AS4777-2 2020) Eastron SDM630 MCT (40mA) Series | 147.2 |  |  | Ningbo Deye Ess Technology Co Ltd | RW-F10.2 | 6 | Noark Electrics (Shanghai) Co., Ltd. | Ex9N-DH-6KT-AU (AS4777-2 2020) | Ningbo Deye Ess Technology Co Ltd | 2027-01-16
2025-01-20 | HBS16314 | Ningbo Deye Ess Technology Co Ltd RW-F10.2 (x17) w/ Noark Electrics (Shanghai) Co., Ltd. Ex9N-DH-6KT-AU (AS4777-2 2020) Eastron SDM630 MCT (40mA) Series | 156.4 |  |  | Ningbo Deye Ess Technology Co Ltd | RW-F10.2 | 6 | Noark Electrics (Shanghai) Co., Ltd. | Ex9N-DH-6KT-AU (AS4777-2 2020) | Ningbo Deye Ess Technology Co Ltd | 2027-01-16
2025-01-20 | HBS16315 | Ningbo Deye Ess Technology Co Ltd RW-F10.2 (x18) w/ Noark Electrics (Shanghai) Co., Ltd. Ex9N-DH-6KT-AU (AS4777-2 2020) Eastron SDM630 MCT (40mA) Series | 165.6 |  |  | Ningbo Deye Ess Technology Co Ltd | RW-F10.2 | 6 | Noark Electrics (Shanghai) Co., Ltd. | Ex9N-DH-6KT-AU (AS4777-2 2020) | Ningbo Deye Ess Technology Co Ltd | 2027-01-16
2025-01-20 | HBS16316 | Ningbo Deye Ess Technology Co Ltd RW-F10.2 (x19) w/ Noark Electrics (Shanghai) Co., Ltd. Ex9N-DH-6KT-AU (AS4777-2 2020) Eastron SDM630 MCT (40mA) Series | 174.8 |  |  | Ningbo Deye Ess Technology Co Ltd | RW-F10.2 | 6 | Noark Electrics (Shanghai) Co., Ltd. | Ex9N-DH-6KT-AU (AS4777-2 2020) | Ningbo Deye Ess Technology Co Ltd | 2027-01-16
2025-01-20 | HBS16317 | Ningbo Deye Ess Technology Co Ltd RW-F10.2 (x20) w/ Noark Electrics (Shanghai) Co., Ltd. Ex9N-DH-6KT-AU (AS4777-2 2020) Eastron SDM630 MCT (40mA) Series | 184 |  |  | Ningbo Deye Ess Technology Co Ltd | RW-F10.2 | 6 | Noark Electrics (Shanghai) Co., Ltd. | Ex9N-DH-6KT-AU (AS4777-2 2020) | Ningbo Deye Ess Technology Co Ltd | 2027-01-16
2025-01-20 | HBS16318 | Ningbo Deye Ess Technology Co Ltd RW-F10.2 (x21) w/ Noark Electrics (Shanghai) Co., Ltd. Ex9N-DH-6KT-AU (AS4777-2 2020) Eastron SDM630 MCT (40mA) Series | 193.2 |  |  | Ningbo Deye Ess Technology Co Ltd | RW-F10.2 | 6 | Noark Electrics (Shanghai) Co., Ltd. | Ex9N-DH-6KT-AU (AS4777-2 2020) | Ningbo Deye Ess Technology Co Ltd | 2027-01-16
2025-01-20 | HBS16319 | Ningbo Deye Ess Technology Co Ltd RW-F10.2 (x22) w/ Noark Electrics (Shanghai) Co., Ltd. Ex9N-DH-6KT-AU (AS4777-2 2020) Eastron SDM630 MCT (40mA) Series | 202.4 |  |  | Ningbo Deye Ess Technology Co Ltd | RW-F10.2 | 6 | Noark Electrics (Shanghai) Co., Ltd. | Ex9N-DH-6KT-AU (AS4777-2 2020) | Ningbo Deye Ess Technology Co Ltd | 2027-01-16
2025-01-20 | HBS16320 | Ningbo Deye Ess Technology Co Ltd RW-F10.2 (x23) w/ Noark Electrics (Shanghai) Co., Ltd. Ex9N-DH-6KT-AU (AS4777-2 2020) Eastron SDM630 MCT (40mA) Series | 211.6 |  |  | Ningbo Deye Ess Technology Co Ltd | RW-F10.2 | 6 | Noark Electrics (Shanghai) Co., Ltd. | Ex9N-DH-6KT-AU (AS4777-2 2020) | Ningbo Deye Ess Technology Co Ltd | 2027-01-16
2025-01-20 | HBS16321 | Ningbo Deye Ess Technology Co Ltd RW-F10.2 (x24) w/ Noark Electrics (Shanghai) Co., Ltd. Ex9N-DH-6KT-AU (AS4777-2 2020) Eastron SDM630 MCT (40mA) Series | 220.8 |  |  | Ningbo Deye Ess Technology Co Ltd | RW-F10.2 | 6 | Noark Electrics (Shanghai) Co., Ltd. | Ex9N-DH-6KT-AU (AS4777-2 2020) | Ningbo Deye Ess Technology Co Ltd | 2027-01-16
2025-01-20 | HBS16322 | Ningbo Deye Ess Technology Co Ltd RW-F10.2 (x25) w/ Noark Electrics (Shanghai) Co., Ltd. Ex9N-DH-6KT-AU (AS4777-2 2020) Eastron SDM630 MCT (40mA) Series | 230 |  |  | Ningbo Deye Ess Technology Co Ltd | RW-F10.2 | 6 | Noark Electrics (Shanghai) Co., Ltd. | Ex9N-DH-6KT-AU (AS4777-2 2020) | Ningbo Deye Ess Technology Co Ltd | 2027-01-16
2025-01-20 | HBS16323 | Ningbo Deye Ess Technology Co Ltd RW-F10.2 (x26) w/ Noark Electrics (Shanghai) Co., Ltd. Ex9N-DH-6KT-AU (AS4777-2 2020) Eastron SDM630 MCT (40mA) Series | 239.2 |  |  | Ningbo Deye Ess Technology Co Ltd | RW-F10.2 | 6 | Noark Electrics (Shanghai) Co., Ltd. | Ex9N-DH-6KT-AU (AS4777-2 2020) | Ningbo Deye Ess Technology Co Ltd | 2027-01-16
2025-01-20 | HBS16324 | Ningbo Deye Ess Technology Co Ltd RW-F10.2 (x27) w/ Noark Electrics (Shanghai) Co., Ltd. Ex9N-DH-6KT-AU (AS4777-2 2020) Eastron SDM630 MCT (40mA) Series | 248.4 |  |  | Ningbo Deye Ess Technology Co Ltd | RW-F10.2 | 6 | Noark Electrics (Shanghai) Co., Ltd. | Ex9N-DH-6KT-AU (AS4777-2 2020) | Ningbo Deye Ess Technology Co Ltd | 2027-01-16
2025-01-20 | HBS16325 | Ningbo Deye Ess Technology Co Ltd RW-F10.2 (x28) w/ Noark Electrics (Shanghai) Co., Ltd. Ex9N-DH-6KT-AU (AS4777-2 2020) Eastron SDM630 MCT (40mA) Series | 257.6 |  |  | Ningbo Deye Ess Technology Co Ltd | RW-F10.2 | 6 | Noark Electrics (Shanghai) Co., Ltd. | Ex9N-DH-6KT-AU (AS4777-2 2020) | Ningbo Deye Ess Technology Co Ltd | 2027-01-16
2025-01-20 | HBS16326 | Ningbo Deye Ess Technology Co Ltd RW-F10.2 (x29) w/ Noark Electrics (Shanghai) Co., Ltd. Ex9N-DH-6KT-AU (AS4777-2 2020) Eastron SDM630 MCT (40mA) Series | 266.8 |  |  | Ningbo Deye Ess Technology Co Ltd | RW-F10.2 | 6 | Noark Electrics (Shanghai) Co., Ltd. | Ex9N-DH-6KT-AU (AS4777-2 2020) | Ningbo Deye Ess Technology Co Ltd | 2027-01-16
2025-01-20 | HBS16327 | Ningbo Deye Ess Technology Co Ltd RW-F10.2 (x30) w/ Noark Electrics (Shanghai) Co., Ltd. Ex9N-DH-6KT-AU (AS4777-2 2020) Eastron SDM630 MCT (40mA) Series | 276 |  |  | Ningbo Deye Ess Technology Co Ltd | RW-F10.2 | 6 | Noark Electrics (Shanghai) Co., Ltd. | Ex9N-DH-6KT-AU (AS4777-2 2020) | Ningbo Deye Ess Technology Co Ltd | 2027-01-16
2025-01-20 | HBS16328 | Ningbo Deye Ess Technology Co Ltd RW-F10.2 (x31) w/ Noark Electrics (Shanghai) Co., Ltd. Ex9N-DH-6KT-AU (AS4777-2 2020) Eastron SDM630 MCT (40mA) Series | 285.2 |  |  | Ningbo Deye Ess Technology Co Ltd | RW-F10.2 | 6 | Noark Electrics (Shanghai) Co., Ltd. | Ex9N-DH-6KT-AU (AS4777-2 2020) | Ningbo Deye Ess Technology Co Ltd | 2027-01-16
2025-01-20 | HBS16329 | Ningbo Deye Ess Technology Co Ltd RW-F10.2 (x32) w/ Noark Electrics (Shanghai) Co., Ltd. Ex9N-DH-6KT-AU (AS4777-2 2020) Eastron SDM630 MCT (40mA) Series | 294.4 |  |  | Ningbo Deye Ess Technology Co Ltd | RW-F10.2 | 6 | Noark Electrics (Shanghai) Co., Ltd. | Ex9N-DH-6KT-AU (AS4777-2 2020) | Ningbo Deye Ess Technology Co Ltd | 2027-01-16
2025-01-20 | HBS16330 | Ningbo Deye Ess Technology Co Ltd RW-F10.2 (x1) w/ Noark Electrics (Shanghai) Co., Ltd. Ex9N-DH-8KT-AU (AS4777-2 2020) Eastron SDM630 MCT (40mA) Series | 9.2 |  |  | Ningbo Deye Ess Technology Co Ltd | RW-F10.2 | 6 | Noark Electrics (Shanghai) Co., Ltd. | Ex9N-DH-8KT-AU (AS4777-2 2020) | Ningbo Deye Ess Technology Co Ltd | 2027-01-16
2025-01-20 | HBS16331 | Ningbo Deye Ess Technology Co Ltd RW-F10.2 (x2) w/ Noark Electrics (Shanghai) Co., Ltd. Ex9N-DH-8KT-AU (AS4777-2 2020) Eastron SDM630 MCT (40mA) Series | 18.4 |  |  | Ningbo Deye Ess Technology Co Ltd | RW-F10.2 | 6 | Noark Electrics (Shanghai) Co., Ltd. | Ex9N-DH-8KT-AU (AS4777-2 2020) | Ningbo Deye Ess Technology Co Ltd | 2027-01-16
2025-01-20 | HBS16332 | Ningbo Deye Ess Technology Co Ltd RW-F10.2 (x3) w/ Noark Electrics (Shanghai) Co., Ltd. Ex9N-DH-8KT-AU (AS4777-2 2020) Eastron SDM630 MCT (40mA) Series | 27.6 |  |  | Ningbo Deye Ess Technology Co Ltd | RW-F10.2 | 6 | Noark Electrics (Shanghai) Co., Ltd. | Ex9N-DH-8KT-AU (AS4777-2 2020) | Ningbo Deye Ess Technology Co Ltd | 2027-01-16
2025-01-20 | HBS16333 | Ningbo Deye Ess Technology Co Ltd RW-F10.2 (x4) w/ Noark Electrics (Shanghai) Co., Ltd. Ex9N-DH-8KT-AU (AS4777-2 2020) Eastron SDM630 MCT (40mA) Series | 36.8 |  |  | Ningbo Deye Ess Technology Co Ltd | RW-F10.2 | 6 | Noark Electrics (Shanghai) Co., Ltd. | Ex9N-DH-8KT-AU (AS4777-2 2020) | Ningbo Deye Ess Technology Co Ltd | 2027-01-16
2025-01-20 | HBS16334 | Ningbo Deye Ess Technology Co Ltd RW-F10.2 (x5) w/ Noark Electrics (Shanghai) Co., Ltd. Ex9N-DH-8KT-AU (AS4777-2 2020) Eastron SDM630 MCT (40mA) Series | 46 |  |  | Ningbo Deye Ess Technology Co Ltd | RW-F10.2 | 6 | Noark Electrics (Shanghai) Co., Ltd. | Ex9N-DH-8KT-AU (AS4777-2 2020) | Ningbo Deye Ess Technology Co Ltd | 2027-01-16
2025-01-20 | HBS16335 | Ningbo Deye Ess Technology Co Ltd RW-F10.2 (x6) w/ Noark Electrics (Shanghai) Co., Ltd. Ex9N-DH-8KT-AU (AS4777-2 2020) Eastron SDM630 MCT (40mA) Series | 55.2 |  |  | Ningbo Deye Ess Technology Co Ltd | RW-F10.2 | 6 | Noark Electrics (Shanghai) Co., Ltd. | Ex9N-DH-8KT-AU (AS4777-2 2020) | Ningbo Deye Ess Technology Co Ltd | 2027-01-16
2025-01-20 | HBS16336 | Ningbo Deye Ess Technology Co Ltd RW-F10.2 (x7) w/ Noark Electrics (Shanghai) Co., Ltd. Ex9N-DH-8KT-AU (AS4777-2 2020) Eastron SDM630 MCT (40mA) Series | 64.4 |  |  | Ningbo Deye Ess Technology Co Ltd | RW-F10.2 | 6 | Noark Electrics (Shanghai) Co., Ltd. | Ex9N-DH-8KT-AU (AS4777-2 2020) | Ningbo Deye Ess Technology Co Ltd | 2027-01-16
2025-01-20 | HBS16337 | Ningbo Deye Ess Technology Co Ltd RW-F10.2 (x8) w/ Noark Electrics (Shanghai) Co., Ltd. Ex9N-DH-8KT-AU (AS4777-2 2020) Eastron SDM630 MCT (40mA) Series | 73.6 |  |  | Ningbo Deye Ess Technology Co Ltd | RW-F10.2 | 6 | Noark Electrics (Shanghai) Co., Ltd. | Ex9N-DH-8KT-AU (AS4777-2 2020) | Ningbo Deye Ess Technology Co Ltd | 2027-01-16
2025-01-20 | HBS16338 | Ningbo Deye Ess Technology Co Ltd RW-F10.2 (x9) w/ Noark Electrics (Shanghai) Co., Ltd. Ex9N-DH-8KT-AU (AS4777-2 2020) Eastron SDM630 MCT (40mA) Series | 82.8 |  |  | Ningbo Deye Ess Technology Co Ltd | RW-F10.2 | 6 | Noark Electrics (Shanghai) Co., Ltd. | Ex9N-DH-8KT-AU (AS4777-2 2020) | Ningbo Deye Ess Technology Co Ltd | 2027-01-16
2025-01-20 | HBS16339 | Ningbo Deye Ess Technology Co Ltd RW-F10.2 (x10) w/ Noark Electrics (Shanghai) Co., Ltd. Ex9N-DH-8KT-AU (AS4777-2 2020) Eastron SDM630 MCT (40mA) Series | 92 |  |  | Ningbo Deye Ess Technology Co Ltd | RW-F10.2 | 6 | Noark Electrics (Shanghai) Co., Ltd. | Ex9N-DH-8KT-AU (AS4777-2 2020) | Ningbo Deye Ess Technology Co Ltd | 2027-01-16
2025-01-20 | HBS16340 | Ningbo Deye Ess Technology Co Ltd RW-F10.2 (x11) w/ Noark Electrics (Shanghai) Co., Ltd. Ex9N-DH-8KT-AU (AS4777-2 2020) Eastron SDM630 MCT (40mA) Series | 101.2 |  |  | Ningbo Deye Ess Technology Co Ltd | RW-F10.2 | 6 | Noark Electrics (Shanghai) Co., Ltd. | Ex9N-DH-8KT-AU (AS4777-2 2020) | Ningbo Deye Ess Technology Co Ltd | 2027-01-16
2025-01-20 | HBS16341 | Ningbo Deye Ess Technology Co Ltd RW-F10.2 (x12) w/ Noark Electrics (Shanghai) Co., Ltd. Ex9N-DH-8KT-AU (AS4777-2 2020) Eastron SDM630 MCT (40mA) Series | 110.4 |  |  | Ningbo Deye Ess Technology Co Ltd | RW-F10.2 | 6 | Noark Electrics (Shanghai) Co., Ltd. | Ex9N-DH-8KT-AU (AS4777-2 2020) | Ningbo Deye Ess Technology Co Ltd | 2027-01-16
2025-01-20 | HBS16342 | Ningbo Deye Ess Technology Co Ltd RW-F10.2 (x13) w/ Noark Electrics (Shanghai) Co., Ltd. Ex9N-DH-8KT-AU (AS4777-2 2020) Eastron SDM630 MCT (40mA) Series | 119.6 |  |  | Ningbo Deye Ess Technology Co Ltd | RW-F10.2 | 6 | Noark Electrics (Shanghai) Co., Ltd. | Ex9N-DH-8KT-AU (AS4777-2 2020) | Ningbo Deye Ess Technology Co Ltd | 2027-01-16
2025-01-20 | HBS16343 | Ningbo Deye Ess Technology Co Ltd RW-F10.2 (x14) w/ Noark Electrics (Shanghai) Co., Ltd. Ex9N-DH-8KT-AU (AS4777-2 2020) Eastron SDM630 MCT (40mA) Series | 128.8 |  |  | Ningbo Deye Ess Technology Co Ltd | RW-F10.2 | 6 | Noark Electrics (Shanghai) Co., Ltd. | Ex9N-DH-8KT-AU (AS4777-2 2020) | Ningbo Deye Ess Technology Co Ltd | 2027-01-16
2025-01-20 | HBS16344 | Ningbo Deye Ess Technology Co Ltd RW-F10.2 (x15) w/ Noark Electrics (Shanghai) Co., Ltd. Ex9N-DH-8KT-AU (AS4777-2 2020) Eastron SDM630 MCT (40mA) Series | 138 |  |  | Ningbo Deye Ess Technology Co Ltd | RW-F10.2 | 6 | Noark Electrics (Shanghai) Co., Ltd. | Ex9N-DH-8KT-AU (AS4777-2 2020) | Ningbo Deye Ess Technology Co Ltd | 2027-01-16
2025-01-20 | HBS16345 | Ningbo Deye Ess Technology Co Ltd RW-F10.2 (x16) w/ Noark Electrics (Shanghai) Co., Ltd. Ex9N-DH-8KT-AU (AS4777-2 2020) Eastron SDM630 MCT (40mA) Series | 147.2 |  |  | Ningbo Deye Ess Technology Co Ltd | RW-F10.2 | 6 | Noark Electrics (Shanghai) Co., Ltd. | Ex9N-DH-8KT-AU (AS4777-2 2020) | Ningbo Deye Ess Technology Co Ltd | 2027-01-16
2025-01-20 | HBS16346 | Ningbo Deye Ess Technology Co Ltd RW-F10.2 (x17) w/ Noark Electrics (Shanghai) Co., Ltd. Ex9N-DH-8KT-AU (AS4777-2 2020) Eastron SDM630 MCT (40mA) Series | 156.4 |  |  | Ningbo Deye Ess Technology Co Ltd | RW-F10.2 | 6 | Noark Electrics (Shanghai) Co., Ltd. | Ex9N-DH-8KT-AU (AS4777-2 2020) | Ningbo Deye Ess Technology Co Ltd | 2027-01-16
2025-01-20 | HBS16347 | Ningbo Deye Ess Technology Co Ltd RW-F10.2 (x18) w/ Noark Electrics (Shanghai) Co., Ltd. Ex9N-DH-8KT-AU (AS4777-2 2020) Eastron SDM630 MCT (40mA) Series | 165.6 |  |  | Ningbo Deye Ess Technology Co Ltd | RW-F10.2 | 6 | Noark Electrics (Shanghai) Co., Ltd. | Ex9N-DH-8KT-AU (AS4777-2 2020) | Ningbo Deye Ess Technology Co Ltd | 2027-01-16
2025-01-20 | HBS16348 | Ningbo Deye Ess Technology Co Ltd RW-F10.2 (x19) w/ Noark Electrics (Shanghai) Co., Ltd. Ex9N-DH-8KT-AU (AS4777-2 2020) Eastron SDM630 MCT (40mA) Series | 174.8 |  |  | Ningbo Deye Ess Technology Co Ltd | RW-F10.2 | 6 | Noark Electrics (Shanghai) Co., Ltd. | Ex9N-DH-8KT-AU (AS4777-2 2020) | Ningbo Deye Ess Technology Co Ltd | 2027-01-16
2025-01-20 | HBS16349 | Ningbo Deye Ess Technology Co Ltd RW-F10.2 (x20) w/ Noark Electrics (Shanghai) Co., Ltd. Ex9N-DH-8KT-AU (AS4777-2 2020) Eastron SDM630 MCT (40mA) Series | 184 |  |  | Ningbo Deye Ess Technology Co Ltd | RW-F10.2 | 6 | Noark Electrics (Shanghai) Co., Ltd. | Ex9N-DH-8KT-AU (AS4777-2 2020) | Ningbo Deye Ess Technology Co Ltd | 2027-01-16
2025-01-20 | HBS16350 | Ningbo Deye Ess Technology Co Ltd RW-F10.2 (x21) w/ Noark Electrics (Shanghai) Co., Ltd. Ex9N-DH-8KT-AU (AS4777-2 2020) Eastron SDM630 MCT (40mA) Series | 193.2 |  |  | Ningbo Deye Ess Technology Co Ltd | RW-F10.2 | 6 | Noark Electrics (Shanghai) Co., Ltd. | Ex9N-DH-8KT-AU (AS4777-2 2020) | Ningbo Deye Ess Technology Co Ltd | 2027-01-16
2025-01-20 | HBS16351 | Ningbo Deye Ess Technology Co Ltd RW-F10.2 (x22) w/ Noark Electrics (Shanghai) Co., Ltd. Ex9N-DH-8KT-AU (AS4777-2 2020) Eastron SDM630 MCT (40mA) Series | 202.4 |  |  | Ningbo Deye Ess Technology Co Ltd | RW-F10.2 | 6 | Noark Electrics (Shanghai) Co., Ltd. | Ex9N-DH-8KT-AU (AS4777-2 2020) | Ningbo Deye Ess Technology Co Ltd | 2027-01-16
2025-01-20 | HBS16352 | Ningbo Deye Ess Technology Co Ltd RW-F10.2 (x23) w/ Noark Electrics (Shanghai) Co., Ltd. Ex9N-DH-8KT-AU (AS4777-2 2020) Eastron SDM630 MCT (40mA) Series | 211.6 |  |  | Ningbo Deye Ess Technology Co Ltd | RW-F10.2 | 6 | Noark Electrics (Shanghai) Co., Ltd. | Ex9N-DH-8KT-AU (AS4777-2 2020) | Ningbo Deye Ess Technology Co Ltd | 2027-01-16
2025-01-20 | HBS16353 | Ningbo Deye Ess Technology Co Ltd RW-F10.2 (x24) w/ Noark Electrics (Shanghai) Co., Ltd. Ex9N-DH-8KT-AU (AS4777-2 2020) Eastron SDM630 MCT (40mA) Series | 220.8 |  |  | Ningbo Deye Ess Technology Co Ltd | RW-F10.2 | 6 | Noark Electrics (Shanghai) Co., Ltd. | Ex9N-DH-8KT-AU (AS4777-2 2020) | Ningbo Deye Ess Technology Co Ltd | 2027-01-16
2025-01-20 | HBS16354 | Ningbo Deye Ess Technology Co Ltd RW-F10.2 (x25) w/ Noark Electrics (Shanghai) Co., Ltd. Ex9N-DH-8KT-AU (AS4777-2 2020) Eastron SDM630 MCT (40mA) Series | 230 |  |  | Ningbo Deye Ess Technology Co Ltd | RW-F10.2 | 6 | Noark Electrics (Shanghai) Co., Ltd. | Ex9N-DH-8KT-AU (AS4777-2 2020) | Ningbo Deye Ess Technology Co Ltd | 2027-01-16
2025-01-20 | HBS16355 | Ningbo Deye Ess Technology Co Ltd RW-F10.2 (x26) w/ Noark Electrics (Shanghai) Co., Ltd. Ex9N-DH-8KT-AU (AS4777-2 2020) Eastron SDM630 MCT (40mA) Series | 239.2 |  |  | Ningbo Deye Ess Technology Co Ltd | RW-F10.2 | 6 | Noark Electrics (Shanghai) Co., Ltd. | Ex9N-DH-8KT-AU (AS4777-2 2020) | Ningbo Deye Ess Technology Co Ltd | 2027-01-16
2025-01-20 | HBS16356 | Ningbo Deye Ess Technology Co Ltd RW-F10.2 (x27) w/ Noark Electrics (Shanghai) Co., Ltd. Ex9N-DH-8KT-AU (AS4777-2 2020) Eastron SDM630 MCT (40mA) Series | 248.4 |  |  | Ningbo Deye Ess Technology Co Ltd | RW-F10.2 | 6 | Noark Electrics (Shanghai) Co., Ltd. | Ex9N-DH-8KT-AU (AS4777-2 2020) | Ningbo Deye Ess Technology Co Ltd | 2027-01-16
2025-01-20 | HBS16357 | Ningbo Deye Ess Technology Co Ltd RW-F10.2 (x28) w/ Noark Electrics (Shanghai) Co., Ltd. Ex9N-DH-8KT-AU (AS4777-2 2020) Eastron SDM630 MCT (40mA) Series | 257.6 |  |  | Ningbo Deye Ess Technology Co Ltd | RW-F10.2 | 6 | Noark Electrics (Shanghai) Co., Ltd. | Ex9N-DH-8KT-AU (AS4777-2 2020) | Ningbo Deye Ess Technology Co Ltd | 2027-01-16
2025-01-20 | HBS16358 | Ningbo Deye Ess Technology Co Ltd RW-F10.2 (x29) w/ Noark Electrics (Shanghai) Co., Ltd. Ex9N-DH-8KT-AU (AS4777-2 2020) Eastron SDM630 MCT (40mA) Series | 266.8 |  |  | Ningbo Deye Ess Technology Co Ltd | RW-F10.2 | 6 | Noark Electrics (Shanghai) Co., Ltd. | Ex9N-DH-8KT-AU (AS4777-2 2020) | Ningbo Deye Ess Technology Co Ltd | 2027-01-16
2025-01-20 | HBS16359 | Ningbo Deye Ess Technology Co Ltd RW-F10.2 (x30) w/ Noark Electrics (Shanghai) Co., Ltd. Ex9N-DH-8KT-AU (AS4777-2 2020) Eastron SDM630 MCT (40mA) Series | 276 |  |  | Ningbo Deye Ess Technology Co Ltd | RW-F10.2 | 6 | Noark Electrics (Shanghai) Co., Ltd. | Ex9N-DH-8KT-AU (AS4777-2 2020) | Ningbo Deye Ess Technology Co Ltd | 2027-01-16
2025-01-20 | HBS16360 | Ningbo Deye Ess Technology Co Ltd RW-F10.2 (x31) w/ Noark Electrics (Shanghai) Co., Ltd. Ex9N-DH-8KT-AU (AS4777-2 2020) Eastron SDM630 MCT (40mA) Series | 285.2 |  |  | Ningbo Deye Ess Technology Co Ltd | RW-F10.2 | 6 | Noark Electrics (Shanghai) Co., Ltd. | Ex9N-DH-8KT-AU (AS4777-2 2020) | Ningbo Deye Ess Technology Co Ltd | 2027-01-16
2025-01-20 | HBS16361 | Ningbo Deye Ess Technology Co Ltd RW-F10.2 (x32) w/ Noark Electrics (Shanghai) Co., Ltd. Ex9N-DH-8KT-AU (AS4777-2 2020) Eastron SDM630 MCT (40mA) Series | 294.4 |  |  | Ningbo Deye Ess Technology Co Ltd | RW-F10.2 | 6 | Noark Electrics (Shanghai) Co., Ltd. | Ex9N-DH-8KT-AU (AS4777-2 2020) | Ningbo Deye Ess Technology Co Ltd | 2027-01-16
2025-01-20 | HBS16362 | Ningbo Deye Ess Technology Co Ltd RW-F10.2 (x1) w/ Noark Electrics (Shanghai) Co., Ltd. Ex9N-DH-10KT-AU (AS4777-2 2020) Eastron SDM630 MCT (40mA) Series | 9.2 |  |  | Ningbo Deye Ess Technology Co Ltd | RW-F10.2 | 6 | Noark Electrics (Shanghai) Co., Ltd. | Ex9N-DH-10KT-AU (AS4777-2 2020) | Ningbo Deye Ess Technology Co Ltd | 2027-01-16
2025-01-20 | HBS16363 | Ningbo Deye Ess Technology Co Ltd RW-F10.2 (x2) w/ Noark Electrics (Shanghai) Co., Ltd. Ex9N-DH-10KT-AU (AS4777-2 2020) Eastron SDM630 MCT (40mA) Series | 18.4 |  |  | Ningbo Deye Ess Technology Co Ltd | RW-F10.2 | 6 | Noark Electrics (Shanghai) Co., Ltd. | Ex9N-DH-10KT-AU (AS4777-2 2020) | Ningbo Deye Ess Technology Co Ltd | 2027-01-16
2025-01-20 | HBS16364 | Ningbo Deye Ess Technology Co Ltd RW-F10.2 (x3) w/ Noark Electrics (Shanghai) Co., Ltd. Ex9N-DH-10KT-AU (AS4777-2 2020) Eastron SDM630 MCT (40mA) Series | 27.6 |  |  | Ningbo Deye Ess Technology Co Ltd | RW-F10.2 | 6 | Noark Electrics (Shanghai) Co., Ltd. | Ex9N-DH-10KT-AU (AS4777-2 2020) | Ningbo Deye Ess Technology Co Ltd | 2027-01-16
2025-01-20 | HBS16365 | Ningbo Deye Ess Technology Co Ltd RW-F10.2 (x4) w/ Noark Electrics (Shanghai) Co., Ltd. Ex9N-DH-10KT-AU (AS4777-2 2020) Eastron SDM630 MCT (40mA) Series | 36.8 |  |  | Ningbo Deye Ess Technology Co Ltd | RW-F10.2 | 6 | Noark Electrics (Shanghai) Co., Ltd. | Ex9N-DH-10KT-AU (AS4777-2 2020) | Ningbo Deye Ess Technology Co Ltd | 2027-01-16
2025-01-20 | HBS16366 | Ningbo Deye Ess Technology Co Ltd RW-F10.2 (x5) w/ Noark Electrics (Shanghai) Co., Ltd. Ex9N-DH-10KT-AU (AS4777-2 2020) Eastron SDM630 MCT (40mA) Series | 46 |  |  | Ningbo Deye Ess Technology Co Ltd | RW-F10.2 | 6 | Noark Electrics (Shanghai) Co., Ltd. | Ex9N-DH-10KT-AU (AS4777-2 2020) | Ningbo Deye Ess Technology Co Ltd | 2027-01-16
2025-01-20 | HBS16367 | Ningbo Deye Ess Technology Co Ltd RW-F10.2 (x6) w/ Noark Electrics (Shanghai) Co., Ltd. Ex9N-DH-10KT-AU (AS4777-2 2020) Eastron SDM630 MCT (40mA) Series | 55.2 |  |  | Ningbo Deye Ess Technology Co Ltd | RW-F10.2 | 6 | Noark Electrics (Shanghai) Co., Ltd. | Ex9N-DH-10KT-AU (AS4777-2 2020) | Ningbo Deye Ess Technology Co Ltd | 2027-01-16
2025-01-20 | HBS16368 | Ningbo Deye Ess Technology Co Ltd RW-F10.2 (x7) w/ Noark Electrics (Shanghai) Co., Ltd. Ex9N-DH-10KT-AU (AS4777-2 2020) Eastron SDM630 MCT (40mA) Series | 64.4 |  |  | Ningbo Deye Ess Technology Co Ltd | RW-F10.2 | 6 | Noark Electrics (Shanghai) Co., Ltd. | Ex9N-DH-10KT-AU (AS4777-2 2020) | Ningbo Deye Ess Technology Co Ltd | 2027-01-16
2025-01-20 | HBS16369 | Ningbo Deye Ess Technology Co Ltd RW-F10.2 (x8) w/ Noark Electrics (Shanghai) Co., Ltd. Ex9N-DH-10KT-AU (AS4777-2 2020) Eastron SDM630 MCT (40mA) Series | 73.6 |  |  | Ningbo Deye Ess Technology Co Ltd | RW-F10.2 | 6 | Noark Electrics (Shanghai) Co., Ltd. | Ex9N-DH-10KT-AU (AS4777-2 2020) | Ningbo Deye Ess Technology Co Ltd | 2027-01-16
2025-01-20 | HBS16370 | Ningbo Deye Ess Technology Co Ltd RW-F10.2 (x9) w/ Noark Electrics (Shanghai) Co., Ltd. Ex9N-DH-10KT-AU (AS4777-2 2020) Eastron SDM630 MCT (40mA) Series | 82.8 |  |  | Ningbo Deye Ess Technology Co Ltd | RW-F10.2 | 6 | Noark Electrics (Shanghai) Co., Ltd. | Ex9N-DH-10KT-AU (AS4777-2 2020) | Ningbo Deye Ess Technology Co Ltd | 2027-01-16
2025-01-20 | HBS16371 | Ningbo Deye Ess Technology Co Ltd RW-F10.2 (x10) w/ Noark Electrics (Shanghai) Co., Ltd. Ex9N-DH-10KT-AU (AS4777-2 2020) Eastron SDM630 MCT (40mA) Series | 92 |  |  | Ningbo Deye Ess Technology Co Ltd | RW-F10.2 | 6 | Noark Electrics (Shanghai) Co., Ltd. | Ex9N-DH-10KT-AU (AS4777-2 2020) | Ningbo Deye Ess Technology Co Ltd | 2027-01-16
2025-01-20 | HBS16372 | Ningbo Deye Ess Technology Co Ltd RW-F10.2 (x11) w/ Noark Electrics (Shanghai) Co., Ltd. Ex9N-DH-10KT-AU (AS4777-2 2020) Eastron SDM630 MCT (40mA) Series | 101.2 |  |  | Ningbo Deye Ess Technology Co Ltd | RW-F10.2 | 6 | Noark Electrics (Shanghai) Co., Ltd. | Ex9N-DH-10KT-AU (AS4777-2 2020) | Ningbo Deye Ess Technology Co Ltd | 2027-01-16
2025-01-20 | HBS16373 | Ningbo Deye Ess Technology Co Ltd RW-F10.2 (x12) w/ Noark Electrics (Shanghai) Co., Ltd. Ex9N-DH-10KT-AU (AS4777-2 2020) Eastron SDM630 MCT (40mA) Series | 110.4 |  |  | Ningbo Deye Ess Technology Co Ltd | RW-F10.2 | 6 | Noark Electrics (Shanghai) Co., Ltd. | Ex9N-DH-10KT-AU (AS4777-2 2020) | Ningbo Deye Ess Technology Co Ltd | 2027-01-16
2025-01-20 | HBS16374 | Ningbo Deye Ess Technology Co Ltd RW-F10.2 (x13) w/ Noark Electrics (Shanghai) Co., Ltd. Ex9N-DH-10KT-AU (AS4777-2 2020) Eastron SDM630 MCT (40mA) Series | 119.6 |  |  | Ningbo Deye Ess Technology Co Ltd | RW-F10.2 | 6 | Noark Electrics (Shanghai) Co., Ltd. | Ex9N-DH-10KT-AU (AS4777-2 2020) | Ningbo Deye Ess Technology Co Ltd | 2027-01-16
2025-01-20 | HBS16375 | Ningbo Deye Ess Technology Co Ltd RW-F10.2 (x14) w/ Noark Electrics (Shanghai) Co., Ltd. Ex9N-DH-10KT-AU (AS4777-2 2020) Eastron SDM630 MCT (40mA) Series | 128.8 |  |  | Ningbo Deye Ess Technology Co Ltd | RW-F10.2 | 6 | Noark Electrics (Shanghai) Co., Ltd. | Ex9N-DH-10KT-AU (AS4777-2 2020) | Ningbo Deye Ess Technology Co Ltd | 2027-01-16
2025-01-20 | HBS16376 | Ningbo Deye Ess Technology Co Ltd RW-F10.2 (x15) w/ Noark Electrics (Shanghai) Co., Ltd. Ex9N-DH-10KT-AU (AS4777-2 2020) Eastron SDM630 MCT (40mA) Series | 138 |  |  | Ningbo Deye Ess Technology Co Ltd | RW-F10.2 | 6 | Noark Electrics (Shanghai) Co., Ltd. | Ex9N-DH-10KT-AU (AS4777-2 2020) | Ningbo Deye Ess Technology Co Ltd | 2027-01-16
2025-01-20 | HBS16377 | Ningbo Deye Ess Technology Co Ltd RW-F10.2 (x16) w/ Noark Electrics (Shanghai) Co., Ltd. Ex9N-DH-10KT-AU (AS4777-2 2020) Eastron SDM630 MCT (40mA) Series | 147.2 |  |  | Ningbo Deye Ess Technology Co Ltd | RW-F10.2 | 6 | Noark Electrics (Shanghai) Co., Ltd. | Ex9N-DH-10KT-AU (AS4777-2 2020) | Ningbo Deye Ess Technology Co Ltd | 2027-01-16
2025-01-20 | HBS16378 | Ningbo Deye Ess Technology Co Ltd RW-F10.2 (x17) w/ Noark Electrics (Shanghai) Co., Ltd. Ex9N-DH-10KT-AU (AS4777-2 2020) Eastron SDM630 MCT (40mA) Series | 156.4 |  |  | Ningbo Deye Ess Technology Co Ltd | RW-F10.2 | 6 | Noark Electrics (Shanghai) Co., Ltd. | Ex9N-DH-10KT-AU (AS4777-2 2020) | Ningbo Deye Ess Technology Co Ltd | 2027-01-16
2025-01-20 | HBS16379 | Ningbo Deye Ess Technology Co Ltd RW-F10.2 (x18) w/ Noark Electrics (Shanghai) Co., Ltd. Ex9N-DH-10KT-AU (AS4777-2 2020) Eastron SDM630 MCT (40mA) Series | 165.6 |  |  | Ningbo Deye Ess Technology Co Ltd | RW-F10.2 | 6 | Noark Electrics (Shanghai) Co., Ltd. | Ex9N-DH-10KT-AU (AS4777-2 2020) | Ningbo Deye Ess Technology Co Ltd | 2027-01-16
2025-01-20 | HBS16380 | Ningbo Deye Ess Technology Co Ltd RW-F10.2 (x19) w/ Noark Electrics (Shanghai) Co., Ltd. Ex9N-DH-10KT-AU (AS4777-2 2020) Eastron SDM630 MCT (40mA) Series | 174.8 |  |  | Ningbo Deye Ess Technology Co Ltd | RW-F10.2 | 6 | Noark Electrics (Shanghai) Co., Ltd. | Ex9N-DH-10KT-AU (AS4777-2 2020) | Ningbo Deye Ess Technology Co Ltd | 2027-01-16
2025-01-20 | HBS16381 | Ningbo Deye Ess Technology Co Ltd RW-F10.2 (x20) w/ Noark Electrics (Shanghai) Co., Ltd. Ex9N-DH-10KT-AU (AS4777-2 2020) Eastron SDM630 MCT (40mA) Series | 184 |  |  | Ningbo Deye Ess Technology Co Ltd | RW-F10.2 | 6 | Noark Electrics (Shanghai) Co., Ltd. | Ex9N-DH-10KT-AU (AS4777-2 2020) | Ningbo Deye Ess Technology Co Ltd | 2027-01-16
2025-01-20 | HBS16382 | Ningbo Deye Ess Technology Co Ltd RW-F10.2 (x21) w/ Noark Electrics (Shanghai) Co., Ltd. Ex9N-DH-10KT-AU (AS4777-2 2020) Eastron SDM630 MCT (40mA) Series | 193.2 |  |  | Ningbo Deye Ess Technology Co Ltd | RW-F10.2 | 6 | Noark Electrics (Shanghai) Co., Ltd. | Ex9N-DH-10KT-AU (AS4777-2 2020) | Ningbo Deye Ess Technology Co Ltd | 2027-01-16
2025-01-20 | HBS16383 | Ningbo Deye Ess Technology Co Ltd RW-F10.2 (x22) w/ Noark Electrics (Shanghai) Co., Ltd. Ex9N-DH-10KT-AU (AS4777-2 2020) Eastron SDM630 MCT (40mA) Series | 202.4 |  |  | Ningbo Deye Ess Technology Co Ltd | RW-F10.2 | 6 | Noark Electrics (Shanghai) Co., Ltd. | Ex9N-DH-10KT-AU (AS4777-2 2020) | Ningbo Deye Ess Technology Co Ltd | 2027-01-16
2025-01-20 | HBS16384 | Ningbo Deye Ess Technology Co Ltd RW-F10.2 (x23) w/ Noark Electrics (Shanghai) Co., Ltd. Ex9N-DH-10KT-AU (AS4777-2 2020) Eastron SDM630 MCT (40mA) Series | 211.6 |  |  | Ningbo Deye Ess Technology Co Ltd | RW-F10.2 | 6 | Noark Electrics (Shanghai) Co., Ltd. | Ex9N-DH-10KT-AU (AS4777-2 2020) | Ningbo Deye Ess Technology Co Ltd | 2027-01-16
2025-01-20 | HBS16385 | Ningbo Deye Ess Technology Co Ltd RW-F10.2 (x24) w/ Noark Electrics (Shanghai) Co., Ltd. Ex9N-DH-10KT-AU (AS4777-2 2020) Eastron SDM630 MCT (40mA) Series | 220.8 |  |  | Ningbo Deye Ess Technology Co Ltd | RW-F10.2 | 6 | Noark Electrics (Shanghai) Co., Ltd. | Ex9N-DH-10KT-AU (AS4777-2 2020) | Ningbo Deye Ess Technology Co Ltd | 2027-01-16
2025-01-20 | HBS16386 | Ningbo Deye Ess Technology Co Ltd RW-F10.2 (x25) w/ Noark Electrics (Shanghai) Co., Ltd. Ex9N-DH-10KT-AU (AS4777-2 2020) Eastron SDM630 MCT (40mA) Series | 230 |  |  | Ningbo Deye Ess Technology Co Ltd | RW-F10.2 | 6 | Noark Electrics (Shanghai) Co., Ltd. | Ex9N-DH-10KT-AU (AS4777-2 2020) | Ningbo Deye Ess Technology Co Ltd | 2027-01-16
2025-01-20 | HBS16387 | Ningbo Deye Ess Technology Co Ltd RW-F10.2 (x26) w/ Noark Electrics (Shanghai) Co., Ltd. Ex9N-DH-10KT-AU (AS4777-2 2020) Eastron SDM630 MCT (40mA) Series | 239.2 |  |  | Ningbo Deye Ess Technology Co Ltd | RW-F10.2 | 6 | Noark Electrics (Shanghai) Co., Ltd. | Ex9N-DH-10KT-AU (AS4777-2 2020) | Ningbo Deye Ess Technology Co Ltd | 2027-01-16
2025-01-20 | HBS16388 | Ningbo Deye Ess Technology Co Ltd RW-F10.2 (x27) w/ Noark Electrics (Shanghai) Co., Ltd. Ex9N-DH-10KT-AU (AS4777-2 2020) Eastron SDM630 MCT (40mA) Series | 248.4 |  |  | Ningbo Deye Ess Technology Co Ltd | RW-F10.2 | 6 | Noark Electrics (Shanghai) Co., Ltd. | Ex9N-DH-10KT-AU (AS4777-2 2020) | Ningbo Deye Ess Technology Co Ltd | 2027-01-16
2025-01-20 | HBS16389 | Ningbo Deye Ess Technology Co Ltd RW-F10.2 (x28) w/ Noark Electrics (Shanghai) Co., Ltd. Ex9N-DH-10KT-AU (AS4777-2 2020) Eastron SDM630 MCT (40mA) Series | 257.6 |  |  | Ningbo Deye Ess Technology Co Ltd | RW-F10.2 | 6 | Noark Electrics (Shanghai) Co., Ltd. | Ex9N-DH-10KT-AU (AS4777-2 2020) | Ningbo Deye Ess Technology Co Ltd | 2027-01-16
2025-01-20 | HBS16390 | Ningbo Deye Ess Technology Co Ltd RW-F10.2 (x29) w/ Noark Electrics (Shanghai) Co., Ltd. Ex9N-DH-10KT-AU (AS4777-2 2020) Eastron SDM630 MCT (40mA) Series | 266.8 |  |  | Ningbo Deye Ess Technology Co Ltd | RW-F10.2 | 6 | Noark Electrics (Shanghai) Co., Ltd. | Ex9N-DH-10KT-AU (AS4777-2 2020) | Ningbo Deye Ess Technology Co Ltd | 2027-01-16
2025-01-20 | HBS16391 | Ningbo Deye Ess Technology Co Ltd RW-F10.2 (x30) w/ Noark Electrics (Shanghai) Co., Ltd. Ex9N-DH-10KT-AU (AS4777-2 2020) Eastron SDM630 MCT (40mA) Series | 276 |  |  | Ningbo Deye Ess Technology Co Ltd | RW-F10.2 | 6 | Noark Electrics (Shanghai) Co., Ltd. | Ex9N-DH-10KT-AU (AS4777-2 2020) | Ningbo Deye Ess Technology Co Ltd | 2027-01-16
2025-01-20 | HBS16392 | Ningbo Deye Ess Technology Co Ltd RW-F10.2 (x31) w/ Noark Electrics (Shanghai) Co., Ltd. Ex9N-DH-10KT-AU (AS4777-2 2020) Eastron SDM630 MCT (40mA) Series | 285.2 |  |  | Ningbo Deye Ess Technology Co Ltd | RW-F10.2 | 6 | Noark Electrics (Shanghai) Co., Ltd. | Ex9N-DH-10KT-AU (AS4777-2 2020) | Ningbo Deye Ess Technology Co Ltd | 2027-01-16
2025-01-20 | HBS16393 | Ningbo Deye Ess Technology Co Ltd RW-F10.2 (x32) w/ Noark Electrics (Shanghai) Co., Ltd. Ex9N-DH-10KT-AU (AS4777-2 2020) Eastron SDM630 MCT (40mA) Series | 294.4 |  |  | Ningbo Deye Ess Technology Co Ltd | RW-F10.2 | 6 | Noark Electrics (Shanghai) Co., Ltd. | Ex9N-DH-10KT-AU (AS4777-2 2020) | Ningbo Deye Ess Technology Co Ltd | 2027-01-16
2025-01-20 | HBS16394 | Ningbo Deye Ess Technology Co Ltd RW-F10.2 (x1) w/ Noark Electrics (Shanghai) Co., Ltd. Ex9N-DH-12KT-AU (AS4777-2 2020) Eastron SDM630 MCT (40mA) Series | 9.2 |  |  | Ningbo Deye Ess Technology Co Ltd | RW-F10.2 | 6 | Noark Electrics (Shanghai) Co., Ltd. | Ex9N-DH-12KT-AU (AS4777-2 2020) | Ningbo Deye Ess Technology Co Ltd | 2027-01-16
2025-01-20 | HBS16395 | Ningbo Deye Ess Technology Co Ltd RW-F10.2 (x2) w/ Noark Electrics (Shanghai) Co., Ltd. Ex9N-DH-12KT-AU (AS4777-2 2020) Eastron SDM630 MCT (40mA) Series | 18.4 |  |  | Ningbo Deye Ess Technology Co Ltd | RW-F10.2 | 6 | Noark Electrics (Shanghai) Co., Ltd. | Ex9N-DH-12KT-AU (AS4777-2 2020) | Ningbo Deye Ess Technology Co Ltd | 2027-01-16
2025-01-20 | HBS16396 | Ningbo Deye Ess Technology Co Ltd RW-F10.2 (x3) w/ Noark Electrics (Shanghai) Co., Ltd. Ex9N-DH-12KT-AU (AS4777-2 2020) Eastron SDM630 MCT (40mA) Series | 27.6 |  |  | Ningbo Deye Ess Technology Co Ltd | RW-F10.2 | 6 | Noark Electrics (Shanghai) Co., Ltd. | Ex9N-DH-12KT-AU (AS4777-2 2020) | Ningbo Deye Ess Technology Co Ltd | 2027-01-16
2025-01-20 | HBS16397 | Ningbo Deye Ess Technology Co Ltd RW-F10.2 (x4) w/ Noark Electrics (Shanghai) Co., Ltd. Ex9N-DH-12KT-AU (AS4777-2 2020) Eastron SDM630 MCT (40mA) Series | 36.8 |  |  | Ningbo Deye Ess Technology Co Ltd | RW-F10.2 | 6 | Noark Electrics (Shanghai) Co., Ltd. | Ex9N-DH-12KT-AU (AS4777-2 2020) | Ningbo Deye Ess Technology Co Ltd | 2027-01-16
2025-01-20 | HBS16398 | Ningbo Deye Ess Technology Co Ltd RW-F10.2 (x5) w/ Noark Electrics (Shanghai) Co., Ltd. Ex9N-DH-12KT-AU (AS4777-2 2020) Eastron SDM630 MCT (40mA) Series | 46 |  |  | Ningbo Deye Ess Technology Co Ltd | RW-F10.2 | 6 | Noark Electrics (Shanghai) Co., Ltd. | Ex9N-DH-12KT-AU (AS4777-2 2020) | Ningbo Deye Ess Technology Co Ltd | 2027-01-16
2025-01-20 | HBS16399 | Ningbo Deye Ess Technology Co Ltd RW-F10.2 (x6) w/ Noark Electrics (Shanghai) Co., Ltd. Ex9N-DH-12KT-AU (AS4777-2 2020) Eastron SDM630 MCT (40mA) Series | 55.2 |  |  | Ningbo Deye Ess Technology Co Ltd | RW-F10.2 | 6 | Noark Electrics (Shanghai) Co., Ltd. | Ex9N-DH-12KT-AU (AS4777-2 2020) | Ningbo Deye Ess Technology Co Ltd | 2027-01-16
2025-01-20 | HBS16400 | Ningbo Deye Ess Technology Co Ltd RW-F10.2 (x7) w/ Noark Electrics (Shanghai) Co., Ltd. Ex9N-DH-12KT-AU (AS4777-2 2020) Eastron SDM630 MCT (40mA) Series | 64.4 |  |  | Ningbo Deye Ess Technology Co Ltd | RW-F10.2 | 6 | Noark Electrics (Shanghai) Co., Ltd. | Ex9N-DH-12KT-AU (AS4777-2 2020) | Ningbo Deye Ess Technology Co Ltd | 2027-01-16
2025-01-20 | HBS16401 | Ningbo Deye Ess Technology Co Ltd RW-F10.2 (x8) w/ Noark Electrics (Shanghai) Co., Ltd. Ex9N-DH-12KT-AU (AS4777-2 2020) Eastron SDM630 MCT (40mA) Series | 73.6 |  |  | Ningbo Deye Ess Technology Co Ltd | RW-F10.2 | 6 | Noark Electrics (Shanghai) Co., Ltd. | Ex9N-DH-12KT-AU (AS4777-2 2020) | Ningbo Deye Ess Technology Co Ltd | 2027-01-16
2025-01-20 | HBS16402 | Ningbo Deye Ess Technology Co Ltd RW-F10.2 (x9) w/ Noark Electrics (Shanghai) Co., Ltd. Ex9N-DH-12KT-AU (AS4777-2 2020) Eastron SDM630 MCT (40mA) Series | 82.8 |  |  | Ningbo Deye Ess Technology Co Ltd | RW-F10.2 | 6 | Noark Electrics (Shanghai) Co., Ltd. | Ex9N-DH-12KT-AU (AS4777-2 2020) | Ningbo Deye Ess Technology Co Ltd | 2027-01-16
2025-01-20 | HBS16403 | Ningbo Deye Ess Technology Co Ltd RW-F10.2 (x10) w/ Noark Electrics (Shanghai) Co., Ltd. Ex9N-DH-12KT-AU (AS4777-2 2020) Eastron SDM630 MCT (40mA) Series | 92 |  |  | Ningbo Deye Ess Technology Co Ltd | RW-F10.2 | 6 | Noark Electrics (Shanghai) Co., Ltd. | Ex9N-DH-12KT-AU (AS4777-2 2020) | Ningbo Deye Ess Technology Co Ltd | 2027-01-16
2025-01-20 | HBS16404 | Ningbo Deye Ess Technology Co Ltd RW-F10.2 (x11) w/ Noark Electrics (Shanghai) Co., Ltd. Ex9N-DH-12KT-AU (AS4777-2 2020) Eastron SDM630 MCT (40mA) Series | 101.2 |  |  | Ningbo Deye Ess Technology Co Ltd | RW-F10.2 | 6 | Noark Electrics (Shanghai) Co., Ltd. | Ex9N-DH-12KT-AU (AS4777-2 2020) | Ningbo Deye Ess Technology Co Ltd | 2027-01-16
2025-01-20 | HBS16405 | Ningbo Deye Ess Technology Co Ltd RW-F10.2 (x12) w/ Noark Electrics (Shanghai) Co., Ltd. Ex9N-DH-12KT-AU (AS4777-2 2020) Eastron SDM630 MCT (40mA) Series | 110.4 |  |  | Ningbo Deye Ess Technology Co Ltd | RW-F10.2 | 6 | Noark Electrics (Shanghai) Co., Ltd. | Ex9N-DH-12KT-AU (AS4777-2 2020) | Ningbo Deye Ess Technology Co Ltd | 2027-01-16
2025-01-20 | HBS16406 | Ningbo Deye Ess Technology Co Ltd RW-F10.2 (x13) w/ Noark Electrics (Shanghai) Co., Ltd. Ex9N-DH-12KT-AU (AS4777-2 2020) Eastron SDM630 MCT (40mA) Series | 119.6 |  |  | Ningbo Deye Ess Technology Co Ltd | RW-F10.2 | 6 | Noark Electrics (Shanghai) Co., Ltd. | Ex9N-DH-12KT-AU (AS4777-2 2020) | Ningbo Deye Ess Technology Co Ltd | 2027-01-16
2025-01-20 | HBS16407 | Ningbo Deye Ess Technology Co Ltd RW-F10.2 (x14) w/ Noark Electrics (Shanghai) Co., Ltd. Ex9N-DH-12KT-AU (AS4777-2 2020) Eastron SDM630 MCT (40mA) Series | 128.8 |  |  | Ningbo Deye Ess Technology Co Ltd | RW-F10.2 | 6 | Noark Electrics (Shanghai) Co., Ltd. | Ex9N-DH-12KT-AU (AS4777-2 2020) | Ningbo Deye Ess Technology Co Ltd | 2027-01-16
2025-01-20 | HBS16408 | Ningbo Deye Ess Technology Co Ltd RW-F10.2 (x15) w/ Noark Electrics (Shanghai) Co., Ltd. Ex9N-DH-12KT-AU (AS4777-2 2020) Eastron SDM630 MCT (40mA) Series | 138 |  |  | Ningbo Deye Ess Technology Co Ltd | RW-F10.2 | 6 | Noark Electrics (Shanghai) Co., Ltd. | Ex9N-DH-12KT-AU (AS4777-2 2020) | Ningbo Deye Ess Technology Co Ltd | 2027-01-16
2025-01-20 | HBS16409 | Ningbo Deye Ess Technology Co Ltd RW-F10.2 (x16) w/ Noark Electrics (Shanghai) Co., Ltd. Ex9N-DH-12KT-AU (AS4777-2 2020) Eastron SDM630 MCT (40mA) Series | 147.2 |  |  | Ningbo Deye Ess Technology Co Ltd | RW-F10.2 | 6 | Noark Electrics (Shanghai) Co., Ltd. | Ex9N-DH-12KT-AU (AS4777-2 2020) | Ningbo Deye Ess Technology Co Ltd | 2027-01-16
2025-01-20 | HBS16410 | Ningbo Deye Ess Technology Co Ltd RW-F10.2 (x17) w/ Noark Electrics (Shanghai) Co., Ltd. Ex9N-DH-12KT-AU (AS4777-2 2020) Eastron SDM630 MCT (40mA) Series | 156.4 |  |  | Ningbo Deye Ess Technology Co Ltd | RW-F10.2 | 6 | Noark Electrics (Shanghai) Co., Ltd. | Ex9N-DH-12KT-AU (AS4777-2 2020) | Ningbo Deye Ess Technology Co Ltd | 2027-01-16
2025-01-20 | HBS16411 | Ningbo Deye Ess Technology Co Ltd RW-F10.2 (x18) w/ Noark Electrics (Shanghai) Co., Ltd. Ex9N-DH-12KT-AU (AS4777-2 2020) Eastron SDM630 MCT (40mA) Series | 165.6 |  |  | Ningbo Deye Ess Technology Co Ltd | RW-F10.2 | 6 | Noark Electrics (Shanghai) Co., Ltd. | Ex9N-DH-12KT-AU (AS4777-2 2020) | Ningbo Deye Ess Technology Co Ltd | 2027-01-16
2025-01-20 | HBS16412 | Ningbo Deye Ess Technology Co Ltd RW-F10.2 (x19) w/ Noark Electrics (Shanghai) Co., Ltd. Ex9N-DH-12KT-AU (AS4777-2 2020) Eastron SDM630 MCT (40mA) Series | 174.8 |  |  | Ningbo Deye Ess Technology Co Ltd | RW-F10.2 | 6 | Noark Electrics (Shanghai) Co., Ltd. | Ex9N-DH-12KT-AU (AS4777-2 2020) | Ningbo Deye Ess Technology Co Ltd | 2027-01-16
2025-01-20 | HBS16413 | Ningbo Deye Ess Technology Co Ltd RW-F10.2 (x20) w/ Noark Electrics (Shanghai) Co., Ltd. Ex9N-DH-12KT-AU (AS4777-2 2020) Eastron SDM630 MCT (40mA) Series | 184 |  |  | Ningbo Deye Ess Technology Co Ltd | RW-F10.2 | 6 | Noark Electrics (Shanghai) Co., Ltd. | Ex9N-DH-12KT-AU (AS4777-2 2020) | Ningbo Deye Ess Technology Co Ltd | 2027-01-16
2025-01-20 | HBS16414 | Ningbo Deye Ess Technology Co Ltd RW-F10.2 (x21) w/ Noark Electrics (Shanghai) Co., Ltd. Ex9N-DH-12KT-AU (AS4777-2 2020) Eastron SDM630 MCT (40mA) Series | 193.2 |  |  | Ningbo Deye Ess Technology Co Ltd | RW-F10.2 | 6 | Noark Electrics (Shanghai) Co., Ltd. | Ex9N-DH-12KT-AU (AS4777-2 2020) | Ningbo Deye Ess Technology Co Ltd | 2027-01-16
2025-01-20 | HBS16415 | Ningbo Deye Ess Technology Co Ltd RW-F10.2 (x22) w/ Noark Electrics (Shanghai) Co., Ltd. Ex9N-DH-12KT-AU (AS4777-2 2020) Eastron SDM630 MCT (40mA) Series | 202.4 |  |  | Ningbo Deye Ess Technology Co Ltd | RW-F10.2 | 6 | Noark Electrics (Shanghai) Co., Ltd. | Ex9N-DH-12KT-AU (AS4777-2 2020) | Ningbo Deye Ess Technology Co Ltd | 2027-01-16
2025-01-20 | HBS16416 | Ningbo Deye Ess Technology Co Ltd RW-F10.2 (x23) w/ Noark Electrics (Shanghai) Co., Ltd. Ex9N-DH-12KT-AU (AS4777-2 2020) Eastron SDM630 MCT (40mA) Series | 211.6 |  |  | Ningbo Deye Ess Technology Co Ltd | RW-F10.2 | 6 | Noark Electrics (Shanghai) Co., Ltd. | Ex9N-DH-12KT-AU (AS4777-2 2020) | Ningbo Deye Ess Technology Co Ltd | 2027-01-16
2025-01-20 | HBS16417 | Ningbo Deye Ess Technology Co Ltd RW-F10.2 (x24) w/ Noark Electrics (Shanghai) Co., Ltd. Ex9N-DH-12KT-AU (AS4777-2 2020) Eastron SDM630 MCT (40mA) Series | 220.8 |  |  | Ningbo Deye Ess Technology Co Ltd | RW-F10.2 | 6 | Noark Electrics (Shanghai) Co., Ltd. | Ex9N-DH-12KT-AU (AS4777-2 2020) | Ningbo Deye Ess Technology Co Ltd | 2027-01-16
2025-01-20 | HBS16418 | Ningbo Deye Ess Technology Co Ltd RW-F10.2 (x25) w/ Noark Electrics (Shanghai) Co., Ltd. Ex9N-DH-12KT-AU (AS4777-2 2020) Eastron SDM630 MCT (40mA) Series | 230 |  |  | Ningbo Deye Ess Technology Co Ltd | RW-F10.2 | 6 | Noark Electrics (Shanghai) Co., Ltd. | Ex9N-DH-12KT-AU (AS4777-2 2020) | Ningbo Deye Ess Technology Co Ltd | 2027-01-16
2025-01-20 | HBS16419 | Ningbo Deye Ess Technology Co Ltd RW-F10.2 (x26) w/ Noark Electrics (Shanghai) Co., Ltd. Ex9N-DH-12KT-AU (AS4777-2 2020) Eastron SDM630 MCT (40mA) Series | 239.2 |  |  | Ningbo Deye Ess Technology Co Ltd | RW-F10.2 | 6 | Noark Electrics (Shanghai) Co., Ltd. | Ex9N-DH-12KT-AU (AS4777-2 2020) | Ningbo Deye Ess Technology Co Ltd | 2027-01-16
2025-01-20 | HBS16420 | Ningbo Deye Ess Technology Co Ltd RW-F10.2 (x27) w/ Noark Electrics (Shanghai) Co., Ltd. Ex9N-DH-12KT-AU (AS4777-2 2020) Eastron SDM630 MCT (40mA) Series | 248.4 |  |  | Ningbo Deye Ess Technology Co Ltd | RW-F10.2 | 6 | Noark Electrics (Shanghai) Co., Ltd. | Ex9N-DH-12KT-AU (AS4777-2 2020) | Ningbo Deye Ess Technology Co Ltd | 2027-01-16
2025-01-20 | HBS16421 | Ningbo Deye Ess Technology Co Ltd RW-F10.2 (x28) w/ Noark Electrics (Shanghai) Co., Ltd. Ex9N-DH-12KT-AU (AS4777-2 2020) Eastron SDM630 MCT (40mA) Series | 257.6 |  |  | Ningbo Deye Ess Technology Co Ltd | RW-F10.2 | 6 | Noark Electrics (Shanghai) Co., Ltd. | Ex9N-DH-12KT-AU (AS4777-2 2020) | Ningbo Deye Ess Technology Co Ltd | 2027-01-16
2025-01-20 | HBS16422 | Ningbo Deye Ess Technology Co Ltd RW-F10.2 (x29) w/ Noark Electrics (Shanghai) Co., Ltd. Ex9N-DH-12KT-AU (AS4777-2 2020) Eastron SDM630 MCT (40mA) Series | 266.8 |  |  | Ningbo Deye Ess Technology Co Ltd | RW-F10.2 | 6 | Noark Electrics (Shanghai) Co., Ltd. | Ex9N-DH-12KT-AU (AS4777-2 2020) | Ningbo Deye Ess Technology Co Ltd | 2027-01-16
2025-01-20 | HBS16423 | Ningbo Deye Ess Technology Co Ltd RW-F10.2 (x30) w/ Noark Electrics (Shanghai) Co., Ltd. Ex9N-DH-12KT-AU (AS4777-2 2020) Eastron SDM630 MCT (40mA) Series | 276 |  |  | Ningbo Deye Ess Technology Co Ltd | RW-F10.2 | 6 | Noark Electrics (Shanghai) Co., Ltd. | Ex9N-DH-12KT-AU (AS4777-2 2020) | Ningbo Deye Ess Technology Co Ltd | 2027-01-16
2025-01-20 | HBS16424 | Ningbo Deye Ess Technology Co Ltd RW-F10.2 (x31) w/ Noark Electrics (Shanghai) Co., Ltd. Ex9N-DH-12KT-AU (AS4777-2 2020) Eastron SDM630 MCT (40mA) Series | 285.2 |  |  | Ningbo Deye Ess Technology Co Ltd | RW-F10.2 | 6 | Noark Electrics (Shanghai) Co., Ltd. | Ex9N-DH-12KT-AU (AS4777-2 2020) | Ningbo Deye Ess Technology Co Ltd | 2027-01-16
2025-01-20 | HBS16425 | Ningbo Deye Ess Technology Co Ltd RW-F10.2 (x32) w/ Noark Electrics (Shanghai) Co., Ltd. Ex9N-DH-12KT-AU (AS4777-2 2020) Eastron SDM630 MCT (40mA) Series | 294.4 |  |  | Ningbo Deye Ess Technology Co Ltd | RW-F10.2 | 6 | Noark Electrics (Shanghai) Co., Ltd. | Ex9N-DH-12KT-AU (AS4777-2 2020) | Ningbo Deye Ess Technology Co Ltd | 2027-01-16
2025-01-20 | HBS16426 | Ningbo Deye Ess Technology Co Ltd RW-M6.1-B (x2) w/ Noark Electrics (Shanghai) Co., Ltd. Ex9N-DH-5KS-AU (AS4777-2 2020) Eastron SDM120CT-M(40mA) | 11.06 |  |  | Ningbo Deye Ess Technology Co Ltd | RW-M6.1-B | 6 | Noark Electrics (Shanghai) Co., Ltd. | Ex9N-DH-5KS-AU (AS4777-2 2020) | Ningbo Deye Ess Technology Co Ltd | 2026-11-08
2025-01-20 | HBS16427 | Ningbo Deye Ess Technology Co Ltd RW-M6.1-B (x3) w/ Noark Electrics (Shanghai) Co., Ltd. Ex9N-DH-5KS-AU (AS4777-2 2020) Eastron SDM120CT-M(40mA) | 16.59 |  |  | Ningbo Deye Ess Technology Co Ltd | RW-M6.1-B | 6 | Noark Electrics (Shanghai) Co., Ltd. | Ex9N-DH-5KS-AU (AS4777-2 2020) | Ningbo Deye Ess Technology Co Ltd | 2026-11-08
2025-01-20 | HBS16428 | Ningbo Deye Ess Technology Co Ltd RW-M6.1-B (x4) w/ Noark Electrics (Shanghai) Co., Ltd. Ex9N-DH-5KS-AU (AS4777-2 2020) Eastron SDM120CT-M(40mA) | 22.12 |  |  | Ningbo Deye Ess Technology Co Ltd | RW-M6.1-B | 6 | Noark Electrics (Shanghai) Co., Ltd. | Ex9N-DH-5KS-AU (AS4777-2 2020) | Ningbo Deye Ess Technology Co Ltd | 2026-11-08
2025-01-20 | HBS16429 | Ningbo Deye Ess Technology Co Ltd RW-M6.1-B (x5) w/ Noark Electrics (Shanghai) Co., Ltd. Ex9N-DH-5KS-AU (AS4777-2 2020) Eastron SDM120CT-M(40mA) | 27.65 |  |  | Ningbo Deye Ess Technology Co Ltd | RW-M6.1-B | 6 | Noark Electrics (Shanghai) Co., Ltd. | Ex9N-DH-5KS-AU (AS4777-2 2020) | Ningbo Deye Ess Technology Co Ltd | 2026-11-08
2025-01-20 | HBS16430 | Ningbo Deye Ess Technology Co Ltd RW-M6.1-B (x6) w/ Noark Electrics (Shanghai) Co., Ltd. Ex9N-DH-5KS-AU (AS4777-2 2020) Eastron SDM120CT-M(40mA) | 33.18 |  |  | Ningbo Deye Ess Technology Co Ltd | RW-M6.1-B | 6 | Noark Electrics (Shanghai) Co., Ltd. | Ex9N-DH-5KS-AU (AS4777-2 2020) | Ningbo Deye Ess Technology Co Ltd | 2026-11-08
2025-01-20 | HBS16431 | Ningbo Deye Ess Technology Co Ltd RW-M6.1-B (x7) w/ Noark Electrics (Shanghai) Co., Ltd. Ex9N-DH-5KS-AU (AS4777-2 2020) Eastron SDM120CT-M(40mA) | 38.71 |  |  | Ningbo Deye Ess Technology Co Ltd | RW-M6.1-B | 6 | Noark Electrics (Shanghai) Co., Ltd. | Ex9N-DH-5KS-AU (AS4777-2 2020) | Ningbo Deye Ess Technology Co Ltd | 2026-11-08
2025-01-20 | HBS16432 | Ningbo Deye Ess Technology Co Ltd RW-M6.1-B (x8) w/ Noark Electrics (Shanghai) Co., Ltd. Ex9N-DH-5KS-AU (AS4777-2 2020) Eastron SDM120CT-M(40mA) | 44.24 |  |  | Ningbo Deye Ess Technology Co Ltd | RW-M6.1-B | 6 | Noark Electrics (Shanghai) Co., Ltd. | Ex9N-DH-5KS-AU (AS4777-2 2020) | Ningbo Deye Ess Technology Co Ltd | 2026-11-08
2025-01-20 | HBS16433 | Ningbo Deye Ess Technology Co Ltd RW-M6.1-B (x9) w/ Noark Electrics (Shanghai) Co., Ltd. Ex9N-DH-5KS-AU (AS4777-2 2020) Eastron SDM120CT-M(40mA) | 49.77 |  |  | Ningbo Deye Ess Technology Co Ltd | RW-M6.1-B | 6 | Noark Electrics (Shanghai) Co., Ltd. | Ex9N-DH-5KS-AU (AS4777-2 2020) | Ningbo Deye Ess Technology Co Ltd | 2026-11-08
2025-01-20 | HBS16434 | Ningbo Deye Ess Technology Co Ltd RW-M6.1-B (x10) w/ Noark Electrics (Shanghai) Co., Ltd. Ex9N-DH-5KS-AU (AS4777-2 2020) Eastron SDM120CT-M(40mA) | 55.3 |  |  | Ningbo Deye Ess Technology Co Ltd | RW-M6.1-B | 6 | Noark Electrics (Shanghai) Co., Ltd. | Ex9N-DH-5KS-AU (AS4777-2 2020) | Ningbo Deye Ess Technology Co Ltd | 2026-11-08
2025-01-20 | HBS16435 | Ningbo Deye Ess Technology Co Ltd RW-M6.1-B (x11) w/ Noark Electrics (Shanghai) Co., Ltd. Ex9N-DH-5KS-AU (AS4777-2 2020) Eastron SDM120CT-M(40mA) | 60.83 |  |  | Ningbo Deye Ess Technology Co Ltd | RW-M6.1-B | 6 | Noark Electrics (Shanghai) Co., Ltd. | Ex9N-DH-5KS-AU (AS4777-2 2020) | Ningbo Deye Ess Technology Co Ltd | 2026-11-08
2025-01-20 | HBS16436 | Ningbo Deye Ess Technology Co Ltd RW-M6.1-B (x12) w/ Noark Electrics (Shanghai) Co., Ltd. Ex9N-DH-5KS-AU (AS4777-2 2020) Eastron SDM120CT-M(40mA) | 66.36 |  |  | Ningbo Deye Ess Technology Co Ltd | RW-M6.1-B | 6 | Noark Electrics (Shanghai) Co., Ltd. | Ex9N-DH-5KS-AU (AS4777-2 2020) | Ningbo Deye Ess Technology Co Ltd | 2026-11-08
2025-01-20 | HBS16437 | Ningbo Deye Ess Technology Co Ltd RW-M6.1-B (x13) w/ Noark Electrics (Shanghai) Co., Ltd. Ex9N-DH-5KS-AU (AS4777-2 2020) Eastron SDM120CT-M(40mA) | 71.89 |  |  | Ningbo Deye Ess Technology Co Ltd | RW-M6.1-B | 6 | Noark Electrics (Shanghai) Co., Ltd. | Ex9N-DH-5KS-AU (AS4777-2 2020) | Ningbo Deye Ess Technology Co Ltd | 2026-11-08
2025-01-20 | HBS16438 | Ningbo Deye Ess Technology Co Ltd RW-M6.1-B (x14) w/ Noark Electrics (Shanghai) Co., Ltd. Ex9N-DH-5KS-AU (AS4777-2 2020) Eastron SDM120CT-M(40mA) | 77.42 |  |  | Ningbo Deye Ess Technology Co Ltd | RW-M6.1-B | 6 | Noark Electrics (Shanghai) Co., Ltd. | Ex9N-DH-5KS-AU (AS4777-2 2020) | Ningbo Deye Ess Technology Co Ltd | 2026-11-08
2025-01-20 | HBS16439 | Ningbo Deye Ess Technology Co Ltd RW-M6.1-B (x15) w/ Noark Electrics (Shanghai) Co., Ltd. Ex9N-DH-5KS-AU (AS4777-2 2020) Eastron SDM120CT-M(40mA) | 82.95 |  |  | Ningbo Deye Ess Technology Co Ltd | RW-M6.1-B | 6 | Noark Electrics (Shanghai) Co., Ltd. | Ex9N-DH-5KS-AU (AS4777-2 2020) | Ningbo Deye Ess Technology Co Ltd | 2026-11-08
2025-01-20 | HBS16440 | Ningbo Deye Ess Technology Co Ltd RW-M6.1-B (x16) w/ Noark Electrics (Shanghai) Co., Ltd. Ex9N-DH-5KS-AU (AS4777-2 2020) Eastron SDM120CT-M(40mA) | 88.48 |  |  | Ningbo Deye Ess Technology Co Ltd | RW-M6.1-B | 6 | Noark Electrics (Shanghai) Co., Ltd. | Ex9N-DH-5KS-AU (AS4777-2 2020) | Ningbo Deye Ess Technology Co Ltd | 2026-11-08
2025-01-20 | HBS16441 | Ningbo Deye Ess Technology Co Ltd RW-M6.1-B (x17) w/ Noark Electrics (Shanghai) Co., Ltd. Ex9N-DH-5KS-AU (AS4777-2 2020) Eastron SDM120CT-M(40mA) | 94.01 |  |  | Ningbo Deye Ess Technology Co Ltd | RW-M6.1-B | 6 | Noark Electrics (Shanghai) Co., Ltd. | Ex9N-DH-5KS-AU (AS4777-2 2020) | Ningbo Deye Ess Technology Co Ltd | 2026-11-08
2025-01-20 | HBS16442 | Ningbo Deye Ess Technology Co Ltd RW-M6.1-B (x18) w/ Noark Electrics (Shanghai) Co., Ltd. Ex9N-DH-5KS-AU (AS4777-2 2020) Eastron SDM120CT-M(40mA) | 99.54 |  |  | Ningbo Deye Ess Technology Co Ltd | RW-M6.1-B | 6 | Noark Electrics (Shanghai) Co., Ltd. | Ex9N-DH-5KS-AU (AS4777-2 2020) | Ningbo Deye Ess Technology Co Ltd | 2026-11-08
2025-01-20 | HBS16443 | Ningbo Deye Ess Technology Co Ltd RW-M6.1-B (x19) w/ Noark Electrics (Shanghai) Co., Ltd. Ex9N-DH-5KS-AU (AS4777-2 2020) Eastron SDM120CT-M(40mA) | 105.07 |  |  | Ningbo Deye Ess Technology Co Ltd | RW-M6.1-B | 6 | Noark Electrics (Shanghai) Co., Ltd. | Ex9N-DH-5KS-AU (AS4777-2 2020) | Ningbo Deye Ess Technology Co Ltd | 2026-11-08
2025-01-20 | HBS16444 | Ningbo Deye Ess Technology Co Ltd RW-M6.1-B (x20) w/ Noark Electrics (Shanghai) Co., Ltd. Ex9N-DH-5KS-AU (AS4777-2 2020) Eastron SDM120CT-M(40mA) | 110.6 |  |  | Ningbo Deye Ess Technology Co Ltd | RW-M6.1-B | 6 | Noark Electrics (Shanghai) Co., Ltd. | Ex9N-DH-5KS-AU (AS4777-2 2020) | Ningbo Deye Ess Technology Co Ltd | 2026-11-08
2025-01-20 | HBS16445 | Ningbo Deye Ess Technology Co Ltd RW-M6.1-B (x21) w/ Noark Electrics (Shanghai) Co., Ltd. Ex9N-DH-5KS-AU (AS4777-2 2020) Eastron SDM120CT-M(40mA) | 116.13 |  |  | Ningbo Deye Ess Technology Co Ltd | RW-M6.1-B | 6 | Noark Electrics (Shanghai) Co., Ltd. | Ex9N-DH-5KS-AU (AS4777-2 2020) | Ningbo Deye Ess Technology Co Ltd | 2026-11-08
2025-01-20 | HBS16446 | Ningbo Deye Ess Technology Co Ltd RW-M6.1-B (x22) w/ Noark Electrics (Shanghai) Co., Ltd. Ex9N-DH-5KS-AU (AS4777-2 2020) Eastron SDM120CT-M(40mA) | 121.66 |  |  | Ningbo Deye Ess Technology Co Ltd | RW-M6.1-B | 6 | Noark Electrics (Shanghai) Co., Ltd. | Ex9N-DH-5KS-AU (AS4777-2 2020) | Ningbo Deye Ess Technology Co Ltd | 2026-11-08
2025-01-20 | HBS16447 | Ningbo Deye Ess Technology Co Ltd RW-M6.1-B (x23) w/ Noark Electrics (Shanghai) Co., Ltd. Ex9N-DH-5KS-AU (AS4777-2 2020) Eastron SDM120CT-M(40mA) | 127.19 |  |  | Ningbo Deye Ess Technology Co Ltd | RW-M6.1-B | 6 | Noark Electrics (Shanghai) Co., Ltd. | Ex9N-DH-5KS-AU (AS4777-2 2020) | Ningbo Deye Ess Technology Co Ltd | 2026-11-08
2025-01-20 | HBS16448 | Ningbo Deye Ess Technology Co Ltd RW-M6.1-B (x24) w/ Noark Electrics (Shanghai) Co., Ltd. Ex9N-DH-5KS-AU (AS4777-2 2020) Eastron SDM120CT-M(40mA) | 132.72 |  |  | Ningbo Deye Ess Technology Co Ltd | RW-M6.1-B | 6 | Noark Electrics (Shanghai) Co., Ltd. | Ex9N-DH-5KS-AU (AS4777-2 2020) | Ningbo Deye Ess Technology Co Ltd | 2026-11-08
2025-01-20 | HBS16449 | Ningbo Deye Ess Technology Co Ltd RW-M6.1-B (x25) w/ Noark Electrics (Shanghai) Co., Ltd. Ex9N-DH-5KS-AU (AS4777-2 2020) Eastron SDM120CT-M(40mA) | 138.25 |  |  | Ningbo Deye Ess Technology Co Ltd | RW-M6.1-B | 6 | Noark Electrics (Shanghai) Co., Ltd. | Ex9N-DH-5KS-AU (AS4777-2 2020) | Ningbo Deye Ess Technology Co Ltd | 2026-11-08
2025-01-20 | HBS16450 | Ningbo Deye Ess Technology Co Ltd RW-M6.1-B (x26) w/ Noark Electrics (Shanghai) Co., Ltd. Ex9N-DH-5KS-AU (AS4777-2 2020) Eastron SDM120CT-M(40mA) | 143.78 |  |  | Ningbo Deye Ess Technology Co Ltd | RW-M6.1-B | 6 | Noark Electrics (Shanghai) Co., Ltd. | Ex9N-DH-5KS-AU (AS4777-2 2020) | Ningbo Deye Ess Technology Co Ltd | 2026-11-08
2025-01-20 | HBS16451 | Ningbo Deye Ess Technology Co Ltd RW-M6.1-B (x27) w/ Noark Electrics (Shanghai) Co., Ltd. Ex9N-DH-5KS-AU (AS4777-2 2020) Eastron SDM120CT-M(40mA) | 149.31 |  |  | Ningbo Deye Ess Technology Co Ltd | RW-M6.1-B | 6 | Noark Electrics (Shanghai) Co., Ltd. | Ex9N-DH-5KS-AU (AS4777-2 2020) | Ningbo Deye Ess Technology Co Ltd | 2026-11-08
2025-01-20 | HBS16452 | Ningbo Deye Ess Technology Co Ltd RW-M6.1-B (x28) w/ Noark Electrics (Shanghai) Co., Ltd. Ex9N-DH-5KS-AU (AS4777-2 2020) Eastron SDM120CT-M(40mA) | 154.84 |  |  | Ningbo Deye Ess Technology Co Ltd | RW-M6.1-B | 6 | Noark Electrics (Shanghai) Co., Ltd. | Ex9N-DH-5KS-AU (AS4777-2 2020) | Ningbo Deye Ess Technology Co Ltd | 2026-11-08
2025-01-20 | HBS16453 | Ningbo Deye Ess Technology Co Ltd RW-M6.1-B (x29) w/ Noark Electrics (Shanghai) Co., Ltd. Ex9N-DH-5KS-AU (AS4777-2 2020) Eastron SDM120CT-M(40mA) | 160.37 |  |  | Ningbo Deye Ess Technology Co Ltd | RW-M6.1-B | 6 | Noark Electrics (Shanghai) Co., Ltd. | Ex9N-DH-5KS-AU (AS4777-2 2020) | Ningbo Deye Ess Technology Co Ltd | 2026-11-08
2025-01-20 | HBS16454 | Ningbo Deye Ess Technology Co Ltd RW-M6.1-B (x30) w/ Noark Electrics (Shanghai) Co., Ltd. Ex9N-DH-5KS-AU (AS4777-2 2020) Eastron SDM120CT-M(40mA) | 165.9 |  |  | Ningbo Deye Ess Technology Co Ltd | RW-M6.1-B | 6 | Noark Electrics (Shanghai) Co., Ltd. | Ex9N-DH-5KS-AU (AS4777-2 2020) | Ningbo Deye Ess Technology Co Ltd | 2026-11-08
2025-01-20 | HBS16455 | Ningbo Deye Ess Technology Co Ltd RW-M6.1-B (x31) w/ Noark Electrics (Shanghai) Co., Ltd. Ex9N-DH-5KS-AU (AS4777-2 2020) Eastron SDM120CT-M(40mA) | 171.43 |  |  | Ningbo Deye Ess Technology Co Ltd | RW-M6.1-B | 6 | Noark Electrics (Shanghai) Co., Ltd. | Ex9N-DH-5KS-AU (AS4777-2 2020) | Ningbo Deye Ess Technology Co Ltd | 2026-11-08
2025-01-20 | HBS16456 | Ningbo Deye Ess Technology Co Ltd RW-M6.1-B (x32) w/ Noark Electrics (Shanghai) Co., Ltd. Ex9N-DH-5KS-AU (AS4777-2 2020) Eastron SDM120CT-M(40mA) | 176.96 |  |  | Ningbo Deye Ess Technology Co Ltd | RW-M6.1-B | 6 | Noark Electrics (Shanghai) Co., Ltd. | Ex9N-DH-5KS-AU (AS4777-2 2020) | Ningbo Deye Ess Technology Co Ltd | 2026-11-08
2025-01-20 | HBS16457 | Ningbo Deye Ess Technology Co Ltd RW-M6.1-B (x2) w/ Noark Electrics (Shanghai) Co., Ltd. Ex9N-DH-6KS-AU (AS4777-2 2020) Eastron SDM120CT-M(40mA) | 11.06 |  |  | Ningbo Deye Ess Technology Co Ltd | RW-M6.1-B | 6 | Noark Electrics (Shanghai) Co., Ltd. | Ex9N-DH-6KS-AU (AS4777-2 2020) | Ningbo Deye Ess Technology Co Ltd | 2026-11-08
2025-01-20 | HBS16458 | Ningbo Deye Ess Technology Co Ltd RW-M6.1-B (x3) w/ Noark Electrics (Shanghai) Co., Ltd. Ex9N-DH-6KS-AU (AS4777-2 2020) Eastron SDM120CT-M(40mA) | 16.59 |  |  | Ningbo Deye Ess Technology Co Ltd | RW-M6.1-B | 6 | Noark Electrics (Shanghai) Co., Ltd. | Ex9N-DH-6KS-AU (AS4777-2 2020) | Ningbo Deye Ess Technology Co Ltd | 2026-11-08
2025-01-20 | HBS16459 | Ningbo Deye Ess Technology Co Ltd RW-M6.1-B (x4) w/ Noark Electrics (Shanghai) Co., Ltd. Ex9N-DH-6KS-AU (AS4777-2 2020) Eastron SDM120CT-M(40mA) | 22.12 |  |  | Ningbo Deye Ess Technology Co Ltd | RW-M6.1-B | 6 | Noark Electrics (Shanghai) Co., Ltd. | Ex9N-DH-6KS-AU (AS4777-2 2020) | Ningbo Deye Ess Technology Co Ltd | 2026-11-08
2025-01-20 | HBS16460 | Ningbo Deye Ess Technology Co Ltd RW-M6.1-B (x5) w/ Noark Electrics (Shanghai) Co., Ltd. Ex9N-DH-6KS-AU (AS4777-2 2020) Eastron SDM120CT-M(40mA) | 27.65 |  |  | Ningbo Deye Ess Technology Co Ltd | RW-M6.1-B | 6 | Noark Electrics (Shanghai) Co., Ltd. | Ex9N-DH-6KS-AU (AS4777-2 2020) | Ningbo Deye Ess Technology Co Ltd | 2026-11-08
2025-01-20 | HBS16461 | Ningbo Deye Ess Technology Co Ltd RW-M6.1-B (x6) w/ Noark Electrics (Shanghai) Co., Ltd. Ex9N-DH-6KS-AU (AS4777-2 2020) Eastron SDM120CT-M(40mA) | 33.18 |  |  | Ningbo Deye Ess Technology Co Ltd | RW-M6.1-B | 6 | Noark Electrics (Shanghai) Co., Ltd. | Ex9N-DH-6KS-AU (AS4777-2 2020) | Ningbo Deye Ess Technology Co Ltd | 2026-11-08
2025-01-20 | HBS16462 | Ningbo Deye Ess Technology Co Ltd RW-M6.1-B (x7) w/ Noark Electrics (Shanghai) Co., Ltd. Ex9N-DH-6KS-AU (AS4777-2 2020) Eastron SDM120CT-M(40mA) | 38.71 |  |  | Ningbo Deye Ess Technology Co Ltd | RW-M6.1-B | 6 | Noark Electrics (Shanghai) Co., Ltd. | Ex9N-DH-6KS-AU (AS4777-2 2020) | Ningbo Deye Ess Technology Co Ltd | 2026-11-08
2025-01-20 | HBS16463 | Ningbo Deye Ess Technology Co Ltd RW-M6.1-B (x8) w/ Noark Electrics (Shanghai) Co., Ltd. Ex9N-DH-6KS-AU (AS4777-2 2020) Eastron SDM120CT-M(40mA) | 44.24 |  |  | Ningbo Deye Ess Technology Co Ltd | RW-M6.1-B | 6 | Noark Electrics (Shanghai) Co., Ltd. | Ex9N-DH-6KS-AU (AS4777-2 2020) | Ningbo Deye Ess Technology Co Ltd | 2026-11-08
2025-01-20 | HBS16464 | Ningbo Deye Ess Technology Co Ltd RW-M6.1-B (x9) w/ Noark Electrics (Shanghai) Co., Ltd. Ex9N-DH-6KS-AU (AS4777-2 2020) Eastron SDM120CT-M(40mA) | 49.77 |  |  | Ningbo Deye Ess Technology Co Ltd | RW-M6.1-B | 6 | Noark Electrics (Shanghai) Co., Ltd. | Ex9N-DH-6KS-AU (AS4777-2 2020) | Ningbo Deye Ess Technology Co Ltd | 2026-11-08
2025-01-20 | HBS16465 | Ningbo Deye Ess Technology Co Ltd RW-M6.1-B (x10) w/ Noark Electrics (Shanghai) Co., Ltd. Ex9N-DH-6KS-AU (AS4777-2 2020) Eastron SDM120CT-M(40mA) | 55.3 |  |  | Ningbo Deye Ess Technology Co Ltd | RW-M6.1-B | 6 | Noark Electrics (Shanghai) Co., Ltd. | Ex9N-DH-6KS-AU (AS4777-2 2020) | Ningbo Deye Ess Technology Co Ltd | 2026-11-08
2025-01-20 | HBS16466 | Ningbo Deye Ess Technology Co Ltd RW-M6.1-B (x11) w/ Noark Electrics (Shanghai) Co., Ltd. Ex9N-DH-6KS-AU (AS4777-2 2020) Eastron SDM120CT-M(40mA) | 60.83 |  |  | Ningbo Deye Ess Technology Co Ltd | RW-M6.1-B | 6 | Noark Electrics (Shanghai) Co., Ltd. | Ex9N-DH-6KS-AU (AS4777-2 2020) | Ningbo Deye Ess Technology Co Ltd | 2026-11-08
2025-01-20 | HBS16467 | Ningbo Deye Ess Technology Co Ltd RW-M6.1-B (x12) w/ Noark Electrics (Shanghai) Co., Ltd. Ex9N-DH-6KS-AU (AS4777-2 2020) Eastron SDM120CT-M(40mA) | 66.36 |  |  | Ningbo Deye Ess Technology Co Ltd | RW-M6.1-B | 6 | Noark Electrics (Shanghai) Co., Ltd. | Ex9N-DH-6KS-AU (AS4777-2 2020) | Ningbo Deye Ess Technology Co Ltd | 2026-11-08
2025-01-20 | HBS16468 | Ningbo Deye Ess Technology Co Ltd RW-M6.1-B (x13) w/ Noark Electrics (Shanghai) Co., Ltd. Ex9N-DH-6KS-AU (AS4777-2 2020) Eastron SDM120CT-M(40mA) | 71.89 |  |  | Ningbo Deye Ess Technology Co Ltd | RW-M6.1-B | 6 | Noark Electrics (Shanghai) Co., Ltd. | Ex9N-DH-6KS-AU (AS4777-2 2020) | Ningbo Deye Ess Technology Co Ltd | 2026-11-08
2025-01-20 | HBS16469 | Ningbo Deye Ess Technology Co Ltd RW-M6.1-B (x14) w/ Noark Electrics (Shanghai) Co., Ltd. Ex9N-DH-6KS-AU (AS4777-2 2020) Eastron SDM120CT-M(40mA) | 77.42 |  |  | Ningbo Deye Ess Technology Co Ltd | RW-M6.1-B | 6 | Noark Electrics (Shanghai) Co., Ltd. | Ex9N-DH-6KS-AU (AS4777-2 2020) | Ningbo Deye Ess Technology Co Ltd | 2026-11-08
2025-01-20 | HBS16470 | Ningbo Deye Ess Technology Co Ltd RW-M6.1-B (x15) w/ Noark Electrics (Shanghai) Co., Ltd. Ex9N-DH-6KS-AU (AS4777-2 2020) Eastron SDM120CT-M(40mA) | 82.95 |  |  | Ningbo Deye Ess Technology Co Ltd | RW-M6.1-B | 6 | Noark Electrics (Shanghai) Co., Ltd. | Ex9N-DH-6KS-AU (AS4777-2 2020) | Ningbo Deye Ess Technology Co Ltd | 2026-11-08
2025-01-20 | HBS16471 | Ningbo Deye Ess Technology Co Ltd RW-M6.1-B (x16) w/ Noark Electrics (Shanghai) Co., Ltd. Ex9N-DH-6KS-AU (AS4777-2 2020) Eastron SDM120CT-M(40mA) | 88.48 |  |  | Ningbo Deye Ess Technology Co Ltd | RW-M6.1-B | 6 | Noark Electrics (Shanghai) Co., Ltd. | Ex9N-DH-6KS-AU (AS4777-2 2020) | Ningbo Deye Ess Technology Co Ltd | 2026-11-08
2025-01-20 | HBS16472 | Ningbo Deye Ess Technology Co Ltd RW-M6.1-B (x17) w/ Noark Electrics (Shanghai) Co., Ltd. Ex9N-DH-6KS-AU (AS4777-2 2020) Eastron SDM120CT-M(40mA) | 94.01 |  |  | Ningbo Deye Ess Technology Co Ltd | RW-M6.1-B | 6 | Noark Electrics (Shanghai) Co., Ltd. | Ex9N-DH-6KS-AU (AS4777-2 2020) | Ningbo Deye Ess Technology Co Ltd | 2026-11-08
2025-01-20 | HBS16473 | Ningbo Deye Ess Technology Co Ltd RW-M6.1-B (x18) w/ Noark Electrics (Shanghai) Co., Ltd. Ex9N-DH-6KS-AU (AS4777-2 2020) Eastron SDM120CT-M(40mA) | 99.54 |  |  | Ningbo Deye Ess Technology Co Ltd | RW-M6.1-B | 6 | Noark Electrics (Shanghai) Co., Ltd. | Ex9N-DH-6KS-AU (AS4777-2 2020) | Ningbo Deye Ess Technology Co Ltd | 2026-11-08
2025-01-20 | HBS16474 | Ningbo Deye Ess Technology Co Ltd RW-M6.1-B (x19) w/ Noark Electrics (Shanghai) Co., Ltd. Ex9N-DH-6KS-AU (AS4777-2 2020) Eastron SDM120CT-M(40mA) | 105.07 |  |  | Ningbo Deye Ess Technology Co Ltd | RW-M6.1-B | 6 | Noark Electrics (Shanghai) Co., Ltd. | Ex9N-DH-6KS-AU (AS4777-2 2020) | Ningbo Deye Ess Technology Co Ltd | 2026-11-08
2025-01-20 | HBS16475 | Ningbo Deye Ess Technology Co Ltd RW-M6.1-B (x20) w/ Noark Electrics (Shanghai) Co., Ltd. Ex9N-DH-6KS-AU (AS4777-2 2020) Eastron SDM120CT-M(40mA) | 110.6 |  |  | Ningbo Deye Ess Technology Co Ltd | RW-M6.1-B | 6 | Noark Electrics (Shanghai) Co., Ltd. | Ex9N-DH-6KS-AU (AS4777-2 2020) | Ningbo Deye Ess Technology Co Ltd | 2026-11-08
2025-01-20 | HBS16476 | Ningbo Deye Ess Technology Co Ltd RW-M6.1-B (x21) w/ Noark Electrics (Shanghai) Co., Ltd. Ex9N-DH-6KS-AU (AS4777-2 2020) Eastron SDM120CT-M(40mA) | 116.13 |  |  | Ningbo Deye Ess Technology Co Ltd | RW-M6.1-B | 6 | Noark Electrics (Shanghai) Co., Ltd. | Ex9N-DH-6KS-AU (AS4777-2 2020) | Ningbo Deye Ess Technology Co Ltd | 2026-11-08
2025-01-20 | HBS16477 | Ningbo Deye Ess Technology Co Ltd RW-M6.1-B (x22) w/ Noark Electrics (Shanghai) Co., Ltd. Ex9N-DH-6KS-AU (AS4777-2 2020) Eastron SDM120CT-M(40mA) | 121.66 |  |  | Ningbo Deye Ess Technology Co Ltd | RW-M6.1-B | 6 | Noark Electrics (Shanghai) Co., Ltd. | Ex9N-DH-6KS-AU (AS4777-2 2020) | Ningbo Deye Ess Technology Co Ltd | 2026-11-08
2025-01-20 | HBS16478 | Ningbo Deye Ess Technology Co Ltd RW-M6.1-B (x23) w/ Noark Electrics (Shanghai) Co., Ltd. Ex9N-DH-6KS-AU (AS4777-2 2020) Eastron SDM120CT-M(40mA) | 127.19 |  |  | Ningbo Deye Ess Technology Co Ltd | RW-M6.1-B | 6 | Noark Electrics (Shanghai) Co., Ltd. | Ex9N-DH-6KS-AU (AS4777-2 2020) | Ningbo Deye Ess Technology Co Ltd | 2026-11-08
2025-01-20 | HBS16479 | Ningbo Deye Ess Technology Co Ltd RW-M6.1-B (x24) w/ Noark Electrics (Shanghai) Co., Ltd. Ex9N-DH-6KS-AU (AS4777-2 2020) Eastron SDM120CT-M(40mA) | 132.72 |  |  | Ningbo Deye Ess Technology Co Ltd | RW-M6.1-B | 6 | Noark Electrics (Shanghai) Co., Ltd. | Ex9N-DH-6KS-AU (AS4777-2 2020) | Ningbo Deye Ess Technology Co Ltd | 2026-11-08
2025-01-20 | HBS16480 | Ningbo Deye Ess Technology Co Ltd RW-M6.1-B (x25) w/ Noark Electrics (Shanghai) Co., Ltd. Ex9N-DH-6KS-AU (AS4777-2 2020) Eastron SDM120CT-M(40mA) | 138.25 |  |  | Ningbo Deye Ess Technology Co Ltd | RW-M6.1-B | 6 | Noark Electrics (Shanghai) Co., Ltd. | Ex9N-DH-6KS-AU (AS4777-2 2020) | Ningbo Deye Ess Technology Co Ltd | 2026-11-08
2025-01-20 | HBS16481 | Ningbo Deye Ess Technology Co Ltd RW-M6.1-B (x26) w/ Noark Electrics (Shanghai) Co., Ltd. Ex9N-DH-6KS-AU (AS4777-2 2020) Eastron SDM120CT-M(40mA) | 143.78 |  |  | Ningbo Deye Ess Technology Co Ltd | RW-M6.1-B | 6 | Noark Electrics (Shanghai) Co., Ltd. | Ex9N-DH-6KS-AU (AS4777-2 2020) | Ningbo Deye Ess Technology Co Ltd | 2026-11-08
2025-01-20 | HBS16482 | Ningbo Deye Ess Technology Co Ltd RW-M6.1-B (x27) w/ Noark Electrics (Shanghai) Co., Ltd. Ex9N-DH-6KS-AU (AS4777-2 2020) Eastron SDM120CT-M(40mA) | 149.31 |  |  | Ningbo Deye Ess Technology Co Ltd | RW-M6.1-B | 6 | Noark Electrics (Shanghai) Co., Ltd. | Ex9N-DH-6KS-AU (AS4777-2 2020) | Ningbo Deye Ess Technology Co Ltd | 2026-11-08
2025-01-20 | HBS16483 | Ningbo Deye Ess Technology Co Ltd RW-M6.1-B (x28) w/ Noark Electrics (Shanghai) Co., Ltd. Ex9N-DH-6KS-AU (AS4777-2 2020) Eastron SDM120CT-M(40mA) | 154.84 |  |  | Ningbo Deye Ess Technology Co Ltd | RW-M6.1-B | 6 | Noark Electrics (Shanghai) Co., Ltd. | Ex9N-DH-6KS-AU (AS4777-2 2020) | Ningbo Deye Ess Technology Co Ltd | 2026-11-08
2025-01-20 | HBS16484 | Ningbo Deye Ess Technology Co Ltd RW-M6.1-B (x29) w/ Noark Electrics (Shanghai) Co., Ltd. Ex9N-DH-6KS-AU (AS4777-2 2020) Eastron SDM120CT-M(40mA) | 160.37 |  |  | Ningbo Deye Ess Technology Co Ltd | RW-M6.1-B | 6 | Noark Electrics (Shanghai) Co., Ltd. | Ex9N-DH-6KS-AU (AS4777-2 2020) | Ningbo Deye Ess Technology Co Ltd | 2026-11-08
2025-01-20 | HBS16485 | Ningbo Deye Ess Technology Co Ltd RW-M6.1-B (x30) w/ Noark Electrics (Shanghai) Co., Ltd. Ex9N-DH-6KS-AU (AS4777-2 2020) Eastron SDM120CT-M(40mA) | 165.9 |  |  | Ningbo Deye Ess Technology Co Ltd | RW-M6.1-B | 6 | Noark Electrics (Shanghai) Co., Ltd. | Ex9N-DH-6KS-AU (AS4777-2 2020) | Ningbo Deye Ess Technology Co Ltd | 2026-11-08
2025-01-20 | HBS16486 | Ningbo Deye Ess Technology Co Ltd RW-M6.1-B (x31) w/ Noark Electrics (Shanghai) Co., Ltd. Ex9N-DH-6KS-AU (AS4777-2 2020) Eastron SDM120CT-M(40mA) | 171.43 |  |  | Ningbo Deye Ess Technology Co Ltd | RW-M6.1-B | 6 | Noark Electrics (Shanghai) Co., Ltd. | Ex9N-DH-6KS-AU (AS4777-2 2020) | Ningbo Deye Ess Technology Co Ltd | 2026-11-08
2025-01-20 | HBS16487 | Ningbo Deye Ess Technology Co Ltd RW-M6.1-B (x32) w/ Noark Electrics (Shanghai) Co., Ltd. Ex9N-DH-6KS-AU (AS4777-2 2020) Eastron SDM120CT-M(40mA) | 176.96 |  |  | Ningbo Deye Ess Technology Co Ltd | RW-M6.1-B | 6 | Noark Electrics (Shanghai) Co., Ltd. | Ex9N-DH-6KS-AU (AS4777-2 2020) | Ningbo Deye Ess Technology Co Ltd | 2026-11-08
2025-01-20 | HBS16488 | Ningbo Deye Ess Technology Co Ltd RW-M6.1-B (x2) w/ Noark Electrics (Shanghai) Co., Ltd. Ex9N-DH-8KS-AU (AS4777-2 2020) Eastron SDM120CT-M(40mA) | 11.06 |  |  | Ningbo Deye Ess Technology Co Ltd | RW-M6.1-B | 6 | Noark Electrics (Shanghai) Co., Ltd. | Ex9N-DH-8KS-AU (AS4777-2 2020) | Ningbo Deye Ess Technology Co Ltd | 2027-01-16
2025-01-20 | HBS16489 | Ningbo Deye Ess Technology Co Ltd RW-M6.1-B (x3) w/ Noark Electrics (Shanghai) Co., Ltd. Ex9N-DH-8KS-AU (AS4777-2 2020) Eastron SDM120CT-M(40mA) | 16.59 |  |  | Ningbo Deye Ess Technology Co Ltd | RW-M6.1-B | 6 | Noark Electrics (Shanghai) Co., Ltd. | Ex9N-DH-8KS-AU (AS4777-2 2020) | Ningbo Deye Ess Technology Co Ltd | 2027-01-16
2025-01-20 | HBS16490 | Ningbo Deye Ess Technology Co Ltd RW-M6.1-B (x4) w/ Noark Electrics (Shanghai) Co., Ltd. Ex9N-DH-8KS-AU (AS4777-2 2020) Eastron SDM120CT-M(40mA) | 22.12 |  |  | Ningbo Deye Ess Technology Co Ltd | RW-M6.1-B | 6 | Noark Electrics (Shanghai) Co., Ltd. | Ex9N-DH-8KS-AU (AS4777-2 2020) | Ningbo Deye Ess Technology Co Ltd | 2027-01-16
2025-01-20 | HBS16491 | Ningbo Deye Ess Technology Co Ltd RW-M6.1-B (x5) w/ Noark Electrics (Shanghai) Co., Ltd. Ex9N-DH-8KS-AU (AS4777-2 2020) Eastron SDM120CT-M(40mA) | 27.65 |  |  | Ningbo Deye Ess Technology Co Ltd | RW-M6.1-B | 6 | Noark Electrics (Shanghai) Co., Ltd. | Ex9N-DH-8KS-AU (AS4777-2 2020) | Ningbo Deye Ess Technology Co Ltd | 2027-01-16
2025-01-20 | HBS16492 | Ningbo Deye Ess Technology Co Ltd RW-M6.1-B (x6) w/ Noark Electrics (Shanghai) Co., Ltd. Ex9N-DH-8KS-AU (AS4777-2 2020) Eastron SDM120CT-M(40mA) | 33.18 |  |  | Ningbo Deye Ess Technology Co Ltd | RW-M6.1-B | 6 | Noark Electrics (Shanghai) Co., Ltd. | Ex9N-DH-8KS-AU (AS4777-2 2020) | Ningbo Deye Ess Technology Co Ltd | 2027-01-16
2025-01-20 | HBS16493 | Ningbo Deye Ess Technology Co Ltd RW-M6.1-B (x7) w/ Noark Electrics (Shanghai) Co., Ltd. Ex9N-DH-8KS-AU (AS4777-2 2020) Eastron SDM120CT-M(40mA) | 38.71 |  |  | Ningbo Deye Ess Technology Co Ltd | RW-M6.1-B | 6 | Noark Electrics (Shanghai) Co., Ltd. | Ex9N-DH-8KS-AU (AS4777-2 2020) | Ningbo Deye Ess Technology Co Ltd | 2027-01-16
2025-01-20 | HBS16494 | Ningbo Deye Ess Technology Co Ltd RW-M6.1-B (x8) w/ Noark Electrics (Shanghai) Co., Ltd. Ex9N-DH-8KS-AU (AS4777-2 2020) Eastron SDM120CT-M(40mA) | 44.24 |  |  | Ningbo Deye Ess Technology Co Ltd | RW-M6.1-B | 6 | Noark Electrics (Shanghai) Co., Ltd. | Ex9N-DH-8KS-AU (AS4777-2 2020) | Ningbo Deye Ess Technology Co Ltd | 2027-01-16
2025-01-20 | HBS16495 | Ningbo Deye Ess Technology Co Ltd RW-M6.1-B (x9) w/ Noark Electrics (Shanghai) Co., Ltd. Ex9N-DH-8KS-AU (AS4777-2 2020) Eastron SDM120CT-M(40mA) | 49.77 |  |  | Ningbo Deye Ess Technology Co Ltd | RW-M6.1-B | 6 | Noark Electrics (Shanghai) Co., Ltd. | Ex9N-DH-8KS-AU (AS4777-2 2020) | Ningbo Deye Ess Technology Co Ltd | 2027-01-16
2025-01-20 | HBS16496 | Ningbo Deye Ess Technology Co Ltd RW-M6.1-B (x10) w/ Noark Electrics (Shanghai) Co., Ltd. Ex9N-DH-8KS-AU (AS4777-2 2020) Eastron SDM120CT-M(40mA) | 55.3 |  |  | Ningbo Deye Ess Technology Co Ltd | RW-M6.1-B | 6 | Noark Electrics (Shanghai) Co., Ltd. | Ex9N-DH-8KS-AU (AS4777-2 2020) | Ningbo Deye Ess Technology Co Ltd | 2027-01-16
2025-01-20 | HBS16497 | Ningbo Deye Ess Technology Co Ltd RW-M6.1-B (x11) w/ Noark Electrics (Shanghai) Co., Ltd. Ex9N-DH-8KS-AU (AS4777-2 2020) Eastron SDM120CT-M(40mA) | 60.83 |  |  | Ningbo Deye Ess Technology Co Ltd | RW-M6.1-B | 6 | Noark Electrics (Shanghai) Co., Ltd. | Ex9N-DH-8KS-AU (AS4777-2 2020) | Ningbo Deye Ess Technology Co Ltd | 2027-01-16
2025-01-20 | HBS16498 | Ningbo Deye Ess Technology Co Ltd RW-M6.1-B (x12) w/ Noark Electrics (Shanghai) Co., Ltd. Ex9N-DH-8KS-AU (AS4777-2 2020) Eastron SDM120CT-M(40mA) | 66.36 |  |  | Ningbo Deye Ess Technology Co Ltd | RW-M6.1-B | 6 | Noark Electrics (Shanghai) Co., Ltd. | Ex9N-DH-8KS-AU (AS4777-2 2020) | Ningbo Deye Ess Technology Co Ltd | 2027-01-16
2025-01-20 | HBS16499 | Ningbo Deye Ess Technology Co Ltd RW-M6.1-B (x13) w/ Noark Electrics (Shanghai) Co., Ltd. Ex9N-DH-8KS-AU (AS4777-2 2020) Eastron SDM120CT-M(40mA) | 71.89 |  |  | Ningbo Deye Ess Technology Co Ltd | RW-M6.1-B | 6 | Noark Electrics (Shanghai) Co., Ltd. | Ex9N-DH-8KS-AU (AS4777-2 2020) | Ningbo Deye Ess Technology Co Ltd | 2027-01-16
2025-01-20 | HBS16500 | Ningbo Deye Ess Technology Co Ltd RW-M6.1-B (x14) w/ Noark Electrics (Shanghai) Co., Ltd. Ex9N-DH-8KS-AU (AS4777-2 2020) Eastron SDM120CT-M(40mA) | 77.42 |  |  | Ningbo Deye Ess Technology Co Ltd | RW-M6.1-B | 6 | Noark Electrics (Shanghai) Co., Ltd. | Ex9N-DH-8KS-AU (AS4777-2 2020) | Ningbo Deye Ess Technology Co Ltd | 2027-01-16
2025-01-20 | HBS16501 | Ningbo Deye Ess Technology Co Ltd RW-M6.1-B (x15) w/ Noark Electrics (Shanghai) Co., Ltd. Ex9N-DH-8KS-AU (AS4777-2 2020) Eastron SDM120CT-M(40mA) | 82.95 |  |  | Ningbo Deye Ess Technology Co Ltd | RW-M6.1-B | 6 | Noark Electrics (Shanghai) Co., Ltd. | Ex9N-DH-8KS-AU (AS4777-2 2020) | Ningbo Deye Ess Technology Co Ltd | 2027-01-16
2025-01-20 | HBS16502 | Ningbo Deye Ess Technology Co Ltd RW-M6.1-B (x16) w/ Noark Electrics (Shanghai) Co., Ltd. Ex9N-DH-8KS-AU (AS4777-2 2020) Eastron SDM120CT-M(40mA) | 88.48 |  |  | Ningbo Deye Ess Technology Co Ltd | RW-M6.1-B | 6 | Noark Electrics (Shanghai) Co., Ltd. | Ex9N-DH-8KS-AU (AS4777-2 2020) | Ningbo Deye Ess Technology Co Ltd | 2027-01-16
2025-01-20 | HBS16503 | Ningbo Deye Ess Technology Co Ltd RW-M6.1-B (x17) w/ Noark Electrics (Shanghai) Co., Ltd. Ex9N-DH-8KS-AU (AS4777-2 2020) Eastron SDM120CT-M(40mA) | 94.01 |  |  | Ningbo Deye Ess Technology Co Ltd | RW-M6.1-B | 6 | Noark Electrics (Shanghai) Co., Ltd. | Ex9N-DH-8KS-AU (AS4777-2 2020) | Ningbo Deye Ess Technology Co Ltd | 2027-01-16
2025-01-20 | HBS16504 | Ningbo Deye Ess Technology Co Ltd RW-M6.1-B (x18) w/ Noark Electrics (Shanghai) Co., Ltd. Ex9N-DH-8KS-AU (AS4777-2 2020) Eastron SDM120CT-M(40mA) | 99.54 |  |  | Ningbo Deye Ess Technology Co Ltd | RW-M6.1-B | 6 | Noark Electrics (Shanghai) Co., Ltd. | Ex9N-DH-8KS-AU (AS4777-2 2020) | Ningbo Deye Ess Technology Co Ltd | 2027-01-16
2025-01-20 | HBS16505 | Ningbo Deye Ess Technology Co Ltd RW-M6.1-B (x19) w/ Noark Electrics (Shanghai) Co., Ltd. Ex9N-DH-8KS-AU (AS4777-2 2020) Eastron SDM120CT-M(40mA) | 105.07 |  |  | Ningbo Deye Ess Technology Co Ltd | RW-M6.1-B | 6 | Noark Electrics (Shanghai) Co., Ltd. | Ex9N-DH-8KS-AU (AS4777-2 2020) | Ningbo Deye Ess Technology Co Ltd | 2027-01-16
2025-01-20 | HBS16506 | Ningbo Deye Ess Technology Co Ltd RW-M6.1-B (x20) w/ Noark Electrics (Shanghai) Co., Ltd. Ex9N-DH-8KS-AU (AS4777-2 2020) Eastron SDM120CT-M(40mA) | 110.6 |  |  | Ningbo Deye Ess Technology Co Ltd | RW-M6.1-B | 6 | Noark Electrics (Shanghai) Co., Ltd. | Ex9N-DH-8KS-AU (AS4777-2 2020) | Ningbo Deye Ess Technology Co Ltd | 2027-01-16
2025-01-20 | HBS16507 | Ningbo Deye Ess Technology Co Ltd RW-M6.1-B (x21) w/ Noark Electrics (Shanghai) Co., Ltd. Ex9N-DH-8KS-AU (AS4777-2 2020) Eastron SDM120CT-M(40mA) | 116.13 |  |  | Ningbo Deye Ess Technology Co Ltd | RW-M6.1-B | 6 | Noark Electrics (Shanghai) Co., Ltd. | Ex9N-DH-8KS-AU (AS4777-2 2020) | Ningbo Deye Ess Technology Co Ltd | 2027-01-16
2025-01-20 | HBS16508 | Ningbo Deye Ess Technology Co Ltd RW-M6.1-B (x22) w/ Noark Electrics (Shanghai) Co., Ltd. Ex9N-DH-8KS-AU (AS4777-2 2020) Eastron SDM120CT-M(40mA) | 121.66 |  |  | Ningbo Deye Ess Technology Co Ltd | RW-M6.1-B | 6 | Noark Electrics (Shanghai) Co., Ltd. | Ex9N-DH-8KS-AU (AS4777-2 2020) | Ningbo Deye Ess Technology Co Ltd | 2027-01-16
2025-01-20 | HBS16509 | Ningbo Deye Ess Technology Co Ltd RW-M6.1-B (x23) w/ Noark Electrics (Shanghai) Co., Ltd. Ex9N-DH-8KS-AU (AS4777-2 2020) Eastron SDM120CT-M(40mA) | 127.19 |  |  | Ningbo Deye Ess Technology Co Ltd | RW-M6.1-B | 6 | Noark Electrics (Shanghai) Co., Ltd. | Ex9N-DH-8KS-AU (AS4777-2 2020) | Ningbo Deye Ess Technology Co Ltd | 2027-01-16
2025-01-20 | HBS16510 | Ningbo Deye Ess Technology Co Ltd RW-M6.1-B (x24) w/ Noark Electrics (Shanghai) Co., Ltd. Ex9N-DH-8KS-AU (AS4777-2 2020) Eastron SDM120CT-M(40mA) | 132.72 |  |  | Ningbo Deye Ess Technology Co Ltd | RW-M6.1-B | 6 | Noark Electrics (Shanghai) Co., Ltd. | Ex9N-DH-8KS-AU (AS4777-2 2020) | Ningbo Deye Ess Technology Co Ltd | 2027-01-16
2025-01-20 | HBS16511 | Ningbo Deye Ess Technology Co Ltd RW-M6.1-B (x25) w/ Noark Electrics (Shanghai) Co., Ltd. Ex9N-DH-8KS-AU (AS4777-2 2020) Eastron SDM120CT-M(40mA) | 138.25 |  |  | Ningbo Deye Ess Technology Co Ltd | RW-M6.1-B | 6 | Noark Electrics (Shanghai) Co., Ltd. | Ex9N-DH-8KS-AU (AS4777-2 2020) | Ningbo Deye Ess Technology Co Ltd | 2027-01-16
2025-01-20 | HBS16512 | Ningbo Deye Ess Technology Co Ltd RW-M6.1-B (x26) w/ Noark Electrics (Shanghai) Co., Ltd. Ex9N-DH-8KS-AU (AS4777-2 2020) Eastron SDM120CT-M(40mA) | 143.78 |  |  | Ningbo Deye Ess Technology Co Ltd | RW-M6.1-B | 6 | Noark Electrics (Shanghai) Co., Ltd. | Ex9N-DH-8KS-AU (AS4777-2 2020) | Ningbo Deye Ess Technology Co Ltd | 2027-01-16
2025-01-20 | HBS16513 | Ningbo Deye Ess Technology Co Ltd RW-M6.1-B (x27) w/ Noark Electrics (Shanghai) Co., Ltd. Ex9N-DH-8KS-AU (AS4777-2 2020) Eastron SDM120CT-M(40mA) | 149.31 |  |  | Ningbo Deye Ess Technology Co Ltd | RW-M6.1-B | 6 | Noark Electrics (Shanghai) Co., Ltd. | Ex9N-DH-8KS-AU (AS4777-2 2020) | Ningbo Deye Ess Technology Co Ltd | 2027-01-16
2025-01-20 | HBS16514 | Ningbo Deye Ess Technology Co Ltd RW-M6.1-B (x28) w/ Noark Electrics (Shanghai) Co., Ltd. Ex9N-DH-8KS-AU (AS4777-2 2020) Eastron SDM120CT-M(40mA) | 154.84 |  |  | Ningbo Deye Ess Technology Co Ltd | RW-M6.1-B | 6 | Noark Electrics (Shanghai) Co., Ltd. | Ex9N-DH-8KS-AU (AS4777-2 2020) | Ningbo Deye Ess Technology Co Ltd | 2027-01-16
2025-01-20 | HBS16515 | Ningbo Deye Ess Technology Co Ltd RW-M6.1-B (x29) w/ Noark Electrics (Shanghai) Co., Ltd. Ex9N-DH-8KS-AU (AS4777-2 2020) Eastron SDM120CT-M(40mA) | 160.37 |  |  | Ningbo Deye Ess Technology Co Ltd | RW-M6.1-B | 6 | Noark Electrics (Shanghai) Co., Ltd. | Ex9N-DH-8KS-AU (AS4777-2 2020) | Ningbo Deye Ess Technology Co Ltd | 2027-01-16
2025-01-20 | HBS16516 | Ningbo Deye Ess Technology Co Ltd RW-M6.1-B (x30) w/ Noark Electrics (Shanghai) Co., Ltd. Ex9N-DH-8KS-AU (AS4777-2 2020) Eastron SDM120CT-M(40mA) | 165.9 |  |  | Ningbo Deye Ess Technology Co Ltd | RW-M6.1-B | 6 | Noark Electrics (Shanghai) Co., Ltd. | Ex9N-DH-8KS-AU (AS4777-2 2020) | Ningbo Deye Ess Technology Co Ltd | 2027-01-16
2025-01-20 | HBS16517 | Ningbo Deye Ess Technology Co Ltd RW-M6.1-B (x31) w/ Noark Electrics (Shanghai) Co., Ltd. Ex9N-DH-8KS-AU (AS4777-2 2020) Eastron SDM120CT-M(40mA) | 171.43 |  |  | Ningbo Deye Ess Technology Co Ltd | RW-M6.1-B | 6 | Noark Electrics (Shanghai) Co., Ltd. | Ex9N-DH-8KS-AU (AS4777-2 2020) | Ningbo Deye Ess Technology Co Ltd | 2027-01-16
2025-01-20 | HBS16518 | Ningbo Deye Ess Technology Co Ltd RW-M6.1-B (x32) w/ Noark Electrics (Shanghai) Co., Ltd. Ex9N-DH-8KS-AU (AS4777-2 2020) Eastron SDM120CT-M(40mA) | 176.96 |  |  | Ningbo Deye Ess Technology Co Ltd | RW-M6.1-B | 6 | Noark Electrics (Shanghai) Co., Ltd. | Ex9N-DH-8KS-AU (AS4777-2 2020) | Ningbo Deye Ess Technology Co Ltd | 2027-01-16
2025-01-20 | HBS16519 | Ningbo Deye Ess Technology Co Ltd RW-M6.1-B (x2) w/ Noark Electrics (Shanghai) Co., Ltd. Ex9N-DH-5KT-AU (AS4777-2 2020) Eastron SDM630 MCT (40mA) Series | 11.06 |  |  | Ningbo Deye Ess Technology Co Ltd | RW-M6.1-B | 6 | Noark Electrics (Shanghai) Co., Ltd. | Ex9N-DH-5KT-AU (AS4777-2 2020) | Ningbo Deye Ess Technology Co Ltd | 2027-01-16
2025-01-20 | HBS16520 | Ningbo Deye Ess Technology Co Ltd RW-M6.1-B (x3) w/ Noark Electrics (Shanghai) Co., Ltd. Ex9N-DH-5KT-AU (AS4777-2 2020) Eastron SDM630 MCT (40mA) Series | 16.59 |  |  | Ningbo Deye Ess Technology Co Ltd | RW-M6.1-B | 6 | Noark Electrics (Shanghai) Co., Ltd. | Ex9N-DH-5KT-AU (AS4777-2 2020) | Ningbo Deye Ess Technology Co Ltd | 2027-01-16
2025-01-20 | HBS16521 | Ningbo Deye Ess Technology Co Ltd RW-M6.1-B (x4) w/ Noark Electrics (Shanghai) Co., Ltd. Ex9N-DH-5KT-AU (AS4777-2 2020) Eastron SDM630 MCT (40mA) Series | 22.12 |  |  | Ningbo Deye Ess Technology Co Ltd | RW-M6.1-B | 6 | Noark Electrics (Shanghai) Co., Ltd. | Ex9N-DH-5KT-AU (AS4777-2 2020) | Ningbo Deye Ess Technology Co Ltd | 2027-01-16
2025-01-20 | HBS16522 | Ningbo Deye Ess Technology Co Ltd RW-M6.1-B (x5) w/ Noark Electrics (Shanghai) Co., Ltd. Ex9N-DH-5KT-AU (AS4777-2 2020) Eastron SDM630 MCT (40mA) Series | 27.65 |  |  | Ningbo Deye Ess Technology Co Ltd | RW-M6.1-B | 6 | Noark Electrics (Shanghai) Co., Ltd. | Ex9N-DH-5KT-AU (AS4777-2 2020) | Ningbo Deye Ess Technology Co Ltd | 2027-01-16
2025-01-20 | HBS16523 | Ningbo Deye Ess Technology Co Ltd RW-M6.1-B (x6) w/ Noark Electrics (Shanghai) Co., Ltd. Ex9N-DH-5KT-AU (AS4777-2 2020) Eastron SDM630 MCT (40mA) Series | 33.18 |  |  | Ningbo Deye Ess Technology Co Ltd | RW-M6.1-B | 6 | Noark Electrics (Shanghai) Co., Ltd. | Ex9N-DH-5KT-AU (AS4777-2 2020) | Ningbo Deye Ess Technology Co Ltd | 2027-01-16
2025-01-20 | HBS16524 | Ningbo Deye Ess Technology Co Ltd RW-M6.1-B (x7) w/ Noark Electrics (Shanghai) Co., Ltd. Ex9N-DH-5KT-AU (AS4777-2 2020) Eastron SDM630 MCT (40mA) Series | 38.71 |  |  | Ningbo Deye Ess Technology Co Ltd | RW-M6.1-B | 6 | Noark Electrics (Shanghai) Co., Ltd. | Ex9N-DH-5KT-AU (AS4777-2 2020) | Ningbo Deye Ess Technology Co Ltd | 2027-01-16
2025-01-20 | HBS16525 | Ningbo Deye Ess Technology Co Ltd RW-M6.1-B (x8) w/ Noark Electrics (Shanghai) Co., Ltd. Ex9N-DH-5KT-AU (AS4777-2 2020) Eastron SDM630 MCT (40mA) Series | 44.24 |  |  | Ningbo Deye Ess Technology Co Ltd | RW-M6.1-B | 6 | Noark Electrics (Shanghai) Co., Ltd. | Ex9N-DH-5KT-AU (AS4777-2 2020) | Ningbo Deye Ess Technology Co Ltd | 2027-01-16
2025-01-20 | HBS16526 | Ningbo Deye Ess Technology Co Ltd RW-M6.1-B (x9) w/ Noark Electrics (Shanghai) Co., Ltd. Ex9N-DH-5KT-AU (AS4777-2 2020) Eastron SDM630 MCT (40mA) Series | 49.77 |  |  | Ningbo Deye Ess Technology Co Ltd | RW-M6.1-B | 6 | Noark Electrics (Shanghai) Co., Ltd. | Ex9N-DH-5KT-AU (AS4777-2 2020) | Ningbo Deye Ess Technology Co Ltd | 2027-01-16
2025-01-20 | HBS16527 | Ningbo Deye Ess Technology Co Ltd RW-M6.1-B (x10) w/ Noark Electrics (Shanghai) Co., Ltd. Ex9N-DH-5KT-AU (AS4777-2 2020) Eastron SDM630 MCT (40mA) Series | 55.3 |  |  | Ningbo Deye Ess Technology Co Ltd | RW-M6.1-B | 6 | Noark Electrics (Shanghai) Co., Ltd. | Ex9N-DH-5KT-AU (AS4777-2 2020) | Ningbo Deye Ess Technology Co Ltd | 2027-01-16
2025-01-20 | HBS16528 | Ningbo Deye Ess Technology Co Ltd RW-M6.1-B (x11) w/ Noark Electrics (Shanghai) Co., Ltd. Ex9N-DH-5KT-AU (AS4777-2 2020) Eastron SDM630 MCT (40mA) Series | 60.83 |  |  | Ningbo Deye Ess Technology Co Ltd | RW-M6.1-B | 6 | Noark Electrics (Shanghai) Co., Ltd. | Ex9N-DH-5KT-AU (AS4777-2 2020) | Ningbo Deye Ess Technology Co Ltd | 2027-01-16
2025-01-20 | HBS16529 | Ningbo Deye Ess Technology Co Ltd RW-M6.1-B (x12) w/ Noark Electrics (Shanghai) Co., Ltd. Ex9N-DH-5KT-AU (AS4777-2 2020) Eastron SDM630 MCT (40mA) Series | 66.36 |  |  | Ningbo Deye Ess Technology Co Ltd | RW-M6.1-B | 6 | Noark Electrics (Shanghai) Co., Ltd. | Ex9N-DH-5KT-AU (AS4777-2 2020) | Ningbo Deye Ess Technology Co Ltd | 2027-01-16
2025-01-20 | HBS16530 | Ningbo Deye Ess Technology Co Ltd RW-M6.1-B (x13) w/ Noark Electrics (Shanghai) Co., Ltd. Ex9N-DH-5KT-AU (AS4777-2 2020) Eastron SDM630 MCT (40mA) Series | 71.89 |  |  | Ningbo Deye Ess Technology Co Ltd | RW-M6.1-B | 6 | Noark Electrics (Shanghai) Co., Ltd. | Ex9N-DH-5KT-AU (AS4777-2 2020) | Ningbo Deye Ess Technology Co Ltd | 2027-01-16
2025-01-20 | HBS16531 | Ningbo Deye Ess Technology Co Ltd RW-M6.1-B (x14) w/ Noark Electrics (Shanghai) Co., Ltd. Ex9N-DH-5KT-AU (AS4777-2 2020) Eastron SDM630 MCT (40mA) Series | 77.42 |  |  | Ningbo Deye Ess Technology Co Ltd | RW-M6.1-B | 6 | Noark Electrics (Shanghai) Co., Ltd. | Ex9N-DH-5KT-AU (AS4777-2 2020) | Ningbo Deye Ess Technology Co Ltd | 2027-01-16
2025-01-20 | HBS16532 | Ningbo Deye Ess Technology Co Ltd RW-M6.1-B (x15) w/ Noark Electrics (Shanghai) Co., Ltd. Ex9N-DH-5KT-AU (AS4777-2 2020) Eastron SDM630 MCT (40mA) Series | 82.95 |  |  | Ningbo Deye Ess Technology Co Ltd | RW-M6.1-B | 6 | Noark Electrics (Shanghai) Co., Ltd. | Ex9N-DH-5KT-AU (AS4777-2 2020) | Ningbo Deye Ess Technology Co Ltd | 2027-01-16
2025-01-20 | HBS16533 | Ningbo Deye Ess Technology Co Ltd RW-M6.1-B (x16) w/ Noark Electrics (Shanghai) Co., Ltd. Ex9N-DH-5KT-AU (AS4777-2 2020) Eastron SDM630 MCT (40mA) Series | 88.48 |  |  | Ningbo Deye Ess Technology Co Ltd | RW-M6.1-B | 6 | Noark Electrics (Shanghai) Co., Ltd. | Ex9N-DH-5KT-AU (AS4777-2 2020) | Ningbo Deye Ess Technology Co Ltd | 2027-01-16
2025-01-20 | HBS16534 | Ningbo Deye Ess Technology Co Ltd RW-M6.1-B (x17) w/ Noark Electrics (Shanghai) Co., Ltd. Ex9N-DH-5KT-AU (AS4777-2 2020) Eastron SDM630 MCT (40mA) Series | 94.01 |  |  | Ningbo Deye Ess Technology Co Ltd | RW-M6.1-B | 6 | Noark Electrics (Shanghai) Co., Ltd. | Ex9N-DH-5KT-AU (AS4777-2 2020) | Ningbo Deye Ess Technology Co Ltd | 2027-01-16
2025-01-20 | HBS16535 | Ningbo Deye Ess Technology Co Ltd RW-M6.1-B (x18) w/ Noark Electrics (Shanghai) Co., Ltd. Ex9N-DH-5KT-AU (AS4777-2 2020) Eastron SDM630 MCT (40mA) Series | 99.54 |  |  | Ningbo Deye Ess Technology Co Ltd | RW-M6.1-B | 6 | Noark Electrics (Shanghai) Co., Ltd. | Ex9N-DH-5KT-AU (AS4777-2 2020) | Ningbo Deye Ess Technology Co Ltd | 2027-01-16
2025-01-20 | HBS16536 | Ningbo Deye Ess Technology Co Ltd RW-M6.1-B (x19) w/ Noark Electrics (Shanghai) Co., Ltd. Ex9N-DH-5KT-AU (AS4777-2 2020) Eastron SDM630 MCT (40mA) Series | 105.07 |  |  | Ningbo Deye Ess Technology Co Ltd | RW-M6.1-B | 6 | Noark Electrics (Shanghai) Co., Ltd. | Ex9N-DH-5KT-AU (AS4777-2 2020) | Ningbo Deye Ess Technology Co Ltd | 2027-01-16
2025-01-20 | HBS16537 | Ningbo Deye Ess Technology Co Ltd RW-M6.1-B (x20) w/ Noark Electrics (Shanghai) Co., Ltd. Ex9N-DH-5KT-AU (AS4777-2 2020) Eastron SDM630 MCT (40mA) Series | 110.6 |  |  | Ningbo Deye Ess Technology Co Ltd | RW-M6.1-B | 6 | Noark Electrics (Shanghai) Co., Ltd. | Ex9N-DH-5KT-AU (AS4777-2 2020) | Ningbo Deye Ess Technology Co Ltd | 2027-01-16
2025-01-20 | HBS16538 | Ningbo Deye Ess Technology Co Ltd RW-M6.1-B (x21) w/ Noark Electrics (Shanghai) Co., Ltd. Ex9N-DH-5KT-AU (AS4777-2 2020) Eastron SDM630 MCT (40mA) Series | 116.13 |  |  | Ningbo Deye Ess Technology Co Ltd | RW-M6.1-B | 6 | Noark Electrics (Shanghai) Co., Ltd. | Ex9N-DH-5KT-AU (AS4777-2 2020) | Ningbo Deye Ess Technology Co Ltd | 2027-01-16
2025-01-20 | HBS16539 | Ningbo Deye Ess Technology Co Ltd RW-M6.1-B (x22) w/ Noark Electrics (Shanghai) Co., Ltd. Ex9N-DH-5KT-AU (AS4777-2 2020) Eastron SDM630 MCT (40mA) Series | 121.66 |  |  | Ningbo Deye Ess Technology Co Ltd | RW-M6.1-B | 6 | Noark Electrics (Shanghai) Co., Ltd. | Ex9N-DH-5KT-AU (AS4777-2 2020) | Ningbo Deye Ess Technology Co Ltd | 2027-01-16
2025-01-20 | HBS16540 | Ningbo Deye Ess Technology Co Ltd RW-M6.1-B (x23) w/ Noark Electrics (Shanghai) Co., Ltd. Ex9N-DH-5KT-AU (AS4777-2 2020) Eastron SDM630 MCT (40mA) Series | 127.19 |  |  | Ningbo Deye Ess Technology Co Ltd | RW-M6.1-B | 6 | Noark Electrics (Shanghai) Co., Ltd. | Ex9N-DH-5KT-AU (AS4777-2 2020) | Ningbo Deye Ess Technology Co Ltd | 2027-01-16
2025-01-20 | HBS16541 | Ningbo Deye Ess Technology Co Ltd RW-M6.1-B (x24) w/ Noark Electrics (Shanghai) Co., Ltd. Ex9N-DH-5KT-AU (AS4777-2 2020) Eastron SDM630 MCT (40mA) Series | 132.72 |  |  | Ningbo Deye Ess Technology Co Ltd | RW-M6.1-B | 6 | Noark Electrics (Shanghai) Co., Ltd. | Ex9N-DH-5KT-AU (AS4777-2 2020) | Ningbo Deye Ess Technology Co Ltd | 2027-01-16
2025-01-20 | HBS16542 | Ningbo Deye Ess Technology Co Ltd RW-M6.1-B (x25) w/ Noark Electrics (Shanghai) Co., Ltd. Ex9N-DH-5KT-AU (AS4777-2 2020) Eastron SDM630 MCT (40mA) Series | 138.25 |  |  | Ningbo Deye Ess Technology Co Ltd | RW-M6.1-B | 6 | Noark Electrics (Shanghai) Co., Ltd. | Ex9N-DH-5KT-AU (AS4777-2 2020) | Ningbo Deye Ess Technology Co Ltd | 2027-01-16
2025-01-20 | HBS16543 | Ningbo Deye Ess Technology Co Ltd RW-M6.1-B (x26) w/ Noark Electrics (Shanghai) Co., Ltd. Ex9N-DH-5KT-AU (AS4777-2 2020) Eastron SDM630 MCT (40mA) Series | 143.78 |  |  | Ningbo Deye Ess Technology Co Ltd | RW-M6.1-B | 6 | Noark Electrics (Shanghai) Co., Ltd. | Ex9N-DH-5KT-AU (AS4777-2 2020) | Ningbo Deye Ess Technology Co Ltd | 2027-01-16
2025-01-20 | HBS16544 | Ningbo Deye Ess Technology Co Ltd RW-M6.1-B (x27) w/ Noark Electrics (Shanghai) Co., Ltd. Ex9N-DH-5KT-AU (AS4777-2 2020) Eastron SDM630 MCT (40mA) Series | 149.31 |  |  | Ningbo Deye Ess Technology Co Ltd | RW-M6.1-B | 6 | Noark Electrics (Shanghai) Co., Ltd. | Ex9N-DH-5KT-AU (AS4777-2 2020) | Ningbo Deye Ess Technology Co Ltd | 2027-01-16
2025-01-20 | HBS16545 | Ningbo Deye Ess Technology Co Ltd RW-M6.1-B (x28) w/ Noark Electrics (Shanghai) Co., Ltd. Ex9N-DH-5KT-AU (AS4777-2 2020) Eastron SDM630 MCT (40mA) Series | 154.84 |  |  | Ningbo Deye Ess Technology Co Ltd | RW-M6.1-B | 6 | Noark Electrics (Shanghai) Co., Ltd. | Ex9N-DH-5KT-AU (AS4777-2 2020) | Ningbo Deye Ess Technology Co Ltd | 2027-01-16
2025-01-20 | HBS16546 | Ningbo Deye Ess Technology Co Ltd RW-M6.1-B (x29) w/ Noark Electrics (Shanghai) Co., Ltd. Ex9N-DH-5KT-AU (AS4777-2 2020) Eastron SDM630 MCT (40mA) Series | 160.37 |  |  | Ningbo Deye Ess Technology Co Ltd | RW-M6.1-B | 6 | Noark Electrics (Shanghai) Co., Ltd. | Ex9N-DH-5KT-AU (AS4777-2 2020) | Ningbo Deye Ess Technology Co Ltd | 2027-01-16
2025-01-20 | HBS16547 | Ningbo Deye Ess Technology Co Ltd RW-M6.1-B (x30) w/ Noark Electrics (Shanghai) Co., Ltd. Ex9N-DH-5KT-AU (AS4777-2 2020) Eastron SDM630 MCT (40mA) Series | 165.9 |  |  | Ningbo Deye Ess Technology Co Ltd | RW-M6.1-B | 6 | Noark Electrics (Shanghai) Co., Ltd. | Ex9N-DH-5KT-AU (AS4777-2 2020) | Ningbo Deye Ess Technology Co Ltd | 2027-01-16
2025-01-20 | HBS16548 | Ningbo Deye Ess Technology Co Ltd RW-M6.1-B (x31) w/ Noark Electrics (Shanghai) Co., Ltd. Ex9N-DH-5KT-AU (AS4777-2 2020) Eastron SDM630 MCT (40mA) Series | 171.43 |  |  | Ningbo Deye Ess Technology Co Ltd | RW-M6.1-B | 6 | Noark Electrics (Shanghai) Co., Ltd. | Ex9N-DH-5KT-AU (AS4777-2 2020) | Ningbo Deye Ess Technology Co Ltd | 2027-01-16
2025-01-20 | HBS16549 | Ningbo Deye Ess Technology Co Ltd RW-M6.1-B (x32) w/ Noark Electrics (Shanghai) Co., Ltd. Ex9N-DH-5KT-AU (AS4777-2 2020) Eastron SDM630 MCT (40mA) Series | 176.96 |  |  | Ningbo Deye Ess Technology Co Ltd | RW-M6.1-B | 6 | Noark Electrics (Shanghai) Co., Ltd. | Ex9N-DH-5KT-AU (AS4777-2 2020) | Ningbo Deye Ess Technology Co Ltd | 2027-01-16
2025-01-20 | HBS16550 | Ningbo Deye Ess Technology Co Ltd RW-M6.1-B (x2) w/ Noark Electrics (Shanghai) Co., Ltd. Ex9N-DH-6KT-AU (AS4777-2 2020) Eastron SDM630 MCT (40mA) Series | 11.06 |  |  | Ningbo Deye Ess Technology Co Ltd | RW-M6.1-B | 6 | Noark Electrics (Shanghai) Co., Ltd. | Ex9N-DH-6KT-AU (AS4777-2 2020) | Ningbo Deye Ess Technology Co Ltd | 2027-01-16
2025-01-20 | HBS16551 | Ningbo Deye Ess Technology Co Ltd RW-M6.1-B (x3) w/ Noark Electrics (Shanghai) Co., Ltd. Ex9N-DH-6KT-AU (AS4777-2 2020) Eastron SDM630 MCT (40mA) Series | 16.59 |  |  | Ningbo Deye Ess Technology Co Ltd | RW-M6.1-B | 6 | Noark Electrics (Shanghai) Co., Ltd. | Ex9N-DH-6KT-AU (AS4777-2 2020) | Ningbo Deye Ess Technology Co Ltd | 2027-01-16
2025-01-20 | HBS16552 | Ningbo Deye Ess Technology Co Ltd RW-M6.1-B (x4) w/ Noark Electrics (Shanghai) Co., Ltd. Ex9N-DH-6KT-AU (AS4777-2 2020) Eastron SDM630 MCT (40mA) Series | 22.12 |  |  | Ningbo Deye Ess Technology Co Ltd | RW-M6.1-B | 6 | Noark Electrics (Shanghai) Co., Ltd. | Ex9N-DH-6KT-AU (AS4777-2 2020) | Ningbo Deye Ess Technology Co Ltd | 2027-01-16
2025-01-20 | HBS16553 | Ningbo Deye Ess Technology Co Ltd RW-M6.1-B (x5) w/ Noark Electrics (Shanghai) Co., Ltd. Ex9N-DH-6KT-AU (AS4777-2 2020) Eastron SDM630 MCT (40mA) Series | 27.65 |  |  | Ningbo Deye Ess Technology Co Ltd | RW-M6.1-B | 6 | Noark Electrics (Shanghai) Co., Ltd. | Ex9N-DH-6KT-AU (AS4777-2 2020) | Ningbo Deye Ess Technology Co Ltd | 2027-01-16
2025-01-20 | HBS16554 | Ningbo Deye Ess Technology Co Ltd RW-M6.1-B (x6) w/ Noark Electrics (Shanghai) Co., Ltd. Ex9N-DH-6KT-AU (AS4777-2 2020) Eastron SDM630 MCT (40mA) Series | 33.18 |  |  | Ningbo Deye Ess Technology Co Ltd | RW-M6.1-B | 6 | Noark Electrics (Shanghai) Co., Ltd. | Ex9N-DH-6KT-AU (AS4777-2 2020) | Ningbo Deye Ess Technology Co Ltd | 2027-01-16
2025-01-20 | HBS16555 | Ningbo Deye Ess Technology Co Ltd RW-M6.1-B (x7) w/ Noark Electrics (Shanghai) Co., Ltd. Ex9N-DH-6KT-AU (AS4777-2 2020) Eastron SDM630 MCT (40mA) Series | 38.71 |  |  | Ningbo Deye Ess Technology Co Ltd | RW-M6.1-B | 6 | Noark Electrics (Shanghai) Co., Ltd. | Ex9N-DH-6KT-AU (AS4777-2 2020) | Ningbo Deye Ess Technology Co Ltd | 2027-01-16
2025-01-20 | HBS16556 | Ningbo Deye Ess Technology Co Ltd RW-M6.1-B (x8) w/ Noark Electrics (Shanghai) Co., Ltd. Ex9N-DH-6KT-AU (AS4777-2 2020) Eastron SDM630 MCT (40mA) Series | 44.24 |  |  | Ningbo Deye Ess Technology Co Ltd | RW-M6.1-B | 6 | Noark Electrics (Shanghai) Co., Ltd. | Ex9N-DH-6KT-AU (AS4777-2 2020) | Ningbo Deye Ess Technology Co Ltd | 2027-01-16
2025-01-20 | HBS16557 | Ningbo Deye Ess Technology Co Ltd RW-M6.1-B (x9) w/ Noark Electrics (Shanghai) Co., Ltd. Ex9N-DH-6KT-AU (AS4777-2 2020) Eastron SDM630 MCT (40mA) Series | 49.77 |  |  | Ningbo Deye Ess Technology Co Ltd | RW-M6.1-B | 6 | Noark Electrics (Shanghai) Co., Ltd. | Ex9N-DH-6KT-AU (AS4777-2 2020) | Ningbo Deye Ess Technology Co Ltd | 2027-01-16
2025-01-20 | HBS16558 | Ningbo Deye Ess Technology Co Ltd RW-M6.1-B (x10) w/ Noark Electrics (Shanghai) Co., Ltd. Ex9N-DH-6KT-AU (AS4777-2 2020) Eastron SDM630 MCT (40mA) Series | 55.3 |  |  | Ningbo Deye Ess Technology Co Ltd | RW-M6.1-B | 6 | Noark Electrics (Shanghai) Co., Ltd. | Ex9N-DH-6KT-AU (AS4777-2 2020) | Ningbo Deye Ess Technology Co Ltd | 2027-01-16
2025-01-20 | HBS16559 | Ningbo Deye Ess Technology Co Ltd RW-M6.1-B (x11) w/ Noark Electrics (Shanghai) Co., Ltd. Ex9N-DH-6KT-AU (AS4777-2 2020) Eastron SDM630 MCT (40mA) Series | 60.83 |  |  | Ningbo Deye Ess Technology Co Ltd | RW-M6.1-B | 6 | Noark Electrics (Shanghai) Co., Ltd. | Ex9N-DH-6KT-AU (AS4777-2 2020) | Ningbo Deye Ess Technology Co Ltd | 2027-01-16
2025-01-20 | HBS16560 | Ningbo Deye Ess Technology Co Ltd RW-M6.1-B (x12) w/ Noark Electrics (Shanghai) Co., Ltd. Ex9N-DH-6KT-AU (AS4777-2 2020) Eastron SDM630 MCT (40mA) Series | 66.36 |  |  | Ningbo Deye Ess Technology Co Ltd | RW-M6.1-B | 6 | Noark Electrics (Shanghai) Co., Ltd. | Ex9N-DH-6KT-AU (AS4777-2 2020) | Ningbo Deye Ess Technology Co Ltd | 2027-01-16
2025-01-20 | HBS16561 | Ningbo Deye Ess Technology Co Ltd RW-M6.1-B (x13) w/ Noark Electrics (Shanghai) Co., Ltd. Ex9N-DH-6KT-AU (AS4777-2 2020) Eastron SDM630 MCT (40mA) Series | 71.89 |  |  | Ningbo Deye Ess Technology Co Ltd | RW-M6.1-B | 6 | Noark Electrics (Shanghai) Co., Ltd. | Ex9N-DH-6KT-AU (AS4777-2 2020) | Ningbo Deye Ess Technology Co Ltd | 2027-01-16
2025-01-20 | HBS16562 | Ningbo Deye Ess Technology Co Ltd RW-M6.1-B (x14) w/ Noark Electrics (Shanghai) Co., Ltd. Ex9N-DH-6KT-AU (AS4777-2 2020) Eastron SDM630 MCT (40mA) Series | 77.42 |  |  | Ningbo Deye Ess Technology Co Ltd | RW-M6.1-B | 6 | Noark Electrics (Shanghai) Co., Ltd. | Ex9N-DH-6KT-AU (AS4777-2 2020) | Ningbo Deye Ess Technology Co Ltd | 2027-01-16
2025-01-20 | HBS16563 | Ningbo Deye Ess Technology Co Ltd RW-M6.1-B (x15) w/ Noark Electrics (Shanghai) Co., Ltd. Ex9N-DH-6KT-AU (AS4777-2 2020) Eastron SDM630 MCT (40mA) Series | 82.95 |  |  | Ningbo Deye Ess Technology Co Ltd | RW-M6.1-B | 6 | Noark Electrics (Shanghai) Co., Ltd. | Ex9N-DH-6KT-AU (AS4777-2 2020) | Ningbo Deye Ess Technology Co Ltd | 2027-01-16
2025-01-20 | HBS16564 | Ningbo Deye Ess Technology Co Ltd RW-M6.1-B (x16) w/ Noark Electrics (Shanghai) Co., Ltd. Ex9N-DH-6KT-AU (AS4777-2 2020) Eastron SDM630 MCT (40mA) Series | 88.48 |  |  | Ningbo Deye Ess Technology Co Ltd | RW-M6.1-B | 6 | Noark Electrics (Shanghai) Co., Ltd. | Ex9N-DH-6KT-AU (AS4777-2 2020) | Ningbo Deye Ess Technology Co Ltd | 2027-01-16
2025-01-20 | HBS16565 | Ningbo Deye Ess Technology Co Ltd RW-M6.1-B (x17) w/ Noark Electrics (Shanghai) Co., Ltd. Ex9N-DH-6KT-AU (AS4777-2 2020) Eastron SDM630 MCT (40mA) Series | 94.01 |  |  | Ningbo Deye Ess Technology Co Ltd | RW-M6.1-B | 6 | Noark Electrics (Shanghai) Co., Ltd. | Ex9N-DH-6KT-AU (AS4777-2 2020) | Ningbo Deye Ess Technology Co Ltd | 2027-01-16
2025-01-20 | HBS16566 | Ningbo Deye Ess Technology Co Ltd RW-M6.1-B (x18) w/ Noark Electrics (Shanghai) Co., Ltd. Ex9N-DH-6KT-AU (AS4777-2 2020) Eastron SDM630 MCT (40mA) Series | 99.54 |  |  | Ningbo Deye Ess Technology Co Ltd | RW-M6.1-B | 6 | Noark Electrics (Shanghai) Co., Ltd. | Ex9N-DH-6KT-AU (AS4777-2 2020) | Ningbo Deye Ess Technology Co Ltd | 2027-01-16
2025-01-20 | HBS16567 | Ningbo Deye Ess Technology Co Ltd RW-M6.1-B (x19) w/ Noark Electrics (Shanghai) Co., Ltd. Ex9N-DH-6KT-AU (AS4777-2 2020) Eastron SDM630 MCT (40mA) Series | 105.07 |  |  | Ningbo Deye Ess Technology Co Ltd | RW-M6.1-B | 6 | Noark Electrics (Shanghai) Co., Ltd. | Ex9N-DH-6KT-AU (AS4777-2 2020) | Ningbo Deye Ess Technology Co Ltd | 2027-01-16
2025-01-20 | HBS16568 | Ningbo Deye Ess Technology Co Ltd RW-M6.1-B (x20) w/ Noark Electrics (Shanghai) Co., Ltd. Ex9N-DH-6KT-AU (AS4777-2 2020) Eastron SDM630 MCT (40mA) Series | 110.6 |  |  | Ningbo Deye Ess Technology Co Ltd | RW-M6.1-B | 6 | Noark Electrics (Shanghai) Co., Ltd. | Ex9N-DH-6KT-AU (AS4777-2 2020) | Ningbo Deye Ess Technology Co Ltd | 2027-01-16
2025-01-20 | HBS16569 | Ningbo Deye Ess Technology Co Ltd RW-M6.1-B (x21) w/ Noark Electrics (Shanghai) Co., Ltd. Ex9N-DH-6KT-AU (AS4777-2 2020) Eastron SDM630 MCT (40mA) Series | 116.13 |  |  | Ningbo Deye Ess Technology Co Ltd | RW-M6.1-B | 6 | Noark Electrics (Shanghai) Co., Ltd. | Ex9N-DH-6KT-AU (AS4777-2 2020) | Ningbo Deye Ess Technology Co Ltd | 2027-01-16
2025-01-20 | HBS16570 | Ningbo Deye Ess Technology Co Ltd RW-M6.1-B (x22) w/ Noark Electrics (Shanghai) Co., Ltd. Ex9N-DH-6KT-AU (AS4777-2 2020) Eastron SDM630 MCT (40mA) Series | 121.66 |  |  | Ningbo Deye Ess Technology Co Ltd | RW-M6.1-B | 6 | Noark Electrics (Shanghai) Co., Ltd. | Ex9N-DH-6KT-AU (AS4777-2 2020) | Ningbo Deye Ess Technology Co Ltd | 2027-01-16
2025-01-20 | HBS16571 | Ningbo Deye Ess Technology Co Ltd RW-M6.1-B (x23) w/ Noark Electrics (Shanghai) Co., Ltd. Ex9N-DH-6KT-AU (AS4777-2 2020) Eastron SDM630 MCT (40mA) Series | 127.19 |  |  | Ningbo Deye Ess Technology Co Ltd | RW-M6.1-B | 6 | Noark Electrics (Shanghai) Co., Ltd. | Ex9N-DH-6KT-AU (AS4777-2 2020) | Ningbo Deye Ess Technology Co Ltd | 2027-01-16
2025-01-20 | HBS16572 | Ningbo Deye Ess Technology Co Ltd RW-M6.1-B (x24) w/ Noark Electrics (Shanghai) Co., Ltd. Ex9N-DH-6KT-AU (AS4777-2 2020) Eastron SDM630 MCT (40mA) Series | 132.72 |  |  | Ningbo Deye Ess Technology Co Ltd | RW-M6.1-B | 6 | Noark Electrics (Shanghai) Co., Ltd. | Ex9N-DH-6KT-AU (AS4777-2 2020) | Ningbo Deye Ess Technology Co Ltd | 2027-01-16
2025-01-20 | HBS16573 | Ningbo Deye Ess Technology Co Ltd RW-M6.1-B (x25) w/ Noark Electrics (Shanghai) Co., Ltd. Ex9N-DH-6KT-AU (AS4777-2 2020) Eastron SDM630 MCT (40mA) Series | 138.25 |  |  | Ningbo Deye Ess Technology Co Ltd | RW-M6.1-B | 6 | Noark Electrics (Shanghai) Co., Ltd. | Ex9N-DH-6KT-AU (AS4777-2 2020) | Ningbo Deye Ess Technology Co Ltd | 2027-01-16
2025-01-20 | HBS16574 | Ningbo Deye Ess Technology Co Ltd RW-M6.1-B (x26) w/ Noark Electrics (Shanghai) Co., Ltd. Ex9N-DH-6KT-AU (AS4777-2 2020) Eastron SDM630 MCT (40mA) Series | 143.78 |  |  | Ningbo Deye Ess Technology Co Ltd | RW-M6.1-B | 6 | Noark Electrics (Shanghai) Co., Ltd. | Ex9N-DH-6KT-AU (AS4777-2 2020) | Ningbo Deye Ess Technology Co Ltd | 2027-01-16
2025-01-20 | HBS16575 | Ningbo Deye Ess Technology Co Ltd RW-M6.1-B (x27) w/ Noark Electrics (Shanghai) Co., Ltd. Ex9N-DH-6KT-AU (AS4777-2 2020) Eastron SDM630 MCT (40mA) Series | 149.31 |  |  | Ningbo Deye Ess Technology Co Ltd | RW-M6.1-B | 6 | Noark Electrics (Shanghai) Co., Ltd. | Ex9N-DH-6KT-AU (AS4777-2 2020) | Ningbo Deye Ess Technology Co Ltd | 2027-01-16
2025-01-20 | HBS16576 | Ningbo Deye Ess Technology Co Ltd RW-M6.1-B (x28) w/ Noark Electrics (Shanghai) Co., Ltd. Ex9N-DH-6KT-AU (AS4777-2 2020) Eastron SDM630 MCT (40mA) Series | 154.84 |  |  | Ningbo Deye Ess Technology Co Ltd | RW-M6.1-B | 6 | Noark Electrics (Shanghai) Co., Ltd. | Ex9N-DH-6KT-AU (AS4777-2 2020) | Ningbo Deye Ess Technology Co Ltd | 2027-01-16
2025-01-20 | HBS16577 | Ningbo Deye Ess Technology Co Ltd RW-M6.1-B (x29) w/ Noark Electrics (Shanghai) Co., Ltd. Ex9N-DH-6KT-AU (AS4777-2 2020) Eastron SDM630 MCT (40mA) Series | 160.37 |  |  | Ningbo Deye Ess Technology Co Ltd | RW-M6.1-B | 6 | Noark Electrics (Shanghai) Co., Ltd. | Ex9N-DH-6KT-AU (AS4777-2 2020) | Ningbo Deye Ess Technology Co Ltd | 2027-01-16
2025-01-20 | HBS16578 | Ningbo Deye Ess Technology Co Ltd RW-M6.1-B (x30) w/ Noark Electrics (Shanghai) Co., Ltd. Ex9N-DH-6KT-AU (AS4777-2 2020) Eastron SDM630 MCT (40mA) Series | 165.9 |  |  | Ningbo Deye Ess Technology Co Ltd | RW-M6.1-B | 6 | Noark Electrics (Shanghai) Co., Ltd. | Ex9N-DH-6KT-AU (AS4777-2 2020) | Ningbo Deye Ess Technology Co Ltd | 2027-01-16
2025-01-20 | HBS16579 | Ningbo Deye Ess Technology Co Ltd RW-M6.1-B (x31) w/ Noark Electrics (Shanghai) Co., Ltd. Ex9N-DH-6KT-AU (AS4777-2 2020) Eastron SDM630 MCT (40mA) Series | 171.43 |  |  | Ningbo Deye Ess Technology Co Ltd | RW-M6.1-B | 6 | Noark Electrics (Shanghai) Co., Ltd. | Ex9N-DH-6KT-AU (AS4777-2 2020) | Ningbo Deye Ess Technology Co Ltd | 2027-01-16
2025-01-20 | HBS16580 | Ningbo Deye Ess Technology Co Ltd RW-M6.1-B (x32) w/ Noark Electrics (Shanghai) Co., Ltd. Ex9N-DH-6KT-AU (AS4777-2 2020) Eastron SDM630 MCT (40mA) Series | 176.96 |  |  | Ningbo Deye Ess Technology Co Ltd | RW-M6.1-B | 6 | Noark Electrics (Shanghai) Co., Ltd. | Ex9N-DH-6KT-AU (AS4777-2 2020) | Ningbo Deye Ess Technology Co Ltd | 2027-01-16
2025-01-20 | HBS16581 | Ningbo Deye Ess Technology Co Ltd RW-M6.1-B (x2) w/ Noark Electrics (Shanghai) Co., Ltd. Ex9N-DH-8KT-AU (AS4777-2 2020) Eastron SDM630 MCT (40mA) Series | 11.06 |  |  | Ningbo Deye Ess Technology Co Ltd | RW-M6.1-B | 6 | Noark Electrics (Shanghai) Co., Ltd. | Ex9N-DH-8KT-AU (AS4777-2 2020) | Ningbo Deye Ess Technology Co Ltd | 2027-01-16
2025-01-20 | HBS16582 | Ningbo Deye Ess Technology Co Ltd RW-M6.1-B (x3) w/ Noark Electrics (Shanghai) Co., Ltd. Ex9N-DH-8KT-AU (AS4777-2 2020) Eastron SDM630 MCT (40mA) Series | 16.59 |  |  | Ningbo Deye Ess Technology Co Ltd | RW-M6.1-B | 6 | Noark Electrics (Shanghai) Co., Ltd. | Ex9N-DH-8KT-AU (AS4777-2 2020) | Ningbo Deye Ess Technology Co Ltd | 2027-01-16
2025-01-20 | HBS16583 | Ningbo Deye Ess Technology Co Ltd RW-M6.1-B (x4) w/ Noark Electrics (Shanghai) Co., Ltd. Ex9N-DH-8KT-AU (AS4777-2 2020) Eastron SDM630 MCT (40mA) Series | 22.12 |  |  | Ningbo Deye Ess Technology Co Ltd | RW-M6.1-B | 6 | Noark Electrics (Shanghai) Co., Ltd. | Ex9N-DH-8KT-AU (AS4777-2 2020) | Ningbo Deye Ess Technology Co Ltd | 2027-01-16
2025-01-20 | HBS16584 | Ningbo Deye Ess Technology Co Ltd RW-M6.1-B (x5) w/ Noark Electrics (Shanghai) Co., Ltd. Ex9N-DH-8KT-AU (AS4777-2 2020) Eastron SDM630 MCT (40mA) Series | 27.65 |  |  | Ningbo Deye Ess Technology Co Ltd | RW-M6.1-B | 6 | Noark Electrics (Shanghai) Co., Ltd. | Ex9N-DH-8KT-AU (AS4777-2 2020) | Ningbo Deye Ess Technology Co Ltd | 2027-01-16
2025-01-20 | HBS16585 | Ningbo Deye Ess Technology Co Ltd RW-M6.1-B (x6) w/ Noark Electrics (Shanghai) Co., Ltd. Ex9N-DH-8KT-AU (AS4777-2 2020) Eastron SDM630 MCT (40mA) Series | 33.18 |  |  | Ningbo Deye Ess Technology Co Ltd | RW-M6.1-B | 6 | Noark Electrics (Shanghai) Co., Ltd. | Ex9N-DH-8KT-AU (AS4777-2 2020) | Ningbo Deye Ess Technology Co Ltd | 2027-01-16
2025-01-20 | HBS16586 | Ningbo Deye Ess Technology Co Ltd RW-M6.1-B (x7) w/ Noark Electrics (Shanghai) Co., Ltd. Ex9N-DH-8KT-AU (AS4777-2 2020) Eastron SDM630 MCT (40mA) Series | 38.71 |  |  | Ningbo Deye Ess Technology Co Ltd | RW-M6.1-B | 6 | Noark Electrics (Shanghai) Co., Ltd. | Ex9N-DH-8KT-AU (AS4777-2 2020) | Ningbo Deye Ess Technology Co Ltd | 2027-01-16
2025-01-20 | HBS16587 | Ningbo Deye Ess Technology Co Ltd RW-M6.1-B (x8) w/ Noark Electrics (Shanghai) Co., Ltd. Ex9N-DH-8KT-AU (AS4777-2 2020) Eastron SDM630 MCT (40mA) Series | 44.24 |  |  | Ningbo Deye Ess Technology Co Ltd | RW-M6.1-B | 6 | Noark Electrics (Shanghai) Co., Ltd. | Ex9N-DH-8KT-AU (AS4777-2 2020) | Ningbo Deye Ess Technology Co Ltd | 2027-01-16
2025-01-20 | HBS16588 | Ningbo Deye Ess Technology Co Ltd RW-M6.1-B (x9) w/ Noark Electrics (Shanghai) Co., Ltd. Ex9N-DH-8KT-AU (AS4777-2 2020) Eastron SDM630 MCT (40mA) Series | 49.77 |  |  | Ningbo Deye Ess Technology Co Ltd | RW-M6.1-B | 6 | Noark Electrics (Shanghai) Co., Ltd. | Ex9N-DH-8KT-AU (AS4777-2 2020) | Ningbo Deye Ess Technology Co Ltd | 2027-01-16
2025-01-20 | HBS16589 | Ningbo Deye Ess Technology Co Ltd RW-M6.1-B (x10) w/ Noark Electrics (Shanghai) Co., Ltd. Ex9N-DH-8KT-AU (AS4777-2 2020) Eastron SDM630 MCT (40mA) Series | 55.3 |  |  | Ningbo Deye Ess Technology Co Ltd | RW-M6.1-B | 6 | Noark Electrics (Shanghai) Co., Ltd. | Ex9N-DH-8KT-AU (AS4777-2 2020) | Ningbo Deye Ess Technology Co Ltd | 2027-01-16
2025-01-20 | HBS16590 | Ningbo Deye Ess Technology Co Ltd RW-M6.1-B (x11) w/ Noark Electrics (Shanghai) Co., Ltd. Ex9N-DH-8KT-AU (AS4777-2 2020) Eastron SDM630 MCT (40mA) Series | 60.83 |  |  | Ningbo Deye Ess Technology Co Ltd | RW-M6.1-B | 6 | Noark Electrics (Shanghai) Co., Ltd. | Ex9N-DH-8KT-AU (AS4777-2 2020) | Ningbo Deye Ess Technology Co Ltd | 2027-01-16
2025-01-20 | HBS16591 | Ningbo Deye Ess Technology Co Ltd RW-M6.1-B (x12) w/ Noark Electrics (Shanghai) Co., Ltd. Ex9N-DH-8KT-AU (AS4777-2 2020) Eastron SDM630 MCT (40mA) Series | 66.36 |  |  | Ningbo Deye Ess Technology Co Ltd | RW-M6.1-B | 6 | Noark Electrics (Shanghai) Co., Ltd. | Ex9N-DH-8KT-AU (AS4777-2 2020) | Ningbo Deye Ess Technology Co Ltd | 2027-01-16
2025-01-20 | HBS16592 | Ningbo Deye Ess Technology Co Ltd RW-M6.1-B (x13) w/ Noark Electrics (Shanghai) Co., Ltd. Ex9N-DH-8KT-AU (AS4777-2 2020) Eastron SDM630 MCT (40mA) Series | 71.89 |  |  | Ningbo Deye Ess Technology Co Ltd | RW-M6.1-B | 6 | Noark Electrics (Shanghai) Co., Ltd. | Ex9N-DH-8KT-AU (AS4777-2 2020) | Ningbo Deye Ess Technology Co Ltd | 2027-01-16
2025-01-20 | HBS16593 | Ningbo Deye Ess Technology Co Ltd RW-M6.1-B (x14) w/ Noark Electrics (Shanghai) Co., Ltd. Ex9N-DH-8KT-AU (AS4777-2 2020) Eastron SDM630 MCT (40mA) Series | 77.42 |  |  | Ningbo Deye Ess Technology Co Ltd | RW-M6.1-B | 6 | Noark Electrics (Shanghai) Co., Ltd. | Ex9N-DH-8KT-AU (AS4777-2 2020) | Ningbo Deye Ess Technology Co Ltd | 2027-01-16
2025-01-20 | HBS16594 | Ningbo Deye Ess Technology Co Ltd RW-M6.1-B (x15) w/ Noark Electrics (Shanghai) Co., Ltd. Ex9N-DH-8KT-AU (AS4777-2 2020) Eastron SDM630 MCT (40mA) Series | 82.95 |  |  | Ningbo Deye Ess Technology Co Ltd | RW-M6.1-B | 6 | Noark Electrics (Shanghai) Co., Ltd. | Ex9N-DH-8KT-AU (AS4777-2 2020) | Ningbo Deye Ess Technology Co Ltd | 2027-01-16
2025-01-20 | HBS16595 | Ningbo Deye Ess Technology Co Ltd RW-M6.1-B (x16) w/ Noark Electrics (Shanghai) Co., Ltd. Ex9N-DH-8KT-AU (AS4777-2 2020) Eastron SDM630 MCT (40mA) Series | 88.48 |  |  | Ningbo Deye Ess Technology Co Ltd | RW-M6.1-B | 6 | Noark Electrics (Shanghai) Co., Ltd. | Ex9N-DH-8KT-AU (AS4777-2 2020) | Ningbo Deye Ess Technology Co Ltd | 2027-01-16
2025-01-20 | HBS16596 | Ningbo Deye Ess Technology Co Ltd RW-M6.1-B (x17) w/ Noark Electrics (Shanghai) Co., Ltd. Ex9N-DH-8KT-AU (AS4777-2 2020) Eastron SDM630 MCT (40mA) Series | 94.01 |  |  | Ningbo Deye Ess Technology Co Ltd | RW-M6.1-B | 6 | Noark Electrics (Shanghai) Co., Ltd. | Ex9N-DH-8KT-AU (AS4777-2 2020) | Ningbo Deye Ess Technology Co Ltd | 2027-01-16
2025-01-20 | HBS16597 | Ningbo Deye Ess Technology Co Ltd RW-M6.1-B (x18) w/ Noark Electrics (Shanghai) Co., Ltd. Ex9N-DH-8KT-AU (AS4777-2 2020) Eastron SDM630 MCT (40mA) Series | 99.54 |  |  | Ningbo Deye Ess Technology Co Ltd | RW-M6.1-B | 6 | Noark Electrics (Shanghai) Co., Ltd. | Ex9N-DH-8KT-AU (AS4777-2 2020) | Ningbo Deye Ess Technology Co Ltd | 2027-01-16
2025-01-20 | HBS16598 | Ningbo Deye Ess Technology Co Ltd RW-M6.1-B (x19) w/ Noark Electrics (Shanghai) Co., Ltd. Ex9N-DH-8KT-AU (AS4777-2 2020) Eastron SDM630 MCT (40mA) Series | 105.07 |  |  | Ningbo Deye Ess Technology Co Ltd | RW-M6.1-B | 6 | Noark Electrics (Shanghai) Co., Ltd. | Ex9N-DH-8KT-AU (AS4777-2 2020) | Ningbo Deye Ess Technology Co Ltd | 2027-01-16
2025-01-20 | HBS16599 | Ningbo Deye Ess Technology Co Ltd RW-M6.1-B (x20) w/ Noark Electrics (Shanghai) Co., Ltd. Ex9N-DH-8KT-AU (AS4777-2 2020) Eastron SDM630 MCT (40mA) Series | 110.6 |  |  | Ningbo Deye Ess Technology Co Ltd | RW-M6.1-B | 6 | Noark Electrics (Shanghai) Co., Ltd. | Ex9N-DH-8KT-AU (AS4777-2 2020) | Ningbo Deye Ess Technology Co Ltd | 2027-01-16
2025-01-20 | HBS16600 | Ningbo Deye Ess Technology Co Ltd RW-M6.1-B (x21) w/ Noark Electrics (Shanghai) Co., Ltd. Ex9N-DH-8KT-AU (AS4777-2 2020) Eastron SDM630 MCT (40mA) Series | 116.13 |  |  | Ningbo Deye Ess Technology Co Ltd | RW-M6.1-B | 6 | Noark Electrics (Shanghai) Co., Ltd. | Ex9N-DH-8KT-AU (AS4777-2 2020) | Ningbo Deye Ess Technology Co Ltd | 2027-01-16
2025-01-20 | HBS16601 | Ningbo Deye Ess Technology Co Ltd RW-M6.1-B (x22) w/ Noark Electrics (Shanghai) Co., Ltd. Ex9N-DH-8KT-AU (AS4777-2 2020) Eastron SDM630 MCT (40mA) Series | 121.66 |  |  | Ningbo Deye Ess Technology Co Ltd | RW-M6.1-B | 6 | Noark Electrics (Shanghai) Co., Ltd. | Ex9N-DH-8KT-AU (AS4777-2 2020) | Ningbo Deye Ess Technology Co Ltd | 2027-01-16
2025-01-20 | HBS16602 | Ningbo Deye Ess Technology Co Ltd RW-M6.1-B (x23) w/ Noark Electrics (Shanghai) Co., Ltd. Ex9N-DH-8KT-AU (AS4777-2 2020) Eastron SDM630 MCT (40mA) Series | 127.19 |  |  | Ningbo Deye Ess Technology Co Ltd | RW-M6.1-B | 6 | Noark Electrics (Shanghai) Co., Ltd. | Ex9N-DH-8KT-AU (AS4777-2 2020) | Ningbo Deye Ess Technology Co Ltd | 2027-01-16
2025-01-20 | HBS16603 | Ningbo Deye Ess Technology Co Ltd RW-M6.1-B (x24) w/ Noark Electrics (Shanghai) Co., Ltd. Ex9N-DH-8KT-AU (AS4777-2 2020) Eastron SDM630 MCT (40mA) Series | 132.72 |  |  | Ningbo Deye Ess Technology Co Ltd | RW-M6.1-B | 6 | Noark Electrics (Shanghai) Co., Ltd. | Ex9N-DH-8KT-AU (AS4777-2 2020) | Ningbo Deye Ess Technology Co Ltd | 2027-01-16
2025-01-20 | HBS16604 | Ningbo Deye Ess Technology Co Ltd RW-M6.1-B (x25) w/ Noark Electrics (Shanghai) Co., Ltd. Ex9N-DH-8KT-AU (AS4777-2 2020) Eastron SDM630 MCT (40mA) Series | 138.25 |  |  | Ningbo Deye Ess Technology Co Ltd | RW-M6.1-B | 6 | Noark Electrics (Shanghai) Co., Ltd. | Ex9N-DH-8KT-AU (AS4777-2 2020) | Ningbo Deye Ess Technology Co Ltd | 2027-01-16
2025-01-20 | HBS16605 | Ningbo Deye Ess Technology Co Ltd RW-M6.1-B (x26) w/ Noark Electrics (Shanghai) Co., Ltd. Ex9N-DH-8KT-AU (AS4777-2 2020) Eastron SDM630 MCT (40mA) Series | 143.78 |  |  | Ningbo Deye Ess Technology Co Ltd | RW-M6.1-B | 6 | Noark Electrics (Shanghai) Co., Ltd. | Ex9N-DH-8KT-AU (AS4777-2 2020) | Ningbo Deye Ess Technology Co Ltd | 2027-01-16
2025-01-20 | HBS16606 | Ningbo Deye Ess Technology Co Ltd RW-M6.1-B (x27) w/ Noark Electrics (Shanghai) Co., Ltd. Ex9N-DH-8KT-AU (AS4777-2 2020) Eastron SDM630 MCT (40mA) Series | 149.31 |  |  | Ningbo Deye Ess Technology Co Ltd | RW-M6.1-B | 6 | Noark Electrics (Shanghai) Co., Ltd. | Ex9N-DH-8KT-AU (AS4777-2 2020) | Ningbo Deye Ess Technology Co Ltd | 2027-01-16
2025-01-20 | HBS16607 | Ningbo Deye Ess Technology Co Ltd RW-M6.1-B (x28) w/ Noark Electrics (Shanghai) Co., Ltd. Ex9N-DH-8KT-AU (AS4777-2 2020) Eastron SDM630 MCT (40mA) Series | 154.84 |  |  | Ningbo Deye Ess Technology Co Ltd | RW-M6.1-B | 6 | Noark Electrics (Shanghai) Co., Ltd. | Ex9N-DH-8KT-AU (AS4777-2 2020) | Ningbo Deye Ess Technology Co Ltd | 2027-01-16
2025-01-20 | HBS16608 | Ningbo Deye Ess Technology Co Ltd RW-M6.1-B (x29) w/ Noark Electrics (Shanghai) Co., Ltd. Ex9N-DH-8KT-AU (AS4777-2 2020) Eastron SDM630 MCT (40mA) Series | 160.37 |  |  | Ningbo Deye Ess Technology Co Ltd | RW-M6.1-B | 6 | Noark Electrics (Shanghai) Co., Ltd. | Ex9N-DH-8KT-AU (AS4777-2 2020) | Ningbo Deye Ess Technology Co Ltd | 2027-01-16
2025-01-20 | HBS16609 | Ningbo Deye Ess Technology Co Ltd RW-M6.1-B (x30) w/ Noark Electrics (Shanghai) Co., Ltd. Ex9N-DH-8KT-AU (AS4777-2 2020) Eastron SDM630 MCT (40mA) Series | 165.9 |  |  | Ningbo Deye Ess Technology Co Ltd | RW-M6.1-B | 6 | Noark Electrics (Shanghai) Co., Ltd. | Ex9N-DH-8KT-AU (AS4777-2 2020) | Ningbo Deye Ess Technology Co Ltd | 2027-01-16
2025-01-20 | HBS16610 | Ningbo Deye Ess Technology Co Ltd RW-M6.1-B (x31) w/ Noark Electrics (Shanghai) Co., Ltd. Ex9N-DH-8KT-AU (AS4777-2 2020) Eastron SDM630 MCT (40mA) Series | 171.43 |  |  | Ningbo Deye Ess Technology Co Ltd | RW-M6.1-B | 6 | Noark Electrics (Shanghai) Co., Ltd. | Ex9N-DH-8KT-AU (AS4777-2 2020) | Ningbo Deye Ess Technology Co Ltd | 2027-01-16
2025-01-20 | HBS16611 | Ningbo Deye Ess Technology Co Ltd RW-M6.1-B (x32) w/ Noark Electrics (Shanghai) Co., Ltd. Ex9N-DH-8KT-AU (AS4777-2 2020) Eastron SDM630 MCT (40mA) Series | 176.96 |  |  | Ningbo Deye Ess Technology Co Ltd | RW-M6.1-B | 6 | Noark Electrics (Shanghai) Co., Ltd. | Ex9N-DH-8KT-AU (AS4777-2 2020) | Ningbo Deye Ess Technology Co Ltd | 2027-01-16
2025-01-20 | HBS16612 | Ningbo Deye Ess Technology Co Ltd RW-M6.1-B (x2) w/ Noark Electrics (Shanghai) Co., Ltd. Ex9N-DH-10KT-AU (AS4777-2 2020) Eastron SDM630 MCT (40mA) Series | 11.06 |  |  | Ningbo Deye Ess Technology Co Ltd | RW-M6.1-B | 6 | Noark Electrics (Shanghai) Co., Ltd. | Ex9N-DH-10KT-AU (AS4777-2 2020) | Ningbo Deye Ess Technology Co Ltd | 2027-01-16
2025-01-20 | HBS16613 | Ningbo Deye Ess Technology Co Ltd RW-M6.1-B (x3) w/ Noark Electrics (Shanghai) Co., Ltd. Ex9N-DH-10KT-AU (AS4777-2 2020) Eastron SDM630 MCT (40mA) Series | 16.59 |  |  | Ningbo Deye Ess Technology Co Ltd | RW-M6.1-B | 6 | Noark Electrics (Shanghai) Co., Ltd. | Ex9N-DH-10KT-AU (AS4777-2 2020) | Ningbo Deye Ess Technology Co Ltd | 2027-01-16
2025-01-20 | HBS16614 | Ningbo Deye Ess Technology Co Ltd RW-M6.1-B (x4) w/ Noark Electrics (Shanghai) Co., Ltd. Ex9N-DH-10KT-AU (AS4777-2 2020) Eastron SDM630 MCT (40mA) Series | 22.12 |  |  | Ningbo Deye Ess Technology Co Ltd | RW-M6.1-B | 6 | Noark Electrics (Shanghai) Co., Ltd. | Ex9N-DH-10KT-AU (AS4777-2 2020) | Ningbo Deye Ess Technology Co Ltd | 2027-01-16
2025-01-20 | HBS16615 | Ningbo Deye Ess Technology Co Ltd RW-M6.1-B (x5) w/ Noark Electrics (Shanghai) Co., Ltd. Ex9N-DH-10KT-AU (AS4777-2 2020) Eastron SDM630 MCT (40mA) Series | 27.65 |  |  | Ningbo Deye Ess Technology Co Ltd | RW-M6.1-B | 6 | Noark Electrics (Shanghai) Co., Ltd. | Ex9N-DH-10KT-AU (AS4777-2 2020) | Ningbo Deye Ess Technology Co Ltd | 2027-01-16
2025-01-20 | HBS16616 | Ningbo Deye Ess Technology Co Ltd RW-M6.1-B (x6) w/ Noark Electrics (Shanghai) Co., Ltd. Ex9N-DH-10KT-AU (AS4777-2 2020) Eastron SDM630 MCT (40mA) Series | 33.18 |  |  | Ningbo Deye Ess Technology Co Ltd | RW-M6.1-B | 6 | Noark Electrics (Shanghai) Co., Ltd. | Ex9N-DH-10KT-AU (AS4777-2 2020) | Ningbo Deye Ess Technology Co Ltd | 2027-01-16
2025-01-20 | HBS16617 | Ningbo Deye Ess Technology Co Ltd RW-M6.1-B (x7) w/ Noark Electrics (Shanghai) Co., Ltd. Ex9N-DH-10KT-AU (AS4777-2 2020) Eastron SDM630 MCT (40mA) Series | 38.71 |  |  | Ningbo Deye Ess Technology Co Ltd | RW-M6.1-B | 6 | Noark Electrics (Shanghai) Co., Ltd. | Ex9N-DH-10KT-AU (AS4777-2 2020) | Ningbo Deye Ess Technology Co Ltd | 2027-01-16
2025-01-20 | HBS16618 | Ningbo Deye Ess Technology Co Ltd RW-M6.1-B (x8) w/ Noark Electrics (Shanghai) Co., Ltd. Ex9N-DH-10KT-AU (AS4777-2 2020) Eastron SDM630 MCT (40mA) Series | 44.24 |  |  | Ningbo Deye Ess Technology Co Ltd | RW-M6.1-B | 6 | Noark Electrics (Shanghai) Co., Ltd. | Ex9N-DH-10KT-AU (AS4777-2 2020) | Ningbo Deye Ess Technology Co Ltd | 2027-01-16
2025-01-20 | HBS16619 | Ningbo Deye Ess Technology Co Ltd RW-M6.1-B (x9) w/ Noark Electrics (Shanghai) Co., Ltd. Ex9N-DH-10KT-AU (AS4777-2 2020) Eastron SDM630 MCT (40mA) Series | 49.77 |  |  | Ningbo Deye Ess Technology Co Ltd | RW-M6.1-B | 6 | Noark Electrics (Shanghai) Co., Ltd. | Ex9N-DH-10KT-AU (AS4777-2 2020) | Ningbo Deye Ess Technology Co Ltd | 2027-01-16
2025-01-20 | HBS16620 | Ningbo Deye Ess Technology Co Ltd RW-M6.1-B (x10) w/ Noark Electrics (Shanghai) Co., Ltd. Ex9N-DH-10KT-AU (AS4777-2 2020) Eastron SDM630 MCT (40mA) Series | 55.3 |  |  | Ningbo Deye Ess Technology Co Ltd | RW-M6.1-B | 6 | Noark Electrics (Shanghai) Co., Ltd. | Ex9N-DH-10KT-AU (AS4777-2 2020) | Ningbo Deye Ess Technology Co Ltd | 2027-01-16
2025-01-20 | HBS16621 | Ningbo Deye Ess Technology Co Ltd RW-M6.1-B (x11) w/ Noark Electrics (Shanghai) Co., Ltd. Ex9N-DH-10KT-AU (AS4777-2 2020) Eastron SDM630 MCT (40mA) Series | 60.83 |  |  | Ningbo Deye Ess Technology Co Ltd | RW-M6.1-B | 6 | Noark Electrics (Shanghai) Co., Ltd. | Ex9N-DH-10KT-AU (AS4777-2 2020) | Ningbo Deye Ess Technology Co Ltd | 2027-01-16
2025-01-20 | HBS16622 | Ningbo Deye Ess Technology Co Ltd RW-M6.1-B (x12) w/ Noark Electrics (Shanghai) Co., Ltd. Ex9N-DH-10KT-AU (AS4777-2 2020) Eastron SDM630 MCT (40mA) Series | 66.36 |  |  | Ningbo Deye Ess Technology Co Ltd | RW-M6.1-B | 6 | Noark Electrics (Shanghai) Co., Ltd. | Ex9N-DH-10KT-AU (AS4777-2 2020) | Ningbo Deye Ess Technology Co Ltd | 2027-01-16
2025-01-20 | HBS16623 | Ningbo Deye Ess Technology Co Ltd RW-M6.1-B (x13) w/ Noark Electrics (Shanghai) Co., Ltd. Ex9N-DH-10KT-AU (AS4777-2 2020) Eastron SDM630 MCT (40mA) Series | 71.89 |  |  | Ningbo Deye Ess Technology Co Ltd | RW-M6.1-B | 6 | Noark Electrics (Shanghai) Co., Ltd. | Ex9N-DH-10KT-AU (AS4777-2 2020) | Ningbo Deye Ess Technology Co Ltd | 2027-01-16
2025-01-20 | HBS16624 | Ningbo Deye Ess Technology Co Ltd RW-M6.1-B (x14) w/ Noark Electrics (Shanghai) Co., Ltd. Ex9N-DH-10KT-AU (AS4777-2 2020) Eastron SDM630 MCT (40mA) Series | 77.42 |  |  | Ningbo Deye Ess Technology Co Ltd | RW-M6.1-B | 6 | Noark Electrics (Shanghai) Co., Ltd. | Ex9N-DH-10KT-AU (AS4777-2 2020) | Ningbo Deye Ess Technology Co Ltd | 2027-01-16
2025-01-20 | HBS16625 | Ningbo Deye Ess Technology Co Ltd RW-M6.1-B (x15) w/ Noark Electrics (Shanghai) Co., Ltd. Ex9N-DH-10KT-AU (AS4777-2 2020) Eastron SDM630 MCT (40mA) Series | 82.95 |  |  | Ningbo Deye Ess Technology Co Ltd | RW-M6.1-B | 6 | Noark Electrics (Shanghai) Co., Ltd. | Ex9N-DH-10KT-AU (AS4777-2 2020) | Ningbo Deye Ess Technology Co Ltd | 2027-01-16
2025-01-20 | HBS16626 | Ningbo Deye Ess Technology Co Ltd RW-M6.1-B (x16) w/ Noark Electrics (Shanghai) Co., Ltd. Ex9N-DH-10KT-AU (AS4777-2 2020) Eastron SDM630 MCT (40mA) Series | 88.48 |  |  | Ningbo Deye Ess Technology Co Ltd | RW-M6.1-B | 6 | Noark Electrics (Shanghai) Co., Ltd. | Ex9N-DH-10KT-AU (AS4777-2 2020) | Ningbo Deye Ess Technology Co Ltd | 2027-01-16
2025-01-20 | HBS16627 | Ningbo Deye Ess Technology Co Ltd RW-M6.1-B (x17) w/ Noark Electrics (Shanghai) Co., Ltd. Ex9N-DH-10KT-AU (AS4777-2 2020) Eastron SDM630 MCT (40mA) Series | 94.01 |  |  | Ningbo Deye Ess Technology Co Ltd | RW-M6.1-B | 6 | Noark Electrics (Shanghai) Co., Ltd. | Ex9N-DH-10KT-AU (AS4777-2 2020) | Ningbo Deye Ess Technology Co Ltd | 2027-01-16
2025-01-20 | HBS16628 | Ningbo Deye Ess Technology Co Ltd RW-M6.1-B (x18) w/ Noark Electrics (Shanghai) Co., Ltd. Ex9N-DH-10KT-AU (AS4777-2 2020) Eastron SDM630 MCT (40mA) Series | 99.54 |  |  | Ningbo Deye Ess Technology Co Ltd | RW-M6.1-B | 6 | Noark Electrics (Shanghai) Co., Ltd. | Ex9N-DH-10KT-AU (AS4777-2 2020) | Ningbo Deye Ess Technology Co Ltd | 2027-01-16
2025-01-20 | HBS16629 | Ningbo Deye Ess Technology Co Ltd RW-M6.1-B (x19) w/ Noark Electrics (Shanghai) Co., Ltd. Ex9N-DH-10KT-AU (AS4777-2 2020) Eastron SDM630 MCT (40mA) Series | 105.07 |  |  | Ningbo Deye Ess Technology Co Ltd | RW-M6.1-B | 6 | Noark Electrics (Shanghai) Co., Ltd. | Ex9N-DH-10KT-AU (AS4777-2 2020) | Ningbo Deye Ess Technology Co Ltd | 2027-01-16
2025-01-20 | HBS16630 | Ningbo Deye Ess Technology Co Ltd RW-M6.1-B (x20) w/ Noark Electrics (Shanghai) Co., Ltd. Ex9N-DH-10KT-AU (AS4777-2 2020) Eastron SDM630 MCT (40mA) Series | 110.6 |  |  | Ningbo Deye Ess Technology Co Ltd | RW-M6.1-B | 6 | Noark Electrics (Shanghai) Co., Ltd. | Ex9N-DH-10KT-AU (AS4777-2 2020) | Ningbo Deye Ess Technology Co Ltd | 2027-01-16
2025-01-20 | HBS16631 | Ningbo Deye Ess Technology Co Ltd RW-M6.1-B (x21) w/ Noark Electrics (Shanghai) Co., Ltd. Ex9N-DH-10KT-AU (AS4777-2 2020) Eastron SDM630 MCT (40mA) Series | 116.13 |  |  | Ningbo Deye Ess Technology Co Ltd | RW-M6.1-B | 6 | Noark Electrics (Shanghai) Co., Ltd. | Ex9N-DH-10KT-AU (AS4777-2 2020) | Ningbo Deye Ess Technology Co Ltd | 2027-01-16
2025-01-20 | HBS16632 | Ningbo Deye Ess Technology Co Ltd RW-M6.1-B (x22) w/ Noark Electrics (Shanghai) Co., Ltd. Ex9N-DH-10KT-AU (AS4777-2 2020) Eastron SDM630 MCT (40mA) Series | 121.66 |  |  | Ningbo Deye Ess Technology Co Ltd | RW-M6.1-B | 6 | Noark Electrics (Shanghai) Co., Ltd. | Ex9N-DH-10KT-AU (AS4777-2 2020) | Ningbo Deye Ess Technology Co Ltd | 2027-01-16
2025-01-20 | HBS16633 | Ningbo Deye Ess Technology Co Ltd RW-M6.1-B (x23) w/ Noark Electrics (Shanghai) Co., Ltd. Ex9N-DH-10KT-AU (AS4777-2 2020) Eastron SDM630 MCT (40mA) Series | 127.19 |  |  | Ningbo Deye Ess Technology Co Ltd | RW-M6.1-B | 6 | Noark Electrics (Shanghai) Co., Ltd. | Ex9N-DH-10KT-AU (AS4777-2 2020) | Ningbo Deye Ess Technology Co Ltd | 2027-01-16
2025-01-20 | HBS16634 | Ningbo Deye Ess Technology Co Ltd RW-M6.1-B (x24) w/ Noark Electrics (Shanghai) Co., Ltd. Ex9N-DH-10KT-AU (AS4777-2 2020) Eastron SDM630 MCT (40mA) Series | 132.72 |  |  | Ningbo Deye Ess Technology Co Ltd | RW-M6.1-B | 6 | Noark Electrics (Shanghai) Co., Ltd. | Ex9N-DH-10KT-AU (AS4777-2 2020) | Ningbo Deye Ess Technology Co Ltd | 2027-01-16
2025-01-20 | HBS16635 | Ningbo Deye Ess Technology Co Ltd RW-M6.1-B (x25) w/ Noark Electrics (Shanghai) Co., Ltd. Ex9N-DH-10KT-AU (AS4777-2 2020) Eastron SDM630 MCT (40mA) Series | 138.25 |  |  | Ningbo Deye Ess Technology Co Ltd | RW-M6.1-B | 6 | Noark Electrics (Shanghai) Co., Ltd. | Ex9N-DH-10KT-AU (AS4777-2 2020) | Ningbo Deye Ess Technology Co Ltd | 2027-01-16
2025-01-20 | HBS16636 | Ningbo Deye Ess Technology Co Ltd RW-M6.1-B (x26) w/ Noark Electrics (Shanghai) Co., Ltd. Ex9N-DH-10KT-AU (AS4777-2 2020) Eastron SDM630 MCT (40mA) Series | 143.78 |  |  | Ningbo Deye Ess Technology Co Ltd | RW-M6.1-B | 6 | Noark Electrics (Shanghai) Co., Ltd. | Ex9N-DH-10KT-AU (AS4777-2 2020) | Ningbo Deye Ess Technology Co Ltd | 2027-01-16
2025-01-20 | HBS16637 | Ningbo Deye Ess Technology Co Ltd RW-M6.1-B (x27) w/ Noark Electrics (Shanghai) Co., Ltd. Ex9N-DH-10KT-AU (AS4777-2 2020) Eastron SDM630 MCT (40mA) Series | 149.31 |  |  | Ningbo Deye Ess Technology Co Ltd | RW-M6.1-B | 6 | Noark Electrics (Shanghai) Co., Ltd. | Ex9N-DH-10KT-AU (AS4777-2 2020) | Ningbo Deye Ess Technology Co Ltd | 2027-01-16
2025-01-20 | HBS16638 | Ningbo Deye Ess Technology Co Ltd RW-M6.1-B (x28) w/ Noark Electrics (Shanghai) Co., Ltd. Ex9N-DH-10KT-AU (AS4777-2 2020) Eastron SDM630 MCT (40mA) Series | 154.84 |  |  | Ningbo Deye Ess Technology Co Ltd | RW-M6.1-B | 6 | Noark Electrics (Shanghai) Co., Ltd. | Ex9N-DH-10KT-AU (AS4777-2 2020) | Ningbo Deye Ess Technology Co Ltd | 2027-01-16
2025-01-20 | HBS16639 | Ningbo Deye Ess Technology Co Ltd RW-M6.1-B (x29) w/ Noark Electrics (Shanghai) Co., Ltd. Ex9N-DH-10KT-AU (AS4777-2 2020) Eastron SDM630 MCT (40mA) Series | 160.37 |  |  | Ningbo Deye Ess Technology Co Ltd | RW-M6.1-B | 6 | Noark Electrics (Shanghai) Co., Ltd. | Ex9N-DH-10KT-AU (AS4777-2 2020) | Ningbo Deye Ess Technology Co Ltd | 2027-01-16
2025-01-20 | HBS16640 | Ningbo Deye Ess Technology Co Ltd RW-M6.1-B (x30) w/ Noark Electrics (Shanghai) Co., Ltd. Ex9N-DH-10KT-AU (AS4777-2 2020) Eastron SDM630 MCT (40mA) Series | 165.9 |  |  | Ningbo Deye Ess Technology Co Ltd | RW-M6.1-B | 6 | Noark Electrics (Shanghai) Co., Ltd. | Ex9N-DH-10KT-AU (AS4777-2 2020) | Ningbo Deye Ess Technology Co Ltd | 2027-01-16
2025-01-20 | HBS16641 | Ningbo Deye Ess Technology Co Ltd RW-M6.1-B (x31) w/ Noark Electrics (Shanghai) Co., Ltd. Ex9N-DH-10KT-AU (AS4777-2 2020) Eastron SDM630 MCT (40mA) Series | 171.43 |  |  | Ningbo Deye Ess Technology Co Ltd | RW-M6.1-B | 6 | Noark Electrics (Shanghai) Co., Ltd. | Ex9N-DH-10KT-AU (AS4777-2 2020) | Ningbo Deye Ess Technology Co Ltd | 2027-01-16
2025-01-20 | HBS16642 | Ningbo Deye Ess Technology Co Ltd RW-M6.1-B (x32) w/ Noark Electrics (Shanghai) Co., Ltd. Ex9N-DH-10KT-AU (AS4777-2 2020) Eastron SDM630 MCT (40mA) Series | 176.96 |  |  | Ningbo Deye Ess Technology Co Ltd | RW-M6.1-B | 6 | Noark Electrics (Shanghai) Co., Ltd. | Ex9N-DH-10KT-AU (AS4777-2 2020) | Ningbo Deye Ess Technology Co Ltd | 2027-01-16
2025-01-20 | HBS16643 | Ningbo Deye Ess Technology Co Ltd RW-M6.1-B (x2) w/ Noark Electrics (Shanghai) Co., Ltd. Ex9N-DH-12KT-AU (AS4777-2 2020) Eastron SDM630 MCT (40mA) Series | 11.06 |  |  | Ningbo Deye Ess Technology Co Ltd | RW-M6.1-B | 6 | Noark Electrics (Shanghai) Co., Ltd. | Ex9N-DH-12KT-AU (AS4777-2 2020) | Ningbo Deye Ess Technology Co Ltd | 2027-01-16
2025-01-20 | HBS16644 | Ningbo Deye Ess Technology Co Ltd RW-M6.1-B (x3) w/ Noark Electrics (Shanghai) Co., Ltd. Ex9N-DH-12KT-AU (AS4777-2 2020) Eastron SDM630 MCT (40mA) Series | 16.59 |  |  | Ningbo Deye Ess Technology Co Ltd | RW-M6.1-B | 6 | Noark Electrics (Shanghai) Co., Ltd. | Ex9N-DH-12KT-AU (AS4777-2 2020) | Ningbo Deye Ess Technology Co Ltd | 2027-01-16
2025-01-20 | HBS16645 | Ningbo Deye Ess Technology Co Ltd RW-M6.1-B (x4) w/ Noark Electrics (Shanghai) Co., Ltd. Ex9N-DH-12KT-AU (AS4777-2 2020) Eastron SDM630 MCT (40mA) Series | 22.12 |  |  | Ningbo Deye Ess Technology Co Ltd | RW-M6.1-B | 6 | Noark Electrics (Shanghai) Co., Ltd. | Ex9N-DH-12KT-AU (AS4777-2 2020) | Ningbo Deye Ess Technology Co Ltd | 2027-01-16
2025-01-20 | HBS16646 | Ningbo Deye Ess Technology Co Ltd RW-M6.1-B (x5) w/ Noark Electrics (Shanghai) Co., Ltd. Ex9N-DH-12KT-AU (AS4777-2 2020) Eastron SDM630 MCT (40mA) Series | 27.65 |  |  | Ningbo Deye Ess Technology Co Ltd | RW-M6.1-B | 6 | Noark Electrics (Shanghai) Co., Ltd. | Ex9N-DH-12KT-AU (AS4777-2 2020) | Ningbo Deye Ess Technology Co Ltd | 2027-01-16
2025-01-20 | HBS16647 | Ningbo Deye Ess Technology Co Ltd RW-M6.1-B (x6) w/ Noark Electrics (Shanghai) Co., Ltd. Ex9N-DH-12KT-AU (AS4777-2 2020) Eastron SDM630 MCT (40mA) Series | 33.18 |  |  | Ningbo Deye Ess Technology Co Ltd | RW-M6.1-B | 6 | Noark Electrics (Shanghai) Co., Ltd. | Ex9N-DH-12KT-AU (AS4777-2 2020) | Ningbo Deye Ess Technology Co Ltd | 2027-01-16
2025-01-20 | HBS16648 | Ningbo Deye Ess Technology Co Ltd RW-M6.1-B (x7) w/ Noark Electrics (Shanghai) Co., Ltd. Ex9N-DH-12KT-AU (AS4777-2 2020) Eastron SDM630 MCT (40mA) Series | 38.71 |  |  | Ningbo Deye Ess Technology Co Ltd | RW-M6.1-B | 6 | Noark Electrics (Shanghai) Co., Ltd. | Ex9N-DH-12KT-AU (AS4777-2 2020) | Ningbo Deye Ess Technology Co Ltd | 2027-01-16
2025-01-20 | HBS16649 | Ningbo Deye Ess Technology Co Ltd RW-M6.1-B (x8) w/ Noark Electrics (Shanghai) Co., Ltd. Ex9N-DH-12KT-AU (AS4777-2 2020) Eastron SDM630 MCT (40mA) Series | 44.24 |  |  | Ningbo Deye Ess Technology Co Ltd | RW-M6.1-B | 6 | Noark Electrics (Shanghai) Co., Ltd. | Ex9N-DH-12KT-AU (AS4777-2 2020) | Ningbo Deye Ess Technology Co Ltd | 2027-01-16
2025-01-20 | HBS16650 | Ningbo Deye Ess Technology Co Ltd RW-M6.1-B (x9) w/ Noark Electrics (Shanghai) Co., Ltd. Ex9N-DH-12KT-AU (AS4777-2 2020) Eastron SDM630 MCT (40mA) Series | 49.77 |  |  | Ningbo Deye Ess Technology Co Ltd | RW-M6.1-B | 6 | Noark Electrics (Shanghai) Co., Ltd. | Ex9N-DH-12KT-AU (AS4777-2 2020) | Ningbo Deye Ess Technology Co Ltd | 2027-01-16
2025-01-20 | HBS16651 | Ningbo Deye Ess Technology Co Ltd RW-M6.1-B (x10) w/ Noark Electrics (Shanghai) Co., Ltd. Ex9N-DH-12KT-AU (AS4777-2 2020) Eastron SDM630 MCT (40mA) Series | 55.3 |  |  | Ningbo Deye Ess Technology Co Ltd | RW-M6.1-B | 6 | Noark Electrics (Shanghai) Co., Ltd. | Ex9N-DH-12KT-AU (AS4777-2 2020) | Ningbo Deye Ess Technology Co Ltd | 2027-01-16
2025-01-20 | HBS16652 | Ningbo Deye Ess Technology Co Ltd RW-M6.1-B (x11) w/ Noark Electrics (Shanghai) Co., Ltd. Ex9N-DH-12KT-AU (AS4777-2 2020) Eastron SDM630 MCT (40mA) Series | 60.83 |  |  | Ningbo Deye Ess Technology Co Ltd | RW-M6.1-B | 6 | Noark Electrics (Shanghai) Co., Ltd. | Ex9N-DH-12KT-AU (AS4777-2 2020) | Ningbo Deye Ess Technology Co Ltd | 2027-01-16
2025-01-20 | HBS16653 | Ningbo Deye Ess Technology Co Ltd RW-M6.1-B (x12) w/ Noark Electrics (Shanghai) Co., Ltd. Ex9N-DH-12KT-AU (AS4777-2 2020) Eastron SDM630 MCT (40mA) Series | 66.36 |  |  | Ningbo Deye Ess Technology Co Ltd | RW-M6.1-B | 6 | Noark Electrics (Shanghai) Co., Ltd. | Ex9N-DH-12KT-AU (AS4777-2 2020) | Ningbo Deye Ess Technology Co Ltd | 2027-01-16
2025-01-20 | HBS16654 | Ningbo Deye Ess Technology Co Ltd RW-M6.1-B (x13) w/ Noark Electrics (Shanghai) Co., Ltd. Ex9N-DH-12KT-AU (AS4777-2 2020) Eastron SDM630 MCT (40mA) Series | 71.89 |  |  | Ningbo Deye Ess Technology Co Ltd | RW-M6.1-B | 6 | Noark Electrics (Shanghai) Co., Ltd. | Ex9N-DH-12KT-AU (AS4777-2 2020) | Ningbo Deye Ess Technology Co Ltd | 2027-01-16
2025-01-20 | HBS16655 | Ningbo Deye Ess Technology Co Ltd RW-M6.1-B (x14) w/ Noark Electrics (Shanghai) Co., Ltd. Ex9N-DH-12KT-AU (AS4777-2 2020) Eastron SDM630 MCT (40mA) Series | 77.42 |  |  | Ningbo Deye Ess Technology Co Ltd | RW-M6.1-B | 6 | Noark Electrics (Shanghai) Co., Ltd. | Ex9N-DH-12KT-AU (AS4777-2 2020) | Ningbo Deye Ess Technology Co Ltd | 2027-01-16
2025-01-20 | HBS16656 | Ningbo Deye Ess Technology Co Ltd RW-M6.1-B (x15) w/ Noark Electrics (Shanghai) Co., Ltd. Ex9N-DH-12KT-AU (AS4777-2 2020) Eastron SDM630 MCT (40mA) Series | 82.95 |  |  | Ningbo Deye Ess Technology Co Ltd | RW-M6.1-B | 6 | Noark Electrics (Shanghai) Co., Ltd. | Ex9N-DH-12KT-AU (AS4777-2 2020) | Ningbo Deye Ess Technology Co Ltd | 2027-01-16
2025-01-20 | HBS16657 | Ningbo Deye Ess Technology Co Ltd RW-M6.1-B (x16) w/ Noark Electrics (Shanghai) Co., Ltd. Ex9N-DH-12KT-AU (AS4777-2 2020) Eastron SDM630 MCT (40mA) Series | 88.48 |  |  | Ningbo Deye Ess Technology Co Ltd | RW-M6.1-B | 6 | Noark Electrics (Shanghai) Co., Ltd. | Ex9N-DH-12KT-AU (AS4777-2 2020) | Ningbo Deye Ess Technology Co Ltd | 2027-01-16
2025-01-20 | HBS16658 | Ningbo Deye Ess Technology Co Ltd RW-M6.1-B (x17) w/ Noark Electrics (Shanghai) Co., Ltd. Ex9N-DH-12KT-AU (AS4777-2 2020) Eastron SDM630 MCT (40mA) Series | 94.01 |  |  | Ningbo Deye Ess Technology Co Ltd | RW-M6.1-B | 6 | Noark Electrics (Shanghai) Co., Ltd. | Ex9N-DH-12KT-AU (AS4777-2 2020) | Ningbo Deye Ess Technology Co Ltd | 2027-01-16
2025-01-20 | HBS16659 | Ningbo Deye Ess Technology Co Ltd RW-M6.1-B (x18) w/ Noark Electrics (Shanghai) Co., Ltd. Ex9N-DH-12KT-AU (AS4777-2 2020) Eastron SDM630 MCT (40mA) Series | 99.54 |  |  | Ningbo Deye Ess Technology Co Ltd | RW-M6.1-B | 6 | Noark Electrics (Shanghai) Co., Ltd. | Ex9N-DH-12KT-AU (AS4777-2 2020) | Ningbo Deye Ess Technology Co Ltd | 2027-01-16
2025-01-20 | HBS16660 | Ningbo Deye Ess Technology Co Ltd RW-M6.1-B (x19) w/ Noark Electrics (Shanghai) Co., Ltd. Ex9N-DH-12KT-AU (AS4777-2 2020) Eastron SDM630 MCT (40mA) Series | 105.07 |  |  | Ningbo Deye Ess Technology Co Ltd | RW-M6.1-B | 6 | Noark Electrics (Shanghai) Co., Ltd. | Ex9N-DH-12KT-AU (AS4777-2 2020) | Ningbo Deye Ess Technology Co Ltd | 2027-01-16
2025-01-20 | HBS16661 | Ningbo Deye Ess Technology Co Ltd RW-M6.1-B (x20) w/ Noark Electrics (Shanghai) Co., Ltd. Ex9N-DH-12KT-AU (AS4777-2 2020) Eastron SDM630 MCT (40mA) Series | 110.6 |  |  | Ningbo Deye Ess Technology Co Ltd | RW-M6.1-B | 6 | Noark Electrics (Shanghai) Co., Ltd. | Ex9N-DH-12KT-AU (AS4777-2 2020) | Ningbo Deye Ess Technology Co Ltd | 2027-01-16
2025-01-20 | HBS16662 | Ningbo Deye Ess Technology Co Ltd RW-M6.1-B (x21) w/ Noark Electrics (Shanghai) Co., Ltd. Ex9N-DH-12KT-AU (AS4777-2 2020) Eastron SDM630 MCT (40mA) Series | 116.13 |  |  | Ningbo Deye Ess Technology Co Ltd | RW-M6.1-B | 6 | Noark Electrics (Shanghai) Co., Ltd. | Ex9N-DH-12KT-AU (AS4777-2 2020) | Ningbo Deye Ess Technology Co Ltd | 2027-01-16
2025-01-20 | HBS16663 | Ningbo Deye Ess Technology Co Ltd RW-M6.1-B (x22) w/ Noark Electrics (Shanghai) Co., Ltd. Ex9N-DH-12KT-AU (AS4777-2 2020) Eastron SDM630 MCT (40mA) Series | 121.66 |  |  | Ningbo Deye Ess Technology Co Ltd | RW-M6.1-B | 6 | Noark Electrics (Shanghai) Co., Ltd. | Ex9N-DH-12KT-AU (AS4777-2 2020) | Ningbo Deye Ess Technology Co Ltd | 2027-01-16
2025-01-20 | HBS16664 | Ningbo Deye Ess Technology Co Ltd RW-M6.1-B (x23) w/ Noark Electrics (Shanghai) Co., Ltd. Ex9N-DH-12KT-AU (AS4777-2 2020) Eastron SDM630 MCT (40mA) Series | 127.19 |  |  | Ningbo Deye Ess Technology Co Ltd | RW-M6.1-B | 6 | Noark Electrics (Shanghai) Co., Ltd. | Ex9N-DH-12KT-AU (AS4777-2 2020) | Ningbo Deye Ess Technology Co Ltd | 2027-01-16
2025-01-20 | HBS16665 | Ningbo Deye Ess Technology Co Ltd RW-M6.1-B (x24) w/ Noark Electrics (Shanghai) Co., Ltd. Ex9N-DH-12KT-AU (AS4777-2 2020) Eastron SDM630 MCT (40mA) Series | 132.72 |  |  | Ningbo Deye Ess Technology Co Ltd | RW-M6.1-B | 6 | Noark Electrics (Shanghai) Co., Ltd. | Ex9N-DH-12KT-AU (AS4777-2 2020) | Ningbo Deye Ess Technology Co Ltd | 2027-01-16
2025-01-20 | HBS16666 | Ningbo Deye Ess Technology Co Ltd RW-M6.1-B (x25) w/ Noark Electrics (Shanghai) Co., Ltd. Ex9N-DH-12KT-AU (AS4777-2 2020) Eastron SDM630 MCT (40mA) Series | 138.25 |  |  | Ningbo Deye Ess Technology Co Ltd | RW-M6.1-B | 6 | Noark Electrics (Shanghai) Co., Ltd. | Ex9N-DH-12KT-AU (AS4777-2 2020) | Ningbo Deye Ess Technology Co Ltd | 2027-01-16
2025-01-20 | HBS16667 | Ningbo Deye Ess Technology Co Ltd RW-M6.1-B (x26) w/ Noark Electrics (Shanghai) Co., Ltd. Ex9N-DH-12KT-AU (AS4777-2 2020) Eastron SDM630 MCT (40mA) Series | 143.78 |  |  | Ningbo Deye Ess Technology Co Ltd | RW-M6.1-B | 6 | Noark Electrics (Shanghai) Co., Ltd. | Ex9N-DH-12KT-AU (AS4777-2 2020) | Ningbo Deye Ess Technology Co Ltd | 2027-01-16
2025-01-20 | HBS16668 | Ningbo Deye Ess Technology Co Ltd RW-M6.1-B (x27) w/ Noark Electrics (Shanghai) Co., Ltd. Ex9N-DH-12KT-AU (AS4777-2 2020) Eastron SDM630 MCT (40mA) Series | 149.31 |  |  | Ningbo Deye Ess Technology Co Ltd | RW-M6.1-B | 6 | Noark Electrics (Shanghai) Co., Ltd. | Ex9N-DH-12KT-AU (AS4777-2 2020) | Ningbo Deye Ess Technology Co Ltd | 2027-01-16
2025-01-20 | HBS16669 | Ningbo Deye Ess Technology Co Ltd RW-M6.1-B (x28) w/ Noark Electrics (Shanghai) Co., Ltd. Ex9N-DH-12KT-AU (AS4777-2 2020) Eastron SDM630 MCT (40mA) Series | 154.84 |  |  | Ningbo Deye Ess Technology Co Ltd | RW-M6.1-B | 6 | Noark Electrics (Shanghai) Co., Ltd. | Ex9N-DH-12KT-AU (AS4777-2 2020) | Ningbo Deye Ess Technology Co Ltd | 2027-01-16
2025-01-20 | HBS16670 | Ningbo Deye Ess Technology Co Ltd RW-M6.1-B (x29) w/ Noark Electrics (Shanghai) Co., Ltd. Ex9N-DH-12KT-AU (AS4777-2 2020) Eastron SDM630 MCT (40mA) Series | 160.37 |  |  | Ningbo Deye Ess Technology Co Ltd | RW-M6.1-B | 6 | Noark Electrics (Shanghai) Co., Ltd. | Ex9N-DH-12KT-AU (AS4777-2 2020) | Ningbo Deye Ess Technology Co Ltd | 2027-01-16
2025-01-20 | HBS16671 | Ningbo Deye Ess Technology Co Ltd RW-M6.1-B (x30) w/ Noark Electrics (Shanghai) Co., Ltd. Ex9N-DH-12KT-AU (AS4777-2 2020) Eastron SDM630 MCT (40mA) Series | 165.9 |  |  | Ningbo Deye Ess Technology Co Ltd | RW-M6.1-B | 6 | Noark Electrics (Shanghai) Co., Ltd. | Ex9N-DH-12KT-AU (AS4777-2 2020) | Ningbo Deye Ess Technology Co Ltd | 2027-01-16
2025-01-20 | HBS16672 | Ningbo Deye Ess Technology Co Ltd RW-M6.1-B (x31) w/ Noark Electrics (Shanghai) Co., Ltd. Ex9N-DH-12KT-AU (AS4777-2 2020) Eastron SDM630 MCT (40mA) Series | 171.43 |  |  | Ningbo Deye Ess Technology Co Ltd | RW-M6.1-B | 6 | Noark Electrics (Shanghai) Co., Ltd. | Ex9N-DH-12KT-AU (AS4777-2 2020) | Ningbo Deye Ess Technology Co Ltd | 2027-01-16
2025-01-20 | HBS16673 | Ningbo Deye Ess Technology Co Ltd RW-M6.1-B (x32) w/ Noark Electrics (Shanghai) Co., Ltd. Ex9N-DH-12KT-AU (AS4777-2 2020) Eastron SDM630 MCT (40mA) Series | 176.96 |  |  | Ningbo Deye Ess Technology Co Ltd | RW-M6.1-B | 6 | Noark Electrics (Shanghai) Co., Ltd. | Ex9N-DH-12KT-AU (AS4777-2 2020) | Ningbo Deye Ess Technology Co Ltd | 2027-01-16
2025-01-20 | HBS16674 | Ningbo Deye Ess Technology Co Ltd AI-W5.1-B (x2) w/ Noark Electrics (Shanghai) Co., Ltd. Ex9N-DH-5KS-AU (AS4777-2 2020) Eastron SDM120CT-M(40mA) | 9.2 |  |  | Ningbo Deye Ess Technology Co Ltd | AI-W5.1-B | 6 | Noark Electrics (Shanghai) Co., Ltd. | Ex9N-DH-5KS-AU (AS4777-2 2020) | Ningbo Deye Ess Technology Co Ltd | 2026-11-08
2025-01-20 | HBS16675 | Ningbo Deye Ess Technology Co Ltd AI-W5.1-B (x3) w/ Noark Electrics (Shanghai) Co., Ltd. Ex9N-DH-5KS-AU (AS4777-2 2020) Eastron SDM120CT-M(40mA) | 13.8 |  |  | Ningbo Deye Ess Technology Co Ltd | AI-W5.1-B | 6 | Noark Electrics (Shanghai) Co., Ltd. | Ex9N-DH-5KS-AU (AS4777-2 2020) | Ningbo Deye Ess Technology Co Ltd | 2026-11-08
2025-01-20 | HBS16676 | Ningbo Deye Ess Technology Co Ltd AI-W5.1-B (x4) w/ Noark Electrics (Shanghai) Co., Ltd. Ex9N-DH-5KS-AU (AS4777-2 2020) Eastron SDM120CT-M(40mA) | 18.4 |  |  | Ningbo Deye Ess Technology Co Ltd | AI-W5.1-B | 6 | Noark Electrics (Shanghai) Co., Ltd. | Ex9N-DH-5KS-AU (AS4777-2 2020) | Ningbo Deye Ess Technology Co Ltd | 2026-11-08
2025-01-20 | HBS16677 | Ningbo Deye Ess Technology Co Ltd AI-W5.1-B (x5) w/ Noark Electrics (Shanghai) Co., Ltd. Ex9N-DH-5KS-AU (AS4777-2 2020) Eastron SDM120CT-M(40mA) | 23 |  |  | Ningbo Deye Ess Technology Co Ltd | AI-W5.1-B | 6 | Noark Electrics (Shanghai) Co., Ltd. | Ex9N-DH-5KS-AU (AS4777-2 2020) | Ningbo Deye Ess Technology Co Ltd | 2026-11-08
2025-01-20 | HBS16678 | Ningbo Deye Ess Technology Co Ltd AI-W5.1-B (x6) w/ Noark Electrics (Shanghai) Co., Ltd. Ex9N-DH-5KS-AU (AS4777-2 2020) Eastron SDM120CT-M(40mA) | 27.6 |  |  | Ningbo Deye Ess Technology Co Ltd | AI-W5.1-B | 6 | Noark Electrics (Shanghai) Co., Ltd. | Ex9N-DH-5KS-AU (AS4777-2 2020) | Ningbo Deye Ess Technology Co Ltd | 2026-11-08
2025-01-20 | HBS16679 | Ningbo Deye Ess Technology Co Ltd AI-W5.1-B (x7) w/ Noark Electrics (Shanghai) Co., Ltd. Ex9N-DH-5KS-AU (AS4777-2 2020) Eastron SDM120CT-M(40mA) | 32.2 |  |  | Ningbo Deye Ess Technology Co Ltd | AI-W5.1-B | 6 | Noark Electrics (Shanghai) Co., Ltd. | Ex9N-DH-5KS-AU (AS4777-2 2020) | Ningbo Deye Ess Technology Co Ltd | 2026-11-08
2025-01-20 | HBS16680 | Ningbo Deye Ess Technology Co Ltd AI-W5.1-B (x8) w/ Noark Electrics (Shanghai) Co., Ltd. Ex9N-DH-5KS-AU (AS4777-2 2020) Eastron SDM120CT-M(40mA) | 36.8 |  |  | Ningbo Deye Ess Technology Co Ltd | AI-W5.1-B | 6 | Noark Electrics (Shanghai) Co., Ltd. | Ex9N-DH-5KS-AU (AS4777-2 2020) | Ningbo Deye Ess Technology Co Ltd | 2026-11-08
2025-01-20 | HBS16681 | Ningbo Deye Ess Technology Co Ltd AI-W5.1-B (x9) w/ Noark Electrics (Shanghai) Co., Ltd. Ex9N-DH-5KS-AU (AS4777-2 2020) Eastron SDM120CT-M(40mA) | 41.4 |  |  | Ningbo Deye Ess Technology Co Ltd | AI-W5.1-B | 6 | Noark Electrics (Shanghai) Co., Ltd. | Ex9N-DH-5KS-AU (AS4777-2 2020) | Ningbo Deye Ess Technology Co Ltd | 2026-11-08
2025-01-20 | HBS16682 | Ningbo Deye Ess Technology Co Ltd AI-W5.1-B (x10) w/ Noark Electrics (Shanghai) Co., Ltd. Ex9N-DH-5KS-AU (AS4777-2 2020) Eastron SDM120CT-M(40mA) | 46 |  |  | Ningbo Deye Ess Technology Co Ltd | AI-W5.1-B | 6 | Noark Electrics (Shanghai) Co., Ltd. | Ex9N-DH-5KS-AU (AS4777-2 2020) | Ningbo Deye Ess Technology Co Ltd | 2026-11-08
2025-01-20 | HBS16683 | Ningbo Deye Ess Technology Co Ltd AI-W5.1-B (x11) w/ Noark Electrics (Shanghai) Co., Ltd. Ex9N-DH-5KS-AU (AS4777-2 2020) Eastron SDM120CT-M(40mA) | 50.6 |  |  | Ningbo Deye Ess Technology Co Ltd | AI-W5.1-B | 6 | Noark Electrics (Shanghai) Co., Ltd. | Ex9N-DH-5KS-AU (AS4777-2 2020) | Ningbo Deye Ess Technology Co Ltd | 2026-11-08
2025-01-20 | HBS16684 | Ningbo Deye Ess Technology Co Ltd AI-W5.1-B (x12) w/ Noark Electrics (Shanghai) Co., Ltd. Ex9N-DH-5KS-AU (AS4777-2 2020) Eastron SDM120CT-M(40mA) | 55.2 |  |  | Ningbo Deye Ess Technology Co Ltd | AI-W5.1-B | 6 | Noark Electrics (Shanghai) Co., Ltd. | Ex9N-DH-5KS-AU (AS4777-2 2020) | Ningbo Deye Ess Technology Co Ltd | 2026-11-08
2025-01-20 | HBS16685 | Ningbo Deye Ess Technology Co Ltd AI-W5.1-B (x13) w/ Noark Electrics (Shanghai) Co., Ltd. Ex9N-DH-5KS-AU (AS4777-2 2020) Eastron SDM120CT-M(40mA) | 59.8 |  |  | Ningbo Deye Ess Technology Co Ltd | AI-W5.1-B | 6 | Noark Electrics (Shanghai) Co., Ltd. | Ex9N-DH-5KS-AU (AS4777-2 2020) | Ningbo Deye Ess Technology Co Ltd | 2026-11-08
2025-01-20 | HBS16686 | Ningbo Deye Ess Technology Co Ltd AI-W5.1-B (x14) w/ Noark Electrics (Shanghai) Co., Ltd. Ex9N-DH-5KS-AU (AS4777-2 2020) Eastron SDM120CT-M(40mA) | 64.4 |  |  | Ningbo Deye Ess Technology Co Ltd | AI-W5.1-B | 6 | Noark Electrics (Shanghai) Co., Ltd. | Ex9N-DH-5KS-AU (AS4777-2 2020) | Ningbo Deye Ess Technology Co Ltd | 2026-11-08
2025-01-20 | HBS16687 | Ningbo Deye Ess Technology Co Ltd AI-W5.1-B (x15) w/ Noark Electrics (Shanghai) Co., Ltd. Ex9N-DH-5KS-AU (AS4777-2 2020) Eastron SDM120CT-M(40mA) | 69 |  |  | Ningbo Deye Ess Technology Co Ltd | AI-W5.1-B | 6 | Noark Electrics (Shanghai) Co., Ltd. | Ex9N-DH-5KS-AU (AS4777-2 2020) | Ningbo Deye Ess Technology Co Ltd | 2026-11-08
2025-01-20 | HBS16688 | Ningbo Deye Ess Technology Co Ltd AI-W5.1-B (x16) w/ Noark Electrics (Shanghai) Co., Ltd. Ex9N-DH-5KS-AU (AS4777-2 2020) Eastron SDM120CT-M(40mA) | 73.6 |  |  | Ningbo Deye Ess Technology Co Ltd | AI-W5.1-B | 6 | Noark Electrics (Shanghai) Co., Ltd. | Ex9N-DH-5KS-AU (AS4777-2 2020) | Ningbo Deye Ess Technology Co Ltd | 2026-11-08
2025-01-20 | HBS16689 | Ningbo Deye Ess Technology Co Ltd AI-W5.1-B (x17) w/ Noark Electrics (Shanghai) Co., Ltd. Ex9N-DH-5KS-AU (AS4777-2 2020) Eastron SDM120CT-M(40mA) | 78.2 |  |  | Ningbo Deye Ess Technology Co Ltd | AI-W5.1-B | 6 | Noark Electrics (Shanghai) Co., Ltd. | Ex9N-DH-5KS-AU (AS4777-2 2020) | Ningbo Deye Ess Technology Co Ltd | 2026-11-08
2025-01-20 | HBS16690 | Ningbo Deye Ess Technology Co Ltd AI-W5.1-B (x18) w/ Noark Electrics (Shanghai) Co., Ltd. Ex9N-DH-5KS-AU (AS4777-2 2020) Eastron SDM120CT-M(40mA) | 82.8 |  |  | Ningbo Deye Ess Technology Co Ltd | AI-W5.1-B | 6 | Noark Electrics (Shanghai) Co., Ltd. | Ex9N-DH-5KS-AU (AS4777-2 2020) | Ningbo Deye Ess Technology Co Ltd | 2026-11-08
2025-01-20 | HBS16691 | Ningbo Deye Ess Technology Co Ltd AI-W5.1-B (x19) w/ Noark Electrics (Shanghai) Co., Ltd. Ex9N-DH-5KS-AU (AS4777-2 2020) Eastron SDM120CT-M(40mA) | 87.4 |  |  | Ningbo Deye Ess Technology Co Ltd | AI-W5.1-B | 6 | Noark Electrics (Shanghai) Co., Ltd. | Ex9N-DH-5KS-AU (AS4777-2 2020) | Ningbo Deye Ess Technology Co Ltd | 2026-11-08
2025-01-20 | HBS16692 | Ningbo Deye Ess Technology Co Ltd AI-W5.1-B (x20) w/ Noark Electrics (Shanghai) Co., Ltd. Ex9N-DH-5KS-AU (AS4777-2 2020) Eastron SDM120CT-M(40mA) | 92 |  |  | Ningbo Deye Ess Technology Co Ltd | AI-W5.1-B | 6 | Noark Electrics (Shanghai) Co., Ltd. | Ex9N-DH-5KS-AU (AS4777-2 2020) | Ningbo Deye Ess Technology Co Ltd | 2026-11-08
2025-01-20 | HBS16693 | Ningbo Deye Ess Technology Co Ltd AI-W5.1-B (x21) w/ Noark Electrics (Shanghai) Co., Ltd. Ex9N-DH-5KS-AU (AS4777-2 2020) Eastron SDM120CT-M(40mA) | 96.6 |  |  | Ningbo Deye Ess Technology Co Ltd | AI-W5.1-B | 6 | Noark Electrics (Shanghai) Co., Ltd. | Ex9N-DH-5KS-AU (AS4777-2 2020) | Ningbo Deye Ess Technology Co Ltd | 2026-11-08
2025-01-20 | HBS16694 | Ningbo Deye Ess Technology Co Ltd AI-W5.1-B (x22) w/ Noark Electrics (Shanghai) Co., Ltd. Ex9N-DH-5KS-AU (AS4777-2 2020) Eastron SDM120CT-M(40mA) | 101.2 |  |  | Ningbo Deye Ess Technology Co Ltd | AI-W5.1-B | 6 | Noark Electrics (Shanghai) Co., Ltd. | Ex9N-DH-5KS-AU (AS4777-2 2020) | Ningbo Deye Ess Technology Co Ltd | 2026-11-08
2025-01-20 | HBS16695 | Ningbo Deye Ess Technology Co Ltd AI-W5.1-B (x23) w/ Noark Electrics (Shanghai) Co., Ltd. Ex9N-DH-5KS-AU (AS4777-2 2020) Eastron SDM120CT-M(40mA) | 105.8 |  |  | Ningbo Deye Ess Technology Co Ltd | AI-W5.1-B | 6 | Noark Electrics (Shanghai) Co., Ltd. | Ex9N-DH-5KS-AU (AS4777-2 2020) | Ningbo Deye Ess Technology Co Ltd | 2026-11-08
2025-01-20 | HBS16696 | Ningbo Deye Ess Technology Co Ltd AI-W5.1-B (x24) w/ Noark Electrics (Shanghai) Co., Ltd. Ex9N-DH-5KS-AU (AS4777-2 2020) Eastron SDM120CT-M(40mA) | 110.4 |  |  | Ningbo Deye Ess Technology Co Ltd | AI-W5.1-B | 6 | Noark Electrics (Shanghai) Co., Ltd. | Ex9N-DH-5KS-AU (AS4777-2 2020) | Ningbo Deye Ess Technology Co Ltd | 2026-11-08
2025-01-20 | HBS16697 | Ningbo Deye Ess Technology Co Ltd AI-W5.1-B (x25) w/ Noark Electrics (Shanghai) Co., Ltd. Ex9N-DH-5KS-AU (AS4777-2 2020) Eastron SDM120CT-M(40mA) | 115 |  |  | Ningbo Deye Ess Technology Co Ltd | AI-W5.1-B | 6 | Noark Electrics (Shanghai) Co., Ltd. | Ex9N-DH-5KS-AU (AS4777-2 2020) | Ningbo Deye Ess Technology Co Ltd | 2026-11-08
2025-01-20 | HBS16698 | Ningbo Deye Ess Technology Co Ltd AI-W5.1-B (x26) w/ Noark Electrics (Shanghai) Co., Ltd. Ex9N-DH-5KS-AU (AS4777-2 2020) Eastron SDM120CT-M(40mA) | 119.6 |  |  | Ningbo Deye Ess Technology Co Ltd | AI-W5.1-B | 6 | Noark Electrics (Shanghai) Co., Ltd. | Ex9N-DH-5KS-AU (AS4777-2 2020) | Ningbo Deye Ess Technology Co Ltd | 2026-11-08
2025-01-20 | HBS16699 | Ningbo Deye Ess Technology Co Ltd AI-W5.1-B (x27) w/ Noark Electrics (Shanghai) Co., Ltd. Ex9N-DH-5KS-AU (AS4777-2 2020) Eastron SDM120CT-M(40mA) | 124.2 |  |  | Ningbo Deye Ess Technology Co Ltd | AI-W5.1-B | 6 | Noark Electrics (Shanghai) Co., Ltd. | Ex9N-DH-5KS-AU (AS4777-2 2020) | Ningbo Deye Ess Technology Co Ltd | 2026-11-08
2025-01-20 | HBS16700 | Ningbo Deye Ess Technology Co Ltd AI-W5.1-B (x28) w/ Noark Electrics (Shanghai) Co., Ltd. Ex9N-DH-5KS-AU (AS4777-2 2020) Eastron SDM120CT-M(40mA) | 128.8 |  |  | Ningbo Deye Ess Technology Co Ltd | AI-W5.1-B | 6 | Noark Electrics (Shanghai) Co., Ltd. | Ex9N-DH-5KS-AU (AS4777-2 2020) | Ningbo Deye Ess Technology Co Ltd | 2026-11-08
2025-01-20 | HBS16701 | Ningbo Deye Ess Technology Co Ltd AI-W5.1-B (x29) w/ Noark Electrics (Shanghai) Co., Ltd. Ex9N-DH-5KS-AU (AS4777-2 2020) Eastron SDM120CT-M(40mA) | 133.4 |  |  | Ningbo Deye Ess Technology Co Ltd | AI-W5.1-B | 6 | Noark Electrics (Shanghai) Co., Ltd. | Ex9N-DH-5KS-AU (AS4777-2 2020) | Ningbo Deye Ess Technology Co Ltd | 2026-11-08
2025-01-20 | HBS16702 | Ningbo Deye Ess Technology Co Ltd AI-W5.1-B (x30) w/ Noark Electrics (Shanghai) Co., Ltd. Ex9N-DH-5KS-AU (AS4777-2 2020) Eastron SDM120CT-M(40mA) | 138 |  |  | Ningbo Deye Ess Technology Co Ltd | AI-W5.1-B | 6 | Noark Electrics (Shanghai) Co., Ltd. | Ex9N-DH-5KS-AU (AS4777-2 2020) | Ningbo Deye Ess Technology Co Ltd | 2026-11-08
2025-01-20 | HBS16703 | Ningbo Deye Ess Technology Co Ltd AI-W5.1-B (x31) w/ Noark Electrics (Shanghai) Co., Ltd. Ex9N-DH-5KS-AU (AS4777-2 2020) Eastron SDM120CT-M(40mA) | 142.6 |  |  | Ningbo Deye Ess Technology Co Ltd | AI-W5.1-B | 6 | Noark Electrics (Shanghai) Co., Ltd. | Ex9N-DH-5KS-AU (AS4777-2 2020) | Ningbo Deye Ess Technology Co Ltd | 2026-11-08
2025-01-20 | HBS16704 | Ningbo Deye Ess Technology Co Ltd AI-W5.1-B (x32) w/ Noark Electrics (Shanghai) Co., Ltd. Ex9N-DH-5KS-AU (AS4777-2 2020) Eastron SDM120CT-M(40mA) | 147.2 |  |  | Ningbo Deye Ess Technology Co Ltd | AI-W5.1-B | 6 | Noark Electrics (Shanghai) Co., Ltd. | Ex9N-DH-5KS-AU (AS4777-2 2020) | Ningbo Deye Ess Technology Co Ltd | 2026-11-08
2025-01-20 | HBS16705 | Ningbo Deye Ess Technology Co Ltd AI-W5.1-B (x33) w/ Noark Electrics (Shanghai) Co., Ltd. Ex9N-DH-5KS-AU (AS4777-2 2020) Eastron SDM120CT-M(40mA) | 151.8 |  |  | Ningbo Deye Ess Technology Co Ltd | AI-W5.1-B | 6 | Noark Electrics (Shanghai) Co., Ltd. | Ex9N-DH-5KS-AU (AS4777-2 2020) | Ningbo Deye Ess Technology Co Ltd | 2026-11-08
2025-01-20 | HBS16706 | Ningbo Deye Ess Technology Co Ltd AI-W5.1-B (x34) w/ Noark Electrics (Shanghai) Co., Ltd. Ex9N-DH-5KS-AU (AS4777-2 2020) Eastron SDM120CT-M(40mA) | 156.4 |  |  | Ningbo Deye Ess Technology Co Ltd | AI-W5.1-B | 6 | Noark Electrics (Shanghai) Co., Ltd. | Ex9N-DH-5KS-AU (AS4777-2 2020) | Ningbo Deye Ess Technology Co Ltd | 2026-11-08
2025-01-20 | HBS16707 | Ningbo Deye Ess Technology Co Ltd AI-W5.1-B (x35) w/ Noark Electrics (Shanghai) Co., Ltd. Ex9N-DH-5KS-AU (AS4777-2 2020) Eastron SDM120CT-M(40mA) | 161 |  |  | Ningbo Deye Ess Technology Co Ltd | AI-W5.1-B | 6 | Noark Electrics (Shanghai) Co., Ltd. | Ex9N-DH-5KS-AU (AS4777-2 2020) | Ningbo Deye Ess Technology Co Ltd | 2026-11-08
2025-01-20 | HBS16708 | Ningbo Deye Ess Technology Co Ltd AI-W5.1-B (x36) w/ Noark Electrics (Shanghai) Co., Ltd. Ex9N-DH-5KS-AU (AS4777-2 2020) Eastron SDM120CT-M(40mA) | 165.6 |  |  | Ningbo Deye Ess Technology Co Ltd | AI-W5.1-B | 6 | Noark Electrics (Shanghai) Co., Ltd. | Ex9N-DH-5KS-AU (AS4777-2 2020) | Ningbo Deye Ess Technology Co Ltd | 2026-11-08
2025-01-20 | HBS16709 | Ningbo Deye Ess Technology Co Ltd AI-W5.1-B (x2) w/ Noark Electrics (Shanghai) Co., Ltd. Ex9N-DH-6KS-AU (AS4777-2 2020) Eastron SDM120CT-M(40mA) | 9.2 |  |  | Ningbo Deye Ess Technology Co Ltd | AI-W5.1-B | 6 | Noark Electrics (Shanghai) Co., Ltd. | Ex9N-DH-6KS-AU (AS4777-2 2020) | Ningbo Deye Ess Technology Co Ltd | 2026-11-08
2025-01-20 | HBS16710 | Ningbo Deye Ess Technology Co Ltd AI-W5.1-B (x3) w/ Noark Electrics (Shanghai) Co., Ltd. Ex9N-DH-6KS-AU (AS4777-2 2020) Eastron SDM120CT-M(40mA) | 13.8 |  |  | Ningbo Deye Ess Technology Co Ltd | AI-W5.1-B | 6 | Noark Electrics (Shanghai) Co., Ltd. | Ex9N-DH-6KS-AU (AS4777-2 2020) | Ningbo Deye Ess Technology Co Ltd | 2026-11-08
2025-01-20 | HBS16711 | Ningbo Deye Ess Technology Co Ltd AI-W5.1-B (x4) w/ Noark Electrics (Shanghai) Co., Ltd. Ex9N-DH-6KS-AU (AS4777-2 2020) Eastron SDM120CT-M(40mA) | 18.4 |  |  | Ningbo Deye Ess Technology Co Ltd | AI-W5.1-B | 6 | Noark Electrics (Shanghai) Co., Ltd. | Ex9N-DH-6KS-AU (AS4777-2 2020) | Ningbo Deye Ess Technology Co Ltd | 2026-11-08
2025-01-20 | HBS16712 | Ningbo Deye Ess Technology Co Ltd AI-W5.1-B (x5) w/ Noark Electrics (Shanghai) Co., Ltd. Ex9N-DH-6KS-AU (AS4777-2 2020) Eastron SDM120CT-M(40mA) | 23 |  |  | Ningbo Deye Ess Technology Co Ltd | AI-W5.1-B | 6 | Noark Electrics (Shanghai) Co., Ltd. | Ex9N-DH-6KS-AU (AS4777-2 2020) | Ningbo Deye Ess Technology Co Ltd | 2026-11-08
2025-01-20 | HBS16713 | Ningbo Deye Ess Technology Co Ltd AI-W5.1-B (x6) w/ Noark Electrics (Shanghai) Co., Ltd. Ex9N-DH-6KS-AU (AS4777-2 2020) Eastron SDM120CT-M(40mA) | 27.6 |  |  | Ningbo Deye Ess Technology Co Ltd | AI-W5.1-B | 6 | Noark Electrics (Shanghai) Co., Ltd. | Ex9N-DH-6KS-AU (AS4777-2 2020) | Ningbo Deye Ess Technology Co Ltd | 2026-11-08
2025-01-20 | HBS16714 | Ningbo Deye Ess Technology Co Ltd AI-W5.1-B (x7) w/ Noark Electrics (Shanghai) Co., Ltd. Ex9N-DH-6KS-AU (AS4777-2 2020) Eastron SDM120CT-M(40mA) | 32.2 |  |  | Ningbo Deye Ess Technology Co Ltd | AI-W5.1-B | 6 | Noark Electrics (Shanghai) Co., Ltd. | Ex9N-DH-6KS-AU (AS4777-2 2020) | Ningbo Deye Ess Technology Co Ltd | 2026-11-08
2025-01-20 | HBS16715 | Ningbo Deye Ess Technology Co Ltd AI-W5.1-B (x8) w/ Noark Electrics (Shanghai) Co., Ltd. Ex9N-DH-6KS-AU (AS4777-2 2020) Eastron SDM120CT-M(40mA) | 36.8 |  |  | Ningbo Deye Ess Technology Co Ltd | AI-W5.1-B | 6 | Noark Electrics (Shanghai) Co., Ltd. | Ex9N-DH-6KS-AU (AS4777-2 2020) | Ningbo Deye Ess Technology Co Ltd | 2026-11-08
2025-01-20 | HBS16716 | Ningbo Deye Ess Technology Co Ltd AI-W5.1-B (x9) w/ Noark Electrics (Shanghai) Co., Ltd. Ex9N-DH-6KS-AU (AS4777-2 2020) Eastron SDM120CT-M(40mA) | 41.4 |  |  | Ningbo Deye Ess Technology Co Ltd | AI-W5.1-B | 6 | Noark Electrics (Shanghai) Co., Ltd. | Ex9N-DH-6KS-AU (AS4777-2 2020) | Ningbo Deye Ess Technology Co Ltd | 2026-11-08
2025-01-20 | HBS16717 | Ningbo Deye Ess Technology Co Ltd AI-W5.1-B (x10) w/ Noark Electrics (Shanghai) Co., Ltd. Ex9N-DH-6KS-AU (AS4777-2 2020) Eastron SDM120CT-M(40mA) | 46 |  |  | Ningbo Deye Ess Technology Co Ltd | AI-W5.1-B | 6 | Noark Electrics (Shanghai) Co., Ltd. | Ex9N-DH-6KS-AU (AS4777-2 2020) | Ningbo Deye Ess Technology Co Ltd | 2026-11-08
2025-01-20 | HBS16718 | Ningbo Deye Ess Technology Co Ltd AI-W5.1-B (x11) w/ Noark Electrics (Shanghai) Co., Ltd. Ex9N-DH-6KS-AU (AS4777-2 2020) Eastron SDM120CT-M(40mA) | 50.6 |  |  | Ningbo Deye Ess Technology Co Ltd | AI-W5.1-B | 6 | Noark Electrics (Shanghai) Co., Ltd. | Ex9N-DH-6KS-AU (AS4777-2 2020) | Ningbo Deye Ess Technology Co Ltd | 2026-11-08
2025-01-20 | HBS16719 | Ningbo Deye Ess Technology Co Ltd AI-W5.1-B (x12) w/ Noark Electrics (Shanghai) Co., Ltd. Ex9N-DH-6KS-AU (AS4777-2 2020) Eastron SDM120CT-M(40mA) | 55.2 |  |  | Ningbo Deye Ess Technology Co Ltd | AI-W5.1-B | 6 | Noark Electrics (Shanghai) Co., Ltd. | Ex9N-DH-6KS-AU (AS4777-2 2020) | Ningbo Deye Ess Technology Co Ltd | 2026-11-08
2025-01-20 | HBS16720 | Ningbo Deye Ess Technology Co Ltd AI-W5.1-B (x13) w/ Noark Electrics (Shanghai) Co., Ltd. Ex9N-DH-6KS-AU (AS4777-2 2020) Eastron SDM120CT-M(40mA) | 59.8 |  |  | Ningbo Deye Ess Technology Co Ltd | AI-W5.1-B | 6 | Noark Electrics (Shanghai) Co., Ltd. | Ex9N-DH-6KS-AU (AS4777-2 2020) | Ningbo Deye Ess Technology Co Ltd | 2026-11-08
2025-01-20 | HBS16721 | Ningbo Deye Ess Technology Co Ltd AI-W5.1-B (x14) w/ Noark Electrics (Shanghai) Co., Ltd. Ex9N-DH-6KS-AU (AS4777-2 2020) Eastron SDM120CT-M(40mA) | 64.4 |  |  | Ningbo Deye Ess Technology Co Ltd | AI-W5.1-B | 6 | Noark Electrics (Shanghai) Co., Ltd. | Ex9N-DH-6KS-AU (AS4777-2 2020) | Ningbo Deye Ess Technology Co Ltd | 2026-11-08
2025-01-20 | HBS16722 | Ningbo Deye Ess Technology Co Ltd AI-W5.1-B (x15) w/ Noark Electrics (Shanghai) Co., Ltd. Ex9N-DH-6KS-AU (AS4777-2 2020) Eastron SDM120CT-M(40mA) | 69 |  |  | Ningbo Deye Ess Technology Co Ltd | AI-W5.1-B | 6 | Noark Electrics (Shanghai) Co., Ltd. | Ex9N-DH-6KS-AU (AS4777-2 2020) | Ningbo Deye Ess Technology Co Ltd | 2026-11-08
2025-01-20 | HBS16723 | Ningbo Deye Ess Technology Co Ltd AI-W5.1-B (x16) w/ Noark Electrics (Shanghai) Co., Ltd. Ex9N-DH-6KS-AU (AS4777-2 2020) Eastron SDM120CT-M(40mA) | 73.6 |  |  | Ningbo Deye Ess Technology Co Ltd | AI-W5.1-B | 6 | Noark Electrics (Shanghai) Co., Ltd. | Ex9N-DH-6KS-AU (AS4777-2 2020) | Ningbo Deye Ess Technology Co Ltd | 2026-11-08
2025-01-20 | HBS16724 | Ningbo Deye Ess Technology Co Ltd AI-W5.1-B (x17) w/ Noark Electrics (Shanghai) Co., Ltd. Ex9N-DH-6KS-AU (AS4777-2 2020) Eastron SDM120CT-M(40mA) | 78.2 |  |  | Ningbo Deye Ess Technology Co Ltd | AI-W5.1-B | 6 | Noark Electrics (Shanghai) Co., Ltd. | Ex9N-DH-6KS-AU (AS4777-2 2020) | Ningbo Deye Ess Technology Co Ltd | 2026-11-08
2025-01-20 | HBS16725 | Ningbo Deye Ess Technology Co Ltd AI-W5.1-B (x18) w/ Noark Electrics (Shanghai) Co., Ltd. Ex9N-DH-6KS-AU (AS4777-2 2020) Eastron SDM120CT-M(40mA) | 82.8 |  |  | Ningbo Deye Ess Technology Co Ltd | AI-W5.1-B | 6 | Noark Electrics (Shanghai) Co., Ltd. | Ex9N-DH-6KS-AU (AS4777-2 2020) | Ningbo Deye Ess Technology Co Ltd | 2026-11-08
2025-01-20 | HBS16726 | Ningbo Deye Ess Technology Co Ltd AI-W5.1-B (x19) w/ Noark Electrics (Shanghai) Co., Ltd. Ex9N-DH-6KS-AU (AS4777-2 2020) Eastron SDM120CT-M(40mA) | 87.4 |  |  | Ningbo Deye Ess Technology Co Ltd | AI-W5.1-B | 6 | Noark Electrics (Shanghai) Co., Ltd. | Ex9N-DH-6KS-AU (AS4777-2 2020) | Ningbo Deye Ess Technology Co Ltd | 2026-11-08
2025-01-20 | HBS16727 | Ningbo Deye Ess Technology Co Ltd AI-W5.1-B (x20) w/ Noark Electrics (Shanghai) Co., Ltd. Ex9N-DH-6KS-AU (AS4777-2 2020) Eastron SDM120CT-M(40mA) | 92 |  |  | Ningbo Deye Ess Technology Co Ltd | AI-W5.1-B | 6 | Noark Electrics (Shanghai) Co., Ltd. | Ex9N-DH-6KS-AU (AS4777-2 2020) | Ningbo Deye Ess Technology Co Ltd | 2026-11-08
2025-01-20 | HBS16728 | Ningbo Deye Ess Technology Co Ltd AI-W5.1-B (x21) w/ Noark Electrics (Shanghai) Co., Ltd. Ex9N-DH-6KS-AU (AS4777-2 2020) Eastron SDM120CT-M(40mA) | 96.6 |  |  | Ningbo Deye Ess Technology Co Ltd | AI-W5.1-B | 6 | Noark Electrics (Shanghai) Co., Ltd. | Ex9N-DH-6KS-AU (AS4777-2 2020) | Ningbo Deye Ess Technology Co Ltd | 2026-11-08
2025-01-20 | HBS16729 | Ningbo Deye Ess Technology Co Ltd AI-W5.1-B (x22) w/ Noark Electrics (Shanghai) Co., Ltd. Ex9N-DH-6KS-AU (AS4777-2 2020) Eastron SDM120CT-M(40mA) | 101.2 |  |  | Ningbo Deye Ess Technology Co Ltd | AI-W5.1-B | 6 | Noark Electrics (Shanghai) Co., Ltd. | Ex9N-DH-6KS-AU (AS4777-2 2020) | Ningbo Deye Ess Technology Co Ltd | 2026-11-08
2025-01-20 | HBS16730 | Ningbo Deye Ess Technology Co Ltd AI-W5.1-B (x23) w/ Noark Electrics (Shanghai) Co., Ltd. Ex9N-DH-6KS-AU (AS4777-2 2020) Eastron SDM120CT-M(40mA) | 105.8 |  |  | Ningbo Deye Ess Technology Co Ltd | AI-W5.1-B | 6 | Noark Electrics (Shanghai) Co., Ltd. | Ex9N-DH-6KS-AU (AS4777-2 2020) | Ningbo Deye Ess Technology Co Ltd | 2026-11-08
2025-01-20 | HBS16731 | Ningbo Deye Ess Technology Co Ltd AI-W5.1-B (x24) w/ Noark Electrics (Shanghai) Co., Ltd. Ex9N-DH-6KS-AU (AS4777-2 2020) Eastron SDM120CT-M(40mA) | 110.4 |  |  | Ningbo Deye Ess Technology Co Ltd | AI-W5.1-B | 6 | Noark Electrics (Shanghai) Co., Ltd. | Ex9N-DH-6KS-AU (AS4777-2 2020) | Ningbo Deye Ess Technology Co Ltd | 2026-11-08
2025-01-20 | HBS16732 | Ningbo Deye Ess Technology Co Ltd AI-W5.1-B (x25) w/ Noark Electrics (Shanghai) Co., Ltd. Ex9N-DH-6KS-AU (AS4777-2 2020) Eastron SDM120CT-M(40mA) | 115 |  |  | Ningbo Deye Ess Technology Co Ltd | AI-W5.1-B | 6 | Noark Electrics (Shanghai) Co., Ltd. | Ex9N-DH-6KS-AU (AS4777-2 2020) | Ningbo Deye Ess Technology Co Ltd | 2026-11-08
2025-01-20 | HBS16733 | Ningbo Deye Ess Technology Co Ltd AI-W5.1-B (x26) w/ Noark Electrics (Shanghai) Co., Ltd. Ex9N-DH-6KS-AU (AS4777-2 2020) Eastron SDM120CT-M(40mA) | 119.6 |  |  | Ningbo Deye Ess Technology Co Ltd | AI-W5.1-B | 6 | Noark Electrics (Shanghai) Co., Ltd. | Ex9N-DH-6KS-AU (AS4777-2 2020) | Ningbo Deye Ess Technology Co Ltd | 2026-11-08
2025-01-20 | HBS16734 | Ningbo Deye Ess Technology Co Ltd AI-W5.1-B (x27) w/ Noark Electrics (Shanghai) Co., Ltd. Ex9N-DH-6KS-AU (AS4777-2 2020) Eastron SDM120CT-M(40mA) | 124.2 |  |  | Ningbo Deye Ess Technology Co Ltd | AI-W5.1-B | 6 | Noark Electrics (Shanghai) Co., Ltd. | Ex9N-DH-6KS-AU (AS4777-2 2020) | Ningbo Deye Ess Technology Co Ltd | 2026-11-08
2025-01-20 | HBS16735 | Ningbo Deye Ess Technology Co Ltd AI-W5.1-B (x28) w/ Noark Electrics (Shanghai) Co., Ltd. Ex9N-DH-6KS-AU (AS4777-2 2020) Eastron SDM120CT-M(40mA) | 128.8 |  |  | Ningbo Deye Ess Technology Co Ltd | AI-W5.1-B | 6 | Noark Electrics (Shanghai) Co., Ltd. | Ex9N-DH-6KS-AU (AS4777-2 2020) | Ningbo Deye Ess Technology Co Ltd | 2026-11-08
2025-01-20 | HBS16736 | Ningbo Deye Ess Technology Co Ltd AI-W5.1-B (x29) w/ Noark Electrics (Shanghai) Co., Ltd. Ex9N-DH-6KS-AU (AS4777-2 2020) Eastron SDM120CT-M(40mA) | 133.4 |  |  | Ningbo Deye Ess Technology Co Ltd | AI-W5.1-B | 6 | Noark Electrics (Shanghai) Co., Ltd. | Ex9N-DH-6KS-AU (AS4777-2 2020) | Ningbo Deye Ess Technology Co Ltd | 2026-11-08
2025-01-20 | HBS16737 | Ningbo Deye Ess Technology Co Ltd AI-W5.1-B (x30) w/ Noark Electrics (Shanghai) Co., Ltd. Ex9N-DH-6KS-AU (AS4777-2 2020) Eastron SDM120CT-M(40mA) | 138 |  |  | Ningbo Deye Ess Technology Co Ltd | AI-W5.1-B | 6 | Noark Electrics (Shanghai) Co., Ltd. | Ex9N-DH-6KS-AU (AS4777-2 2020) | Ningbo Deye Ess Technology Co Ltd | 2026-11-08
2025-01-20 | HBS16738 | Ningbo Deye Ess Technology Co Ltd AI-W5.1-B (x31) w/ Noark Electrics (Shanghai) Co., Ltd. Ex9N-DH-6KS-AU (AS4777-2 2020) Eastron SDM120CT-M(40mA) | 142.6 |  |  | Ningbo Deye Ess Technology Co Ltd | AI-W5.1-B | 6 | Noark Electrics (Shanghai) Co., Ltd. | Ex9N-DH-6KS-AU (AS4777-2 2020) | Ningbo Deye Ess Technology Co Ltd | 2026-11-08
2025-01-20 | HBS16739 | Ningbo Deye Ess Technology Co Ltd AI-W5.1-B (x32) w/ Noark Electrics (Shanghai) Co., Ltd. Ex9N-DH-6KS-AU (AS4777-2 2020) Eastron SDM120CT-M(40mA) | 147.2 |  |  | Ningbo Deye Ess Technology Co Ltd | AI-W5.1-B | 6 | Noark Electrics (Shanghai) Co., Ltd. | Ex9N-DH-6KS-AU (AS4777-2 2020) | Ningbo Deye Ess Technology Co Ltd | 2026-11-08
2025-01-20 | HBS16740 | Ningbo Deye Ess Technology Co Ltd AI-W5.1-B (x33) w/ Noark Electrics (Shanghai) Co., Ltd. Ex9N-DH-6KS-AU (AS4777-2 2020) Eastron SDM120CT-M(40mA) | 151.8 |  |  | Ningbo Deye Ess Technology Co Ltd | AI-W5.1-B | 6 | Noark Electrics (Shanghai) Co., Ltd. | Ex9N-DH-6KS-AU (AS4777-2 2020) | Ningbo Deye Ess Technology Co Ltd | 2026-11-08
2025-01-20 | HBS16741 | Ningbo Deye Ess Technology Co Ltd AI-W5.1-B (x34) w/ Noark Electrics (Shanghai) Co., Ltd. Ex9N-DH-6KS-AU (AS4777-2 2020) Eastron SDM120CT-M(40mA) | 156.4 |  |  | Ningbo Deye Ess Technology Co Ltd | AI-W5.1-B | 6 | Noark Electrics (Shanghai) Co., Ltd. | Ex9N-DH-6KS-AU (AS4777-2 2020) | Ningbo Deye Ess Technology Co Ltd | 2026-11-08
2025-01-20 | HBS16742 | Ningbo Deye Ess Technology Co Ltd AI-W5.1-B (x35) w/ Noark Electrics (Shanghai) Co., Ltd. Ex9N-DH-6KS-AU (AS4777-2 2020) Eastron SDM120CT-M(40mA) | 161 |  |  | Ningbo Deye Ess Technology Co Ltd | AI-W5.1-B | 6 | Noark Electrics (Shanghai) Co., Ltd. | Ex9N-DH-6KS-AU (AS4777-2 2020) | Ningbo Deye Ess Technology Co Ltd | 2026-11-08
2025-01-20 | HBS16743 | Ningbo Deye Ess Technology Co Ltd AI-W5.1-B (x36) w/ Noark Electrics (Shanghai) Co., Ltd. Ex9N-DH-6KS-AU (AS4777-2 2020) Eastron SDM120CT-M(40mA) | 165.6 |  |  | Ningbo Deye Ess Technology Co Ltd | AI-W5.1-B | 6 | Noark Electrics (Shanghai) Co., Ltd. | Ex9N-DH-6KS-AU (AS4777-2 2020) | Ningbo Deye Ess Technology Co Ltd | 2026-11-08
2025-01-20 | HBS16744 | Ningbo Deye Ess Technology Co Ltd AI-W5.1-B (x2) w/ Noark Electrics (Shanghai) Co., Ltd. Ex9N-DH-8KS-AU (AS4777-2 2020) Eastron SDM120CT-M(40mA) | 9.2 |  |  | Ningbo Deye Ess Technology Co Ltd | AI-W5.1-B | 6 | Noark Electrics (Shanghai) Co., Ltd. | Ex9N-DH-8KS-AU (AS4777-2 2020) | Ningbo Deye Ess Technology Co Ltd | 2027-01-16
2025-01-20 | HBS16745 | Ningbo Deye Ess Technology Co Ltd AI-W5.1-B (x3) w/ Noark Electrics (Shanghai) Co., Ltd. Ex9N-DH-8KS-AU (AS4777-2 2020) Eastron SDM120CT-M(40mA) | 13.8 |  |  | Ningbo Deye Ess Technology Co Ltd | AI-W5.1-B | 6 | Noark Electrics (Shanghai) Co., Ltd. | Ex9N-DH-8KS-AU (AS4777-2 2020) | Ningbo Deye Ess Technology Co Ltd | 2027-01-16
2025-01-20 | HBS16746 | Ningbo Deye Ess Technology Co Ltd AI-W5.1-B (x4) w/ Noark Electrics (Shanghai) Co., Ltd. Ex9N-DH-8KS-AU (AS4777-2 2020) Eastron SDM120CT-M(40mA) | 18.4 |  |  | Ningbo Deye Ess Technology Co Ltd | AI-W5.1-B | 6 | Noark Electrics (Shanghai) Co., Ltd. | Ex9N-DH-8KS-AU (AS4777-2 2020) | Ningbo Deye Ess Technology Co Ltd | 2027-01-16
2025-01-20 | HBS16747 | Ningbo Deye Ess Technology Co Ltd AI-W5.1-B (x5) w/ Noark Electrics (Shanghai) Co., Ltd. Ex9N-DH-8KS-AU (AS4777-2 2020) Eastron SDM120CT-M(40mA) | 23 |  |  | Ningbo Deye Ess Technology Co Ltd | AI-W5.1-B | 6 | Noark Electrics (Shanghai) Co., Ltd. | Ex9N-DH-8KS-AU (AS4777-2 2020) | Ningbo Deye Ess Technology Co Ltd | 2027-01-16
2025-01-20 | HBS16748 | Ningbo Deye Ess Technology Co Ltd AI-W5.1-B (x6) w/ Noark Electrics (Shanghai) Co., Ltd. Ex9N-DH-8KS-AU (AS4777-2 2020) Eastron SDM120CT-M(40mA) | 27.6 |  |  | Ningbo Deye Ess Technology Co Ltd | AI-W5.1-B | 6 | Noark Electrics (Shanghai) Co., Ltd. | Ex9N-DH-8KS-AU (AS4777-2 2020) | Ningbo Deye Ess Technology Co Ltd | 2027-01-16
2025-01-20 | HBS16749 | Ningbo Deye Ess Technology Co Ltd AI-W5.1-B (x7) w/ Noark Electrics (Shanghai) Co., Ltd. Ex9N-DH-8KS-AU (AS4777-2 2020) Eastron SDM120CT-M(40mA) | 32.2 |  |  | Ningbo Deye Ess Technology Co Ltd | AI-W5.1-B | 6 | Noark Electrics (Shanghai) Co., Ltd. | Ex9N-DH-8KS-AU (AS4777-2 2020) | Ningbo Deye Ess Technology Co Ltd | 2027-01-16
2025-01-20 | HBS16750 | Ningbo Deye Ess Technology Co Ltd AI-W5.1-B (x8) w/ Noark Electrics (Shanghai) Co., Ltd. Ex9N-DH-8KS-AU (AS4777-2 2020) Eastron SDM120CT-M(40mA) | 36.8 |  |  | Ningbo Deye Ess Technology Co Ltd | AI-W5.1-B | 6 | Noark Electrics (Shanghai) Co., Ltd. | Ex9N-DH-8KS-AU (AS4777-2 2020) | Ningbo Deye Ess Technology Co Ltd | 2027-01-16
2025-01-20 | HBS16751 | Ningbo Deye Ess Technology Co Ltd AI-W5.1-B (x9) w/ Noark Electrics (Shanghai) Co., Ltd. Ex9N-DH-8KS-AU (AS4777-2 2020) Eastron SDM120CT-M(40mA) | 41.4 |  |  | Ningbo Deye Ess Technology Co Ltd | AI-W5.1-B | 6 | Noark Electrics (Shanghai) Co., Ltd. | Ex9N-DH-8KS-AU (AS4777-2 2020) | Ningbo Deye Ess Technology Co Ltd | 2027-01-16
2025-01-20 | HBS16752 | Ningbo Deye Ess Technology Co Ltd AI-W5.1-B (x10) w/ Noark Electrics (Shanghai) Co., Ltd. Ex9N-DH-8KS-AU (AS4777-2 2020) Eastron SDM120CT-M(40mA) | 46 |  |  | Ningbo Deye Ess Technology Co Ltd | AI-W5.1-B | 6 | Noark Electrics (Shanghai) Co., Ltd. | Ex9N-DH-8KS-AU (AS4777-2 2020) | Ningbo Deye Ess Technology Co Ltd | 2027-01-16
2025-01-20 | HBS16753 | Ningbo Deye Ess Technology Co Ltd AI-W5.1-B (x11) w/ Noark Electrics (Shanghai) Co., Ltd. Ex9N-DH-8KS-AU (AS4777-2 2020) Eastron SDM120CT-M(40mA) | 50.6 |  |  | Ningbo Deye Ess Technology Co Ltd | AI-W5.1-B | 6 | Noark Electrics (Shanghai) Co., Ltd. | Ex9N-DH-8KS-AU (AS4777-2 2020) | Ningbo Deye Ess Technology Co Ltd | 2027-01-16
2025-01-20 | HBS16754 | Ningbo Deye Ess Technology Co Ltd AI-W5.1-B (x12) w/ Noark Electrics (Shanghai) Co., Ltd. Ex9N-DH-8KS-AU (AS4777-2 2020) Eastron SDM120CT-M(40mA) | 55.2 |  |  | Ningbo Deye Ess Technology Co Ltd | AI-W5.1-B | 6 | Noark Electrics (Shanghai) Co., Ltd. | Ex9N-DH-8KS-AU (AS4777-2 2020) | Ningbo Deye Ess Technology Co Ltd | 2027-01-16
2025-01-20 | HBS16755 | Ningbo Deye Ess Technology Co Ltd AI-W5.1-B (x13) w/ Noark Electrics (Shanghai) Co., Ltd. Ex9N-DH-8KS-AU (AS4777-2 2020) Eastron SDM120CT-M(40mA) | 59.8 |  |  | Ningbo Deye Ess Technology Co Ltd | AI-W5.1-B | 6 | Noark Electrics (Shanghai) Co., Ltd. | Ex9N-DH-8KS-AU (AS4777-2 2020) | Ningbo Deye Ess Technology Co Ltd | 2027-01-16
2025-01-20 | HBS16756 | Ningbo Deye Ess Technology Co Ltd AI-W5.1-B (x14) w/ Noark Electrics (Shanghai) Co., Ltd. Ex9N-DH-8KS-AU (AS4777-2 2020) Eastron SDM120CT-M(40mA) | 64.4 |  |  | Ningbo Deye Ess Technology Co Ltd | AI-W5.1-B | 6 | Noark Electrics (Shanghai) Co., Ltd. | Ex9N-DH-8KS-AU (AS4777-2 2020) | Ningbo Deye Ess Technology Co Ltd | 2027-01-16
2025-01-20 | HBS16757 | Ningbo Deye Ess Technology Co Ltd AI-W5.1-B (x15) w/ Noark Electrics (Shanghai) Co., Ltd. Ex9N-DH-8KS-AU (AS4777-2 2020) Eastron SDM120CT-M(40mA) | 69 |  |  | Ningbo Deye Ess Technology Co Ltd | AI-W5.1-B | 6 | Noark Electrics (Shanghai) Co., Ltd. | Ex9N-DH-8KS-AU (AS4777-2 2020) | Ningbo Deye Ess Technology Co Ltd | 2027-01-16
2025-01-20 | HBS16758 | Ningbo Deye Ess Technology Co Ltd AI-W5.1-B (x16) w/ Noark Electrics (Shanghai) Co., Ltd. Ex9N-DH-8KS-AU (AS4777-2 2020) Eastron SDM120CT-M(40mA) | 73.6 |  |  | Ningbo Deye Ess Technology Co Ltd | AI-W5.1-B | 6 | Noark Electrics (Shanghai) Co., Ltd. | Ex9N-DH-8KS-AU (AS4777-2 2020) | Ningbo Deye Ess Technology Co Ltd | 2027-01-16
2025-01-20 | HBS16759 | Ningbo Deye Ess Technology Co Ltd AI-W5.1-B (x17) w/ Noark Electrics (Shanghai) Co., Ltd. Ex9N-DH-8KS-AU (AS4777-2 2020) Eastron SDM120CT-M(40mA) | 78.2 |  |  | Ningbo Deye Ess Technology Co Ltd | AI-W5.1-B | 6 | Noark Electrics (Shanghai) Co., Ltd. | Ex9N-DH-8KS-AU (AS4777-2 2020) | Ningbo Deye Ess Technology Co Ltd | 2027-01-16
2025-01-20 | HBS16760 | Ningbo Deye Ess Technology Co Ltd AI-W5.1-B (x18) w/ Noark Electrics (Shanghai) Co., Ltd. Ex9N-DH-8KS-AU (AS4777-2 2020) Eastron SDM120CT-M(40mA) | 82.8 |  |  | Ningbo Deye Ess Technology Co Ltd | AI-W5.1-B | 6 | Noark Electrics (Shanghai) Co., Ltd. | Ex9N-DH-8KS-AU (AS4777-2 2020) | Ningbo Deye Ess Technology Co Ltd | 2027-01-16
2025-01-20 | HBS16761 | Ningbo Deye Ess Technology Co Ltd AI-W5.1-B (x19) w/ Noark Electrics (Shanghai) Co., Ltd. Ex9N-DH-8KS-AU (AS4777-2 2020) Eastron SDM120CT-M(40mA) | 87.4 |  |  | Ningbo Deye Ess Technology Co Ltd | AI-W5.1-B | 6 | Noark Electrics (Shanghai) Co., Ltd. | Ex9N-DH-8KS-AU (AS4777-2 2020) | Ningbo Deye Ess Technology Co Ltd | 2027-01-16
2025-01-20 | HBS16762 | Ningbo Deye Ess Technology Co Ltd AI-W5.1-B (x20) w/ Noark Electrics (Shanghai) Co., Ltd. Ex9N-DH-8KS-AU (AS4777-2 2020) Eastron SDM120CT-M(40mA) | 92 |  |  | Ningbo Deye Ess Technology Co Ltd | AI-W5.1-B | 6 | Noark Electrics (Shanghai) Co., Ltd. | Ex9N-DH-8KS-AU (AS4777-2 2020) | Ningbo Deye Ess Technology Co Ltd | 2027-01-16
2025-01-20 | HBS16763 | Ningbo Deye Ess Technology Co Ltd AI-W5.1-B (x21) w/ Noark Electrics (Shanghai) Co., Ltd. Ex9N-DH-8KS-AU (AS4777-2 2020) Eastron SDM120CT-M(40mA) | 96.6 |  |  | Ningbo Deye Ess Technology Co Ltd | AI-W5.1-B | 6 | Noark Electrics (Shanghai) Co., Ltd. | Ex9N-DH-8KS-AU (AS4777-2 2020) | Ningbo Deye Ess Technology Co Ltd | 2027-01-16
2025-01-20 | HBS16764 | Ningbo Deye Ess Technology Co Ltd AI-W5.1-B (x22) w/ Noark Electrics (Shanghai) Co., Ltd. Ex9N-DH-8KS-AU (AS4777-2 2020) Eastron SDM120CT-M(40mA) | 101.2 |  |  | Ningbo Deye Ess Technology Co Ltd | AI-W5.1-B | 6 | Noark Electrics (Shanghai) Co., Ltd. | Ex9N-DH-8KS-AU (AS4777-2 2020) | Ningbo Deye Ess Technology Co Ltd | 2027-01-16
2025-01-20 | HBS16765 | Ningbo Deye Ess Technology Co Ltd AI-W5.1-B (x23) w/ Noark Electrics (Shanghai) Co., Ltd. Ex9N-DH-8KS-AU (AS4777-2 2020) Eastron SDM120CT-M(40mA) | 105.8 |  |  | Ningbo Deye Ess Technology Co Ltd | AI-W5.1-B | 6 | Noark Electrics (Shanghai) Co., Ltd. | Ex9N-DH-8KS-AU (AS4777-2 2020) | Ningbo Deye Ess Technology Co Ltd | 2027-01-16
2025-01-20 | HBS16766 | Ningbo Deye Ess Technology Co Ltd AI-W5.1-B (x24) w/ Noark Electrics (Shanghai) Co., Ltd. Ex9N-DH-8KS-AU (AS4777-2 2020) Eastron SDM120CT-M(40mA) | 110.4 |  |  | Ningbo Deye Ess Technology Co Ltd | AI-W5.1-B | 6 | Noark Electrics (Shanghai) Co., Ltd. | Ex9N-DH-8KS-AU (AS4777-2 2020) | Ningbo Deye Ess Technology Co Ltd | 2027-01-16
2025-01-20 | HBS16767 | Ningbo Deye Ess Technology Co Ltd AI-W5.1-B (x25) w/ Noark Electrics (Shanghai) Co., Ltd. Ex9N-DH-8KS-AU (AS4777-2 2020) Eastron SDM120CT-M(40mA) | 115 |  |  | Ningbo Deye Ess Technology Co Ltd | AI-W5.1-B | 6 | Noark Electrics (Shanghai) Co., Ltd. | Ex9N-DH-8KS-AU (AS4777-2 2020) | Ningbo Deye Ess Technology Co Ltd | 2027-01-16
2025-01-20 | HBS16768 | Ningbo Deye Ess Technology Co Ltd AI-W5.1-B (x26) w/ Noark Electrics (Shanghai) Co., Ltd. Ex9N-DH-8KS-AU (AS4777-2 2020) Eastron SDM120CT-M(40mA) | 119.6 |  |  | Ningbo Deye Ess Technology Co Ltd | AI-W5.1-B | 6 | Noark Electrics (Shanghai) Co., Ltd. | Ex9N-DH-8KS-AU (AS4777-2 2020) | Ningbo Deye Ess Technology Co Ltd | 2027-01-16
2025-01-20 | HBS16769 | Ningbo Deye Ess Technology Co Ltd AI-W5.1-B (x27) w/ Noark Electrics (Shanghai) Co., Ltd. Ex9N-DH-8KS-AU (AS4777-2 2020) Eastron SDM120CT-M(40mA) | 124.2 |  |  | Ningbo Deye Ess Technology Co Ltd | AI-W5.1-B | 6 | Noark Electrics (Shanghai) Co., Ltd. | Ex9N-DH-8KS-AU (AS4777-2 2020) | Ningbo Deye Ess Technology Co Ltd | 2027-01-16
2025-01-20 | HBS16770 | Ningbo Deye Ess Technology Co Ltd AI-W5.1-B (x28) w/ Noark Electrics (Shanghai) Co., Ltd. Ex9N-DH-8KS-AU (AS4777-2 2020) Eastron SDM120CT-M(40mA) | 128.8 |  |  | Ningbo Deye Ess Technology Co Ltd | AI-W5.1-B | 6 | Noark Electrics (Shanghai) Co., Ltd. | Ex9N-DH-8KS-AU (AS4777-2 2020) | Ningbo Deye Ess Technology Co Ltd | 2027-01-16
2025-01-20 | HBS16771 | Ningbo Deye Ess Technology Co Ltd AI-W5.1-B (x29) w/ Noark Electrics (Shanghai) Co., Ltd. Ex9N-DH-8KS-AU (AS4777-2 2020) Eastron SDM120CT-M(40mA) | 133.4 |  |  | Ningbo Deye Ess Technology Co Ltd | AI-W5.1-B | 6 | Noark Electrics (Shanghai) Co., Ltd. | Ex9N-DH-8KS-AU (AS4777-2 2020) | Ningbo Deye Ess Technology Co Ltd | 2027-01-16
2025-01-20 | HBS16772 | Ningbo Deye Ess Technology Co Ltd AI-W5.1-B (x30) w/ Noark Electrics (Shanghai) Co., Ltd. Ex9N-DH-8KS-AU (AS4777-2 2020) Eastron SDM120CT-M(40mA) | 138 |  |  | Ningbo Deye Ess Technology Co Ltd | AI-W5.1-B | 6 | Noark Electrics (Shanghai) Co., Ltd. | Ex9N-DH-8KS-AU (AS4777-2 2020) | Ningbo Deye Ess Technology Co Ltd | 2027-01-16
2025-01-20 | HBS16773 | Ningbo Deye Ess Technology Co Ltd AI-W5.1-B (x31) w/ Noark Electrics (Shanghai) Co., Ltd. Ex9N-DH-8KS-AU (AS4777-2 2020) Eastron SDM120CT-M(40mA) | 142.6 |  |  | Ningbo Deye Ess Technology Co Ltd | AI-W5.1-B | 6 | Noark Electrics (Shanghai) Co., Ltd. | Ex9N-DH-8KS-AU (AS4777-2 2020) | Ningbo Deye Ess Technology Co Ltd | 2027-01-16
2025-01-20 | HBS16774 | Ningbo Deye Ess Technology Co Ltd AI-W5.1-B (x32) w/ Noark Electrics (Shanghai) Co., Ltd. Ex9N-DH-8KS-AU (AS4777-2 2020) Eastron SDM120CT-M(40mA) | 147.2 |  |  | Ningbo Deye Ess Technology Co Ltd | AI-W5.1-B | 6 | Noark Electrics (Shanghai) Co., Ltd. | Ex9N-DH-8KS-AU (AS4777-2 2020) | Ningbo Deye Ess Technology Co Ltd | 2027-01-16
2025-01-20 | HBS16775 | Ningbo Deye Ess Technology Co Ltd AI-W5.1-B (x33) w/ Noark Electrics (Shanghai) Co., Ltd. Ex9N-DH-8KS-AU (AS4777-2 2020) Eastron SDM120CT-M(40mA) | 151.8 |  |  | Ningbo Deye Ess Technology Co Ltd | AI-W5.1-B | 6 | Noark Electrics (Shanghai) Co., Ltd. | Ex9N-DH-8KS-AU (AS4777-2 2020) | Ningbo Deye Ess Technology Co Ltd | 2027-01-16
2025-01-20 | HBS16776 | Ningbo Deye Ess Technology Co Ltd AI-W5.1-B (x34) w/ Noark Electrics (Shanghai) Co., Ltd. Ex9N-DH-8KS-AU (AS4777-2 2020) Eastron SDM120CT-M(40mA) | 156.4 |  |  | Ningbo Deye Ess Technology Co Ltd | AI-W5.1-B | 6 | Noark Electrics (Shanghai) Co., Ltd. | Ex9N-DH-8KS-AU (AS4777-2 2020) | Ningbo Deye Ess Technology Co Ltd | 2027-01-16
2025-01-20 | HBS16777 | Ningbo Deye Ess Technology Co Ltd AI-W5.1-B (x35) w/ Noark Electrics (Shanghai) Co., Ltd. Ex9N-DH-8KS-AU (AS4777-2 2020) Eastron SDM120CT-M(40mA) | 161 |  |  | Ningbo Deye Ess Technology Co Ltd | AI-W5.1-B | 6 | Noark Electrics (Shanghai) Co., Ltd. | Ex9N-DH-8KS-AU (AS4777-2 2020) | Ningbo Deye Ess Technology Co Ltd | 2027-01-16
2025-01-20 | HBS16778 | Ningbo Deye Ess Technology Co Ltd AI-W5.1-B (x36) w/ Noark Electrics (Shanghai) Co., Ltd. Ex9N-DH-8KS-AU (AS4777-2 2020) Eastron SDM120CT-M(40mA) | 165.6 |  |  | Ningbo Deye Ess Technology Co Ltd | AI-W5.1-B | 6 | Noark Electrics (Shanghai) Co., Ltd. | Ex9N-DH-8KS-AU (AS4777-2 2020) | Ningbo Deye Ess Technology Co Ltd | 2027-01-16
2025-01-20 | HBS16779 | Ningbo Deye Ess Technology Co Ltd AI-W5.1-B (x2) w/ Noark Electrics (Shanghai) Co., Ltd. Ex9N-DH-5KT-AU (AS4777-2 2020) Eastron SDM630 MCT (40mA) Series | 9.2 |  |  | Ningbo Deye Ess Technology Co Ltd | AI-W5.1-B | 6 | Noark Electrics (Shanghai) Co., Ltd. | Ex9N-DH-5KT-AU (AS4777-2 2020) | Ningbo Deye Ess Technology Co Ltd | 2027-01-16
2025-01-20 | HBS16780 | Ningbo Deye Ess Technology Co Ltd AI-W5.1-B (x3) w/ Noark Electrics (Shanghai) Co., Ltd. Ex9N-DH-5KT-AU (AS4777-2 2020) Eastron SDM630 MCT (40mA) Series | 13.8 |  |  | Ningbo Deye Ess Technology Co Ltd | AI-W5.1-B | 6 | Noark Electrics (Shanghai) Co., Ltd. | Ex9N-DH-5KT-AU (AS4777-2 2020) | Ningbo Deye Ess Technology Co Ltd | 2027-01-16
2025-01-20 | HBS16781 | Ningbo Deye Ess Technology Co Ltd AI-W5.1-B (x4) w/ Noark Electrics (Shanghai) Co., Ltd. Ex9N-DH-5KT-AU (AS4777-2 2020) Eastron SDM630 MCT (40mA) Series | 18.4 |  |  | Ningbo Deye Ess Technology Co Ltd | AI-W5.1-B | 6 | Noark Electrics (Shanghai) Co., Ltd. | Ex9N-DH-5KT-AU (AS4777-2 2020) | Ningbo Deye Ess Technology Co Ltd | 2027-01-16
2025-01-20 | HBS16782 | Ningbo Deye Ess Technology Co Ltd AI-W5.1-B (x5) w/ Noark Electrics (Shanghai) Co., Ltd. Ex9N-DH-5KT-AU (AS4777-2 2020) Eastron SDM630 MCT (40mA) Series | 23 |  |  | Ningbo Deye Ess Technology Co Ltd | AI-W5.1-B | 6 | Noark Electrics (Shanghai) Co., Ltd. | Ex9N-DH-5KT-AU (AS4777-2 2020) | Ningbo Deye Ess Technology Co Ltd | 2027-01-16
2025-01-20 | HBS16783 | Ningbo Deye Ess Technology Co Ltd AI-W5.1-B (x6) w/ Noark Electrics (Shanghai) Co., Ltd. Ex9N-DH-5KT-AU (AS4777-2 2020) Eastron SDM630 MCT (40mA) Series | 27.6 |  |  | Ningbo Deye Ess Technology Co Ltd | AI-W5.1-B | 6 | Noark Electrics (Shanghai) Co., Ltd. | Ex9N-DH-5KT-AU (AS4777-2 2020) | Ningbo Deye Ess Technology Co Ltd | 2027-01-16
2025-01-20 | HBS16784 | Ningbo Deye Ess Technology Co Ltd AI-W5.1-B (x7) w/ Noark Electrics (Shanghai) Co., Ltd. Ex9N-DH-5KT-AU (AS4777-2 2020) Eastron SDM630 MCT (40mA) Series | 32.2 |  |  | Ningbo Deye Ess Technology Co Ltd | AI-W5.1-B | 6 | Noark Electrics (Shanghai) Co., Ltd. | Ex9N-DH-5KT-AU (AS4777-2 2020) | Ningbo Deye Ess Technology Co Ltd | 2027-01-16
2025-01-20 | HBS16785 | Ningbo Deye Ess Technology Co Ltd AI-W5.1-B (x8) w/ Noark Electrics (Shanghai) Co., Ltd. Ex9N-DH-5KT-AU (AS4777-2 2020) Eastron SDM630 MCT (40mA) Series | 36.8 |  |  | Ningbo Deye Ess Technology Co Ltd | AI-W5.1-B | 6 | Noark Electrics (Shanghai) Co., Ltd. | Ex9N-DH-5KT-AU (AS4777-2 2020) | Ningbo Deye Ess Technology Co Ltd | 2027-01-16
2025-01-20 | HBS16786 | Ningbo Deye Ess Technology Co Ltd AI-W5.1-B (x9) w/ Noark Electrics (Shanghai) Co., Ltd. Ex9N-DH-5KT-AU (AS4777-2 2020) Eastron SDM630 MCT (40mA) Series | 41.4 |  |  | Ningbo Deye Ess Technology Co Ltd | AI-W5.1-B | 6 | Noark Electrics (Shanghai) Co., Ltd. | Ex9N-DH-5KT-AU (AS4777-2 2020) | Ningbo Deye Ess Technology Co Ltd | 2027-01-16
2025-01-20 | HBS16787 | Ningbo Deye Ess Technology Co Ltd AI-W5.1-B (x10) w/ Noark Electrics (Shanghai) Co., Ltd. Ex9N-DH-5KT-AU (AS4777-2 2020) Eastron SDM630 MCT (40mA) Series | 46 |  |  | Ningbo Deye Ess Technology Co Ltd | AI-W5.1-B | 6 | Noark Electrics (Shanghai) Co., Ltd. | Ex9N-DH-5KT-AU (AS4777-2 2020) | Ningbo Deye Ess Technology Co Ltd | 2027-01-16
2025-01-20 | HBS16788 | Ningbo Deye Ess Technology Co Ltd AI-W5.1-B (x11) w/ Noark Electrics (Shanghai) Co., Ltd. Ex9N-DH-5KT-AU (AS4777-2 2020) Eastron SDM630 MCT (40mA) Series | 50.6 |  |  | Ningbo Deye Ess Technology Co Ltd | AI-W5.1-B | 6 | Noark Electrics (Shanghai) Co., Ltd. | Ex9N-DH-5KT-AU (AS4777-2 2020) | Ningbo Deye Ess Technology Co Ltd | 2027-01-16
2025-01-20 | HBS16789 | Ningbo Deye Ess Technology Co Ltd AI-W5.1-B (x12) w/ Noark Electrics (Shanghai) Co., Ltd. Ex9N-DH-5KT-AU (AS4777-2 2020) Eastron SDM630 MCT (40mA) Series | 55.2 |  |  | Ningbo Deye Ess Technology Co Ltd | AI-W5.1-B | 6 | Noark Electrics (Shanghai) Co., Ltd. | Ex9N-DH-5KT-AU (AS4777-2 2020) | Ningbo Deye Ess Technology Co Ltd | 2027-01-16
2025-01-20 | HBS16790 | Ningbo Deye Ess Technology Co Ltd AI-W5.1-B (x13) w/ Noark Electrics (Shanghai) Co., Ltd. Ex9N-DH-5KT-AU (AS4777-2 2020) Eastron SDM630 MCT (40mA) Series | 59.8 |  |  | Ningbo Deye Ess Technology Co Ltd | AI-W5.1-B | 6 | Noark Electrics (Shanghai) Co., Ltd. | Ex9N-DH-5KT-AU (AS4777-2 2020) | Ningbo Deye Ess Technology Co Ltd | 2027-01-16
2025-01-20 | HBS16791 | Ningbo Deye Ess Technology Co Ltd AI-W5.1-B (x14) w/ Noark Electrics (Shanghai) Co., Ltd. Ex9N-DH-5KT-AU (AS4777-2 2020) Eastron SDM630 MCT (40mA) Series | 64.4 |  |  | Ningbo Deye Ess Technology Co Ltd | AI-W5.1-B | 6 | Noark Electrics (Shanghai) Co., Ltd. | Ex9N-DH-5KT-AU (AS4777-2 2020) | Ningbo Deye Ess Technology Co Ltd | 2027-01-16
2025-01-20 | HBS16792 | Ningbo Deye Ess Technology Co Ltd AI-W5.1-B (x15) w/ Noark Electrics (Shanghai) Co., Ltd. Ex9N-DH-5KT-AU (AS4777-2 2020) Eastron SDM630 MCT (40mA) Series | 69 |  |  | Ningbo Deye Ess Technology Co Ltd | AI-W5.1-B | 6 | Noark Electrics (Shanghai) Co., Ltd. | Ex9N-DH-5KT-AU (AS4777-2 2020) | Ningbo Deye Ess Technology Co Ltd | 2027-01-16
2025-01-20 | HBS16793 | Ningbo Deye Ess Technology Co Ltd AI-W5.1-B (x16) w/ Noark Electrics (Shanghai) Co., Ltd. Ex9N-DH-5KT-AU (AS4777-2 2020) Eastron SDM630 MCT (40mA) Series | 73.6 |  |  | Ningbo Deye Ess Technology Co Ltd | AI-W5.1-B | 6 | Noark Electrics (Shanghai) Co., Ltd. | Ex9N-DH-5KT-AU (AS4777-2 2020) | Ningbo Deye Ess Technology Co Ltd | 2027-01-16
2025-01-20 | HBS16794 | Ningbo Deye Ess Technology Co Ltd AI-W5.1-B (x17) w/ Noark Electrics (Shanghai) Co., Ltd. Ex9N-DH-5KT-AU (AS4777-2 2020) Eastron SDM630 MCT (40mA) Series | 78.2 |  |  | Ningbo Deye Ess Technology Co Ltd | AI-W5.1-B | 6 | Noark Electrics (Shanghai) Co., Ltd. | Ex9N-DH-5KT-AU (AS4777-2 2020) | Ningbo Deye Ess Technology Co Ltd | 2027-01-16
2025-01-20 | HBS16795 | Ningbo Deye Ess Technology Co Ltd AI-W5.1-B (x18) w/ Noark Electrics (Shanghai) Co., Ltd. Ex9N-DH-5KT-AU (AS4777-2 2020) Eastron SDM630 MCT (40mA) Series | 82.8 |  |  | Ningbo Deye Ess Technology Co Ltd | AI-W5.1-B | 6 | Noark Electrics (Shanghai) Co., Ltd. | Ex9N-DH-5KT-AU (AS4777-2 2020) | Ningbo Deye Ess Technology Co Ltd | 2027-01-16
2025-01-20 | HBS16796 | Ningbo Deye Ess Technology Co Ltd AI-W5.1-B (x19) w/ Noark Electrics (Shanghai) Co., Ltd. Ex9N-DH-5KT-AU (AS4777-2 2020) Eastron SDM630 MCT (40mA) Series | 87.4 |  |  | Ningbo Deye Ess Technology Co Ltd | AI-W5.1-B | 6 | Noark Electrics (Shanghai) Co., Ltd. | Ex9N-DH-5KT-AU (AS4777-2 2020) | Ningbo Deye Ess Technology Co Ltd | 2027-01-16
2025-01-20 | HBS16797 | Ningbo Deye Ess Technology Co Ltd AI-W5.1-B (x20) w/ Noark Electrics (Shanghai) Co., Ltd. Ex9N-DH-5KT-AU (AS4777-2 2020) Eastron SDM630 MCT (40mA) Series | 92 |  |  | Ningbo Deye Ess Technology Co Ltd | AI-W5.1-B | 6 | Noark Electrics (Shanghai) Co., Ltd. | Ex9N-DH-5KT-AU (AS4777-2 2020) | Ningbo Deye Ess Technology Co Ltd | 2027-01-16
2025-01-20 | HBS16798 | Ningbo Deye Ess Technology Co Ltd AI-W5.1-B (x21) w/ Noark Electrics (Shanghai) Co., Ltd. Ex9N-DH-5KT-AU (AS4777-2 2020) Eastron SDM630 MCT (40mA) Series | 96.6 |  |  | Ningbo Deye Ess Technology Co Ltd | AI-W5.1-B | 6 | Noark Electrics (Shanghai) Co., Ltd. | Ex9N-DH-5KT-AU (AS4777-2 2020) | Ningbo Deye Ess Technology Co Ltd | 2027-01-16
2025-01-20 | HBS16799 | Ningbo Deye Ess Technology Co Ltd AI-W5.1-B (x22) w/ Noark Electrics (Shanghai) Co., Ltd. Ex9N-DH-5KT-AU (AS4777-2 2020) Eastron SDM630 MCT (40mA) Series | 101.2 |  |  | Ningbo Deye Ess Technology Co Ltd | AI-W5.1-B | 6 | Noark Electrics (Shanghai) Co., Ltd. | Ex9N-DH-5KT-AU (AS4777-2 2020) | Ningbo Deye Ess Technology Co Ltd | 2027-01-16
2025-01-20 | HBS16800 | Ningbo Deye Ess Technology Co Ltd AI-W5.1-B (x23) w/ Noark Electrics (Shanghai) Co., Ltd. Ex9N-DH-5KT-AU (AS4777-2 2020) Eastron SDM630 MCT (40mA) Series | 105.8 |  |  | Ningbo Deye Ess Technology Co Ltd | AI-W5.1-B | 6 | Noark Electrics (Shanghai) Co., Ltd. | Ex9N-DH-5KT-AU (AS4777-2 2020) | Ningbo Deye Ess Technology Co Ltd | 2027-01-16
2025-01-20 | HBS16801 | Ningbo Deye Ess Technology Co Ltd AI-W5.1-B (x24) w/ Noark Electrics (Shanghai) Co., Ltd. Ex9N-DH-5KT-AU (AS4777-2 2020) Eastron SDM630 MCT (40mA) Series | 110.4 |  |  | Ningbo Deye Ess Technology Co Ltd | AI-W5.1-B | 6 | Noark Electrics (Shanghai) Co., Ltd. | Ex9N-DH-5KT-AU (AS4777-2 2020) | Ningbo Deye Ess Technology Co Ltd | 2027-01-16
2025-01-20 | HBS16802 | Ningbo Deye Ess Technology Co Ltd AI-W5.1-B (x25) w/ Noark Electrics (Shanghai) Co., Ltd. Ex9N-DH-5KT-AU (AS4777-2 2020) Eastron SDM630 MCT (40mA) Series | 115 |  |  | Ningbo Deye Ess Technology Co Ltd | AI-W5.1-B | 6 | Noark Electrics (Shanghai) Co., Ltd. | Ex9N-DH-5KT-AU (AS4777-2 2020) | Ningbo Deye Ess Technology Co Ltd | 2027-01-16
2025-01-20 | HBS16803 | Ningbo Deye Ess Technology Co Ltd AI-W5.1-B (x26) w/ Noark Electrics (Shanghai) Co., Ltd. Ex9N-DH-5KT-AU (AS4777-2 2020) Eastron SDM630 MCT (40mA) Series | 119.6 |  |  | Ningbo Deye Ess Technology Co Ltd | AI-W5.1-B | 6 | Noark Electrics (Shanghai) Co., Ltd. | Ex9N-DH-5KT-AU (AS4777-2 2020) | Ningbo Deye Ess Technology Co Ltd | 2027-01-16
2025-01-20 | HBS16804 | Ningbo Deye Ess Technology Co Ltd AI-W5.1-B (x27) w/ Noark Electrics (Shanghai) Co., Ltd. Ex9N-DH-5KT-AU (AS4777-2 2020) Eastron SDM630 MCT (40mA) Series | 124.2 |  |  | Ningbo Deye Ess Technology Co Ltd | AI-W5.1-B | 6 | Noark Electrics (Shanghai) Co., Ltd. | Ex9N-DH-5KT-AU (AS4777-2 2020) | Ningbo Deye Ess Technology Co Ltd | 2027-01-16
2025-01-20 | HBS16805 | Ningbo Deye Ess Technology Co Ltd AI-W5.1-B (x28) w/ Noark Electrics (Shanghai) Co., Ltd. Ex9N-DH-5KT-AU (AS4777-2 2020) Eastron SDM630 MCT (40mA) Series | 128.8 |  |  | Ningbo Deye Ess Technology Co Ltd | AI-W5.1-B | 6 | Noark Electrics (Shanghai) Co., Ltd. | Ex9N-DH-5KT-AU (AS4777-2 2020) | Ningbo Deye Ess Technology Co Ltd | 2027-01-16
2025-01-20 | HBS16806 | Ningbo Deye Ess Technology Co Ltd AI-W5.1-B (x29) w/ Noark Electrics (Shanghai) Co., Ltd. Ex9N-DH-5KT-AU (AS4777-2 2020) Eastron SDM630 MCT (40mA) Series | 133.4 |  |  | Ningbo Deye Ess Technology Co Ltd | AI-W5.1-B | 6 | Noark Electrics (Shanghai) Co., Ltd. | Ex9N-DH-5KT-AU (AS4777-2 2020) | Ningbo Deye Ess Technology Co Ltd | 2027-01-16
2025-01-20 | HBS16807 | Ningbo Deye Ess Technology Co Ltd AI-W5.1-B (x30) w/ Noark Electrics (Shanghai) Co., Ltd. Ex9N-DH-5KT-AU (AS4777-2 2020) Eastron SDM630 MCT (40mA) Series | 138 |  |  | Ningbo Deye Ess Technology Co Ltd | AI-W5.1-B | 6 | Noark Electrics (Shanghai) Co., Ltd. | Ex9N-DH-5KT-AU (AS4777-2 2020) | Ningbo Deye Ess Technology Co Ltd | 2027-01-16
2025-01-20 | HBS16808 | Ningbo Deye Ess Technology Co Ltd AI-W5.1-B (x31) w/ Noark Electrics (Shanghai) Co., Ltd. Ex9N-DH-5KT-AU (AS4777-2 2020) Eastron SDM630 MCT (40mA) Series | 142.6 |  |  | Ningbo Deye Ess Technology Co Ltd | AI-W5.1-B | 6 | Noark Electrics (Shanghai) Co., Ltd. | Ex9N-DH-5KT-AU (AS4777-2 2020) | Ningbo Deye Ess Technology Co Ltd | 2027-01-16
2025-01-20 | HBS16809 | Ningbo Deye Ess Technology Co Ltd AI-W5.1-B (x32) w/ Noark Electrics (Shanghai) Co., Ltd. Ex9N-DH-5KT-AU (AS4777-2 2020) Eastron SDM630 MCT (40mA) Series | 147.2 |  |  | Ningbo Deye Ess Technology Co Ltd | AI-W5.1-B | 6 | Noark Electrics (Shanghai) Co., Ltd. | Ex9N-DH-5KT-AU (AS4777-2 2020) | Ningbo Deye Ess Technology Co Ltd | 2027-01-16
2025-01-20 | HBS16810 | Ningbo Deye Ess Technology Co Ltd AI-W5.1-B (x33) w/ Noark Electrics (Shanghai) Co., Ltd. Ex9N-DH-5KT-AU (AS4777-2 2020) Eastron SDM630 MCT (40mA) Series | 151.8 |  |  | Ningbo Deye Ess Technology Co Ltd | AI-W5.1-B | 6 | Noark Electrics (Shanghai) Co., Ltd. | Ex9N-DH-5KT-AU (AS4777-2 2020) | Ningbo Deye Ess Technology Co Ltd | 2027-01-16
2025-01-20 | HBS16811 | Ningbo Deye Ess Technology Co Ltd AI-W5.1-B (x34) w/ Noark Electrics (Shanghai) Co., Ltd. Ex9N-DH-5KT-AU (AS4777-2 2020) Eastron SDM630 MCT (40mA) Series | 156.4 |  |  | Ningbo Deye Ess Technology Co Ltd | AI-W5.1-B | 6 | Noark Electrics (Shanghai) Co., Ltd. | Ex9N-DH-5KT-AU (AS4777-2 2020) | Ningbo Deye Ess Technology Co Ltd | 2027-01-16
2025-01-20 | HBS16812 | Ningbo Deye Ess Technology Co Ltd AI-W5.1-B (x35) w/ Noark Electrics (Shanghai) Co., Ltd. Ex9N-DH-5KT-AU (AS4777-2 2020) Eastron SDM630 MCT (40mA) Series | 161 |  |  | Ningbo Deye Ess Technology Co Ltd | AI-W5.1-B | 6 | Noark Electrics (Shanghai) Co., Ltd. | Ex9N-DH-5KT-AU (AS4777-2 2020) | Ningbo Deye Ess Technology Co Ltd | 2027-01-16
2025-01-20 | HBS16813 | Ningbo Deye Ess Technology Co Ltd AI-W5.1-B (x36) w/ Noark Electrics (Shanghai) Co., Ltd. Ex9N-DH-5KT-AU (AS4777-2 2020) Eastron SDM630 MCT (40mA) Series | 165.6 |  |  | Ningbo Deye Ess Technology Co Ltd | AI-W5.1-B | 6 | Noark Electrics (Shanghai) Co., Ltd. | Ex9N-DH-5KT-AU (AS4777-2 2020) | Ningbo Deye Ess Technology Co Ltd | 2027-01-16
2025-01-20 | HBS16814 | Ningbo Deye Ess Technology Co Ltd AI-W5.1-B (x2) w/ Noark Electrics (Shanghai) Co., Ltd. Ex9N-DH-6KT-AU (AS4777-2 2020) Eastron SDM630 MCT (40mA) Series | 9.2 |  |  | Ningbo Deye Ess Technology Co Ltd | AI-W5.1-B | 6 | Noark Electrics (Shanghai) Co., Ltd. | Ex9N-DH-6KT-AU (AS4777-2 2020) | Ningbo Deye Ess Technology Co Ltd | 2027-01-16
2025-01-20 | HBS16815 | Ningbo Deye Ess Technology Co Ltd AI-W5.1-B (x3) w/ Noark Electrics (Shanghai) Co., Ltd. Ex9N-DH-6KT-AU (AS4777-2 2020) Eastron SDM630 MCT (40mA) Series | 13.8 |  |  | Ningbo Deye Ess Technology Co Ltd | AI-W5.1-B | 6 | Noark Electrics (Shanghai) Co., Ltd. | Ex9N-DH-6KT-AU (AS4777-2 2020) | Ningbo Deye Ess Technology Co Ltd | 2027-01-16
2025-01-20 | HBS16816 | Ningbo Deye Ess Technology Co Ltd AI-W5.1-B (x4) w/ Noark Electrics (Shanghai) Co., Ltd. Ex9N-DH-6KT-AU (AS4777-2 2020) Eastron SDM630 MCT (40mA) Series | 18.4 |  |  | Ningbo Deye Ess Technology Co Ltd | AI-W5.1-B | 6 | Noark Electrics (Shanghai) Co., Ltd. | Ex9N-DH-6KT-AU (AS4777-2 2020) | Ningbo Deye Ess Technology Co Ltd | 2027-01-16
2025-01-20 | HBS16817 | Ningbo Deye Ess Technology Co Ltd AI-W5.1-B (x5) w/ Noark Electrics (Shanghai) Co., Ltd. Ex9N-DH-6KT-AU (AS4777-2 2020) Eastron SDM630 MCT (40mA) Series | 23 |  |  | Ningbo Deye Ess Technology Co Ltd | AI-W5.1-B | 6 | Noark Electrics (Shanghai) Co., Ltd. | Ex9N-DH-6KT-AU (AS4777-2 2020) | Ningbo Deye Ess Technology Co Ltd | 2027-01-16
2025-01-20 | HBS16818 | Ningbo Deye Ess Technology Co Ltd AI-W5.1-B (x6) w/ Noark Electrics (Shanghai) Co., Ltd. Ex9N-DH-6KT-AU (AS4777-2 2020) Eastron SDM630 MCT (40mA) Series | 27.6 |  |  | Ningbo Deye Ess Technology Co Ltd | AI-W5.1-B | 6 | Noark Electrics (Shanghai) Co., Ltd. | Ex9N-DH-6KT-AU (AS4777-2 2020) | Ningbo Deye Ess Technology Co Ltd | 2027-01-16
2025-01-20 | HBS16819 | Ningbo Deye Ess Technology Co Ltd AI-W5.1-B (x7) w/ Noark Electrics (Shanghai) Co., Ltd. Ex9N-DH-6KT-AU (AS4777-2 2020) Eastron SDM630 MCT (40mA) Series | 32.2 |  |  | Ningbo Deye Ess Technology Co Ltd | AI-W5.1-B | 6 | Noark Electrics (Shanghai) Co., Ltd. | Ex9N-DH-6KT-AU (AS4777-2 2020) | Ningbo Deye Ess Technology Co Ltd | 2027-01-16
2025-01-20 | HBS16820 | Ningbo Deye Ess Technology Co Ltd AI-W5.1-B (x8) w/ Noark Electrics (Shanghai) Co., Ltd. Ex9N-DH-6KT-AU (AS4777-2 2020) Eastron SDM630 MCT (40mA) Series | 36.8 |  |  | Ningbo Deye Ess Technology Co Ltd | AI-W5.1-B | 6 | Noark Electrics (Shanghai) Co., Ltd. | Ex9N-DH-6KT-AU (AS4777-2 2020) | Ningbo Deye Ess Technology Co Ltd | 2027-01-16
2025-01-20 | HBS16821 | Ningbo Deye Ess Technology Co Ltd AI-W5.1-B (x9) w/ Noark Electrics (Shanghai) Co., Ltd. Ex9N-DH-6KT-AU (AS4777-2 2020) Eastron SDM630 MCT (40mA) Series | 41.4 |  |  | Ningbo Deye Ess Technology Co Ltd | AI-W5.1-B | 6 | Noark Electrics (Shanghai) Co., Ltd. | Ex9N-DH-6KT-AU (AS4777-2 2020) | Ningbo Deye Ess Technology Co Ltd | 2027-01-16
2025-01-20 | HBS16822 | Ningbo Deye Ess Technology Co Ltd AI-W5.1-B (x10) w/ Noark Electrics (Shanghai) Co., Ltd. Ex9N-DH-6KT-AU (AS4777-2 2020) Eastron SDM630 MCT (40mA) Series | 46 |  |  | Ningbo Deye Ess Technology Co Ltd | AI-W5.1-B | 6 | Noark Electrics (Shanghai) Co., Ltd. | Ex9N-DH-6KT-AU (AS4777-2 2020) | Ningbo Deye Ess Technology Co Ltd | 2027-01-16
2025-01-20 | HBS16823 | Ningbo Deye Ess Technology Co Ltd AI-W5.1-B (x11) w/ Noark Electrics (Shanghai) Co., Ltd. Ex9N-DH-6KT-AU (AS4777-2 2020) Eastron SDM630 MCT (40mA) Series | 50.6 |  |  | Ningbo Deye Ess Technology Co Ltd | AI-W5.1-B | 6 | Noark Electrics (Shanghai) Co., Ltd. | Ex9N-DH-6KT-AU (AS4777-2 2020) | Ningbo Deye Ess Technology Co Ltd | 2027-01-16
2025-01-20 | HBS16824 | Ningbo Deye Ess Technology Co Ltd AI-W5.1-B (x12) w/ Noark Electrics (Shanghai) Co., Ltd. Ex9N-DH-6KT-AU (AS4777-2 2020) Eastron SDM630 MCT (40mA) Series | 55.2 |  |  | Ningbo Deye Ess Technology Co Ltd | AI-W5.1-B | 6 | Noark Electrics (Shanghai) Co., Ltd. | Ex9N-DH-6KT-AU (AS4777-2 2020) | Ningbo Deye Ess Technology Co Ltd | 2027-01-16
2025-01-20 | HBS16825 | Ningbo Deye Ess Technology Co Ltd AI-W5.1-B (x13) w/ Noark Electrics (Shanghai) Co., Ltd. Ex9N-DH-6KT-AU (AS4777-2 2020) Eastron SDM630 MCT (40mA) Series | 59.8 |  |  | Ningbo Deye Ess Technology Co Ltd | AI-W5.1-B | 6 | Noark Electrics (Shanghai) Co., Ltd. | Ex9N-DH-6KT-AU (AS4777-2 2020) | Ningbo Deye Ess Technology Co Ltd | 2027-01-16
2025-01-20 | HBS16826 | Ningbo Deye Ess Technology Co Ltd AI-W5.1-B (x14) w/ Noark Electrics (Shanghai) Co., Ltd. Ex9N-DH-6KT-AU (AS4777-2 2020) Eastron SDM630 MCT (40mA) Series | 64.4 |  |  | Ningbo Deye Ess Technology Co Ltd | AI-W5.1-B | 6 | Noark Electrics (Shanghai) Co., Ltd. | Ex9N-DH-6KT-AU (AS4777-2 2020) | Ningbo Deye Ess Technology Co Ltd | 2027-01-16
2025-01-20 | HBS16827 | Ningbo Deye Ess Technology Co Ltd AI-W5.1-B (x15) w/ Noark Electrics (Shanghai) Co., Ltd. Ex9N-DH-6KT-AU (AS4777-2 2020) Eastron SDM630 MCT (40mA) Series | 69 |  |  | Ningbo Deye Ess Technology Co Ltd | AI-W5.1-B | 6 | Noark Electrics (Shanghai) Co., Ltd. | Ex9N-DH-6KT-AU (AS4777-2 2020) | Ningbo Deye Ess Technology Co Ltd | 2027-01-16
2025-01-20 | HBS16828 | Ningbo Deye Ess Technology Co Ltd AI-W5.1-B (x16) w/ Noark Electrics (Shanghai) Co., Ltd. Ex9N-DH-6KT-AU (AS4777-2 2020) Eastron SDM630 MCT (40mA) Series | 73.6 |  |  | Ningbo Deye Ess Technology Co Ltd | AI-W5.1-B | 6 | Noark Electrics (Shanghai) Co., Ltd. | Ex9N-DH-6KT-AU (AS4777-2 2020) | Ningbo Deye Ess Technology Co Ltd | 2027-01-16
2025-01-20 | HBS16829 | Ningbo Deye Ess Technology Co Ltd AI-W5.1-B (x17) w/ Noark Electrics (Shanghai) Co., Ltd. Ex9N-DH-6KT-AU (AS4777-2 2020) Eastron SDM630 MCT (40mA) Series | 78.2 |  |  | Ningbo Deye Ess Technology Co Ltd | AI-W5.1-B | 6 | Noark Electrics (Shanghai) Co., Ltd. | Ex9N-DH-6KT-AU (AS4777-2 2020) | Ningbo Deye Ess Technology Co Ltd | 2027-01-16
2025-01-20 | HBS16830 | Ningbo Deye Ess Technology Co Ltd AI-W5.1-B (x18) w/ Noark Electrics (Shanghai) Co., Ltd. Ex9N-DH-6KT-AU (AS4777-2 2020) Eastron SDM630 MCT (40mA) Series | 82.8 |  |  | Ningbo Deye Ess Technology Co Ltd | AI-W5.1-B | 6 | Noark Electrics (Shanghai) Co., Ltd. | Ex9N-DH-6KT-AU (AS4777-2 2020) | Ningbo Deye Ess Technology Co Ltd | 2027-01-16
2025-01-20 | HBS16831 | Ningbo Deye Ess Technology Co Ltd AI-W5.1-B (x19) w/ Noark Electrics (Shanghai) Co., Ltd. Ex9N-DH-6KT-AU (AS4777-2 2020) Eastron SDM630 MCT (40mA) Series | 87.4 |  |  | Ningbo Deye Ess Technology Co Ltd | AI-W5.1-B | 6 | Noark Electrics (Shanghai) Co., Ltd. | Ex9N-DH-6KT-AU (AS4777-2 2020) | Ningbo Deye Ess Technology Co Ltd | 2027-01-16
2025-01-20 | HBS16832 | Ningbo Deye Ess Technology Co Ltd AI-W5.1-B (x20) w/ Noark Electrics (Shanghai) Co., Ltd. Ex9N-DH-6KT-AU (AS4777-2 2020) Eastron SDM630 MCT (40mA) Series | 92 |  |  | Ningbo Deye Ess Technology Co Ltd | AI-W5.1-B | 6 | Noark Electrics (Shanghai) Co., Ltd. | Ex9N-DH-6KT-AU (AS4777-2 2020) | Ningbo Deye Ess Technology Co Ltd | 2027-01-16
2025-01-20 | HBS16833 | Ningbo Deye Ess Technology Co Ltd AI-W5.1-B (x21) w/ Noark Electrics (Shanghai) Co., Ltd. Ex9N-DH-6KT-AU (AS4777-2 2020) Eastron SDM630 MCT (40mA) Series | 96.6 |  |  | Ningbo Deye Ess Technology Co Ltd | AI-W5.1-B | 6 | Noark Electrics (Shanghai) Co., Ltd. | Ex9N-DH-6KT-AU (AS4777-2 2020) | Ningbo Deye Ess Technology Co Ltd | 2027-01-16
2025-01-20 | HBS16834 | Ningbo Deye Ess Technology Co Ltd AI-W5.1-B (x22) w/ Noark Electrics (Shanghai) Co., Ltd. Ex9N-DH-6KT-AU (AS4777-2 2020) Eastron SDM630 MCT (40mA) Series | 101.2 |  |  | Ningbo Deye Ess Technology Co Ltd | AI-W5.1-B | 6 | Noark Electrics (Shanghai) Co., Ltd. | Ex9N-DH-6KT-AU (AS4777-2 2020) | Ningbo Deye Ess Technology Co Ltd | 2027-01-16
2025-01-20 | HBS16835 | Ningbo Deye Ess Technology Co Ltd AI-W5.1-B (x23) w/ Noark Electrics (Shanghai) Co., Ltd. Ex9N-DH-6KT-AU (AS4777-2 2020) Eastron SDM630 MCT (40mA) Series | 105.8 |  |  | Ningbo Deye Ess Technology Co Ltd | AI-W5.1-B | 6 | Noark Electrics (Shanghai) Co., Ltd. | Ex9N-DH-6KT-AU (AS4777-2 2020) | Ningbo Deye Ess Technology Co Ltd | 2027-01-16
2025-01-20 | HBS16836 | Ningbo Deye Ess Technology Co Ltd AI-W5.1-B (x24) w/ Noark Electrics (Shanghai) Co., Ltd. Ex9N-DH-6KT-AU (AS4777-2 2020) Eastron SDM630 MCT (40mA) Series | 110.4 |  |  | Ningbo Deye Ess Technology Co Ltd | AI-W5.1-B | 6 | Noark Electrics (Shanghai) Co., Ltd. | Ex9N-DH-6KT-AU (AS4777-2 2020) | Ningbo Deye Ess Technology Co Ltd | 2027-01-16
2025-01-20 | HBS16837 | Ningbo Deye Ess Technology Co Ltd AI-W5.1-B (x25) w/ Noark Electrics (Shanghai) Co., Ltd. Ex9N-DH-6KT-AU (AS4777-2 2020) Eastron SDM630 MCT (40mA) Series | 115 |  |  | Ningbo Deye Ess Technology Co Ltd | AI-W5.1-B | 6 | Noark Electrics (Shanghai) Co., Ltd. | Ex9N-DH-6KT-AU (AS4777-2 2020) | Ningbo Deye Ess Technology Co Ltd | 2027-01-16
2025-01-20 | HBS16838 | Ningbo Deye Ess Technology Co Ltd AI-W5.1-B (x26) w/ Noark Electrics (Shanghai) Co., Ltd. Ex9N-DH-6KT-AU (AS4777-2 2020) Eastron SDM630 MCT (40mA) Series | 119.6 |  |  | Ningbo Deye Ess Technology Co Ltd | AI-W5.1-B | 6 | Noark Electrics (Shanghai) Co., Ltd. | Ex9N-DH-6KT-AU (AS4777-2 2020) | Ningbo Deye Ess Technology Co Ltd | 2027-01-16
2025-01-20 | HBS16839 | Ningbo Deye Ess Technology Co Ltd AI-W5.1-B (x27) w/ Noark Electrics (Shanghai) Co., Ltd. Ex9N-DH-6KT-AU (AS4777-2 2020) Eastron SDM630 MCT (40mA) Series | 124.2 |  |  | Ningbo Deye Ess Technology Co Ltd | AI-W5.1-B | 6 | Noark Electrics (Shanghai) Co., Ltd. | Ex9N-DH-6KT-AU (AS4777-2 2020) | Ningbo Deye Ess Technology Co Ltd | 2027-01-16
2025-01-20 | HBS16840 | Ningbo Deye Ess Technology Co Ltd AI-W5.1-B (x28) w/ Noark Electrics (Shanghai) Co., Ltd. Ex9N-DH-6KT-AU (AS4777-2 2020) Eastron SDM630 MCT (40mA) Series | 128.8 |  |  | Ningbo Deye Ess Technology Co Ltd | AI-W5.1-B | 6 | Noark Electrics (Shanghai) Co., Ltd. | Ex9N-DH-6KT-AU (AS4777-2 2020) | Ningbo Deye Ess Technology Co Ltd | 2027-01-16
2025-01-20 | HBS16841 | Ningbo Deye Ess Technology Co Ltd AI-W5.1-B (x29) w/ Noark Electrics (Shanghai) Co., Ltd. Ex9N-DH-6KT-AU (AS4777-2 2020) Eastron SDM630 MCT (40mA) Series | 133.4 |  |  | Ningbo Deye Ess Technology Co Ltd | AI-W5.1-B | 6 | Noark Electrics (Shanghai) Co., Ltd. | Ex9N-DH-6KT-AU (AS4777-2 2020) | Ningbo Deye Ess Technology Co Ltd | 2027-01-16
2025-01-20 | HBS16842 | Ningbo Deye Ess Technology Co Ltd AI-W5.1-B (x30) w/ Noark Electrics (Shanghai) Co., Ltd. Ex9N-DH-6KT-AU (AS4777-2 2020) Eastron SDM630 MCT (40mA) Series | 138 |  |  | Ningbo Deye Ess Technology Co Ltd | AI-W5.1-B | 6 | Noark Electrics (Shanghai) Co., Ltd. | Ex9N-DH-6KT-AU (AS4777-2 2020) | Ningbo Deye Ess Technology Co Ltd | 2027-01-16
2025-01-20 | HBS16843 | Ningbo Deye Ess Technology Co Ltd AI-W5.1-B (x31) w/ Noark Electrics (Shanghai) Co., Ltd. Ex9N-DH-6KT-AU (AS4777-2 2020) Eastron SDM630 MCT (40mA) Series | 142.6 |  |  | Ningbo Deye Ess Technology Co Ltd | AI-W5.1-B | 6 | Noark Electrics (Shanghai) Co., Ltd. | Ex9N-DH-6KT-AU (AS4777-2 2020) | Ningbo Deye Ess Technology Co Ltd | 2027-01-16
2025-01-20 | HBS16844 | Ningbo Deye Ess Technology Co Ltd AI-W5.1-B (x32) w/ Noark Electrics (Shanghai) Co., Ltd. Ex9N-DH-6KT-AU (AS4777-2 2020) Eastron SDM630 MCT (40mA) Series | 147.2 |  |  | Ningbo Deye Ess Technology Co Ltd | AI-W5.1-B | 6 | Noark Electrics (Shanghai) Co., Ltd. | Ex9N-DH-6KT-AU (AS4777-2 2020) | Ningbo Deye Ess Technology Co Ltd | 2027-01-16
2025-01-20 | HBS16845 | Ningbo Deye Ess Technology Co Ltd AI-W5.1-B (x33) w/ Noark Electrics (Shanghai) Co., Ltd. Ex9N-DH-6KT-AU (AS4777-2 2020) Eastron SDM630 MCT (40mA) Series | 151.8 |  |  | Ningbo Deye Ess Technology Co Ltd | AI-W5.1-B | 6 | Noark Electrics (Shanghai) Co., Ltd. | Ex9N-DH-6KT-AU (AS4777-2 2020) | Ningbo Deye Ess Technology Co Ltd | 2027-01-16
2025-01-20 | HBS16846 | Ningbo Deye Ess Technology Co Ltd AI-W5.1-B (x34) w/ Noark Electrics (Shanghai) Co., Ltd. Ex9N-DH-6KT-AU (AS4777-2 2020) Eastron SDM630 MCT (40mA) Series | 156.4 |  |  | Ningbo Deye Ess Technology Co Ltd | AI-W5.1-B | 6 | Noark Electrics (Shanghai) Co., Ltd. | Ex9N-DH-6KT-AU (AS4777-2 2020) | Ningbo Deye Ess Technology Co Ltd | 2027-01-16
2025-01-20 | HBS16847 | Ningbo Deye Ess Technology Co Ltd AI-W5.1-B (x35) w/ Noark Electrics (Shanghai) Co., Ltd. Ex9N-DH-6KT-AU (AS4777-2 2020) Eastron SDM630 MCT (40mA) Series | 161 |  |  | Ningbo Deye Ess Technology Co Ltd | AI-W5.1-B | 6 | Noark Electrics (Shanghai) Co., Ltd. | Ex9N-DH-6KT-AU (AS4777-2 2020) | Ningbo Deye Ess Technology Co Ltd | 2027-01-16
2025-01-20 | HBS16848 | Ningbo Deye Ess Technology Co Ltd AI-W5.1-B (x36) w/ Noark Electrics (Shanghai) Co., Ltd. Ex9N-DH-6KT-AU (AS4777-2 2020) Eastron SDM630 MCT (40mA) Series | 165.6 |  |  | Ningbo Deye Ess Technology Co Ltd | AI-W5.1-B | 6 | Noark Electrics (Shanghai) Co., Ltd. | Ex9N-DH-6KT-AU (AS4777-2 2020) | Ningbo Deye Ess Technology Co Ltd | 2027-01-16
2025-01-20 | HBS16849 | Ningbo Deye Ess Technology Co Ltd AI-W5.1-B (x2) w/ Noark Electrics (Shanghai) Co., Ltd. Ex9N-DH-8KT-AU (AS4777-2 2020) Eastron SDM630 MCT (40mA) Series | 9.2 |  |  | Ningbo Deye Ess Technology Co Ltd | AI-W5.1-B | 6 | Noark Electrics (Shanghai) Co., Ltd. | Ex9N-DH-8KT-AU (AS4777-2 2020) | Ningbo Deye Ess Technology Co Ltd | 2027-01-16
2025-01-20 | HBS16850 | Ningbo Deye Ess Technology Co Ltd AI-W5.1-B (x3) w/ Noark Electrics (Shanghai) Co., Ltd. Ex9N-DH-8KT-AU (AS4777-2 2020) Eastron SDM630 MCT (40mA) Series | 13.8 |  |  | Ningbo Deye Ess Technology Co Ltd | AI-W5.1-B | 6 | Noark Electrics (Shanghai) Co., Ltd. | Ex9N-DH-8KT-AU (AS4777-2 2020) | Ningbo Deye Ess Technology Co Ltd | 2027-01-16
2025-01-20 | HBS16851 | Ningbo Deye Ess Technology Co Ltd AI-W5.1-B (x4) w/ Noark Electrics (Shanghai) Co., Ltd. Ex9N-DH-8KT-AU (AS4777-2 2020) Eastron SDM630 MCT (40mA) Series | 18.4 |  |  | Ningbo Deye Ess Technology Co Ltd | AI-W5.1-B | 6 | Noark Electrics (Shanghai) Co., Ltd. | Ex9N-DH-8KT-AU (AS4777-2 2020) | Ningbo Deye Ess Technology Co Ltd | 2027-01-16
2025-01-20 | HBS16852 | Ningbo Deye Ess Technology Co Ltd AI-W5.1-B (x5) w/ Noark Electrics (Shanghai) Co., Ltd. Ex9N-DH-8KT-AU (AS4777-2 2020) Eastron SDM630 MCT (40mA) Series | 23 |  |  | Ningbo Deye Ess Technology Co Ltd | AI-W5.1-B | 6 | Noark Electrics (Shanghai) Co., Ltd. | Ex9N-DH-8KT-AU (AS4777-2 2020) | Ningbo Deye Ess Technology Co Ltd | 2027-01-16
2025-01-20 | HBS16853 | Ningbo Deye Ess Technology Co Ltd AI-W5.1-B (x6) w/ Noark Electrics (Shanghai) Co., Ltd. Ex9N-DH-8KT-AU (AS4777-2 2020) Eastron SDM630 MCT (40mA) Series | 27.6 |  |  | Ningbo Deye Ess Technology Co Ltd | AI-W5.1-B | 6 | Noark Electrics (Shanghai) Co., Ltd. | Ex9N-DH-8KT-AU (AS4777-2 2020) | Ningbo Deye Ess Technology Co Ltd | 2027-01-16
2025-01-20 | HBS16854 | Ningbo Deye Ess Technology Co Ltd AI-W5.1-B (x7) w/ Noark Electrics (Shanghai) Co., Ltd. Ex9N-DH-8KT-AU (AS4777-2 2020) Eastron SDM630 MCT (40mA) Series | 32.2 |  |  | Ningbo Deye Ess Technology Co Ltd | AI-W5.1-B | 6 | Noark Electrics (Shanghai) Co., Ltd. | Ex9N-DH-8KT-AU (AS4777-2 2020) | Ningbo Deye Ess Technology Co Ltd | 2027-01-16
2025-01-20 | HBS16855 | Ningbo Deye Ess Technology Co Ltd AI-W5.1-B (x8) w/ Noark Electrics (Shanghai) Co., Ltd. Ex9N-DH-8KT-AU (AS4777-2 2020) Eastron SDM630 MCT (40mA) Series | 36.8 |  |  | Ningbo Deye Ess Technology Co Ltd | AI-W5.1-B | 6 | Noark Electrics (Shanghai) Co., Ltd. | Ex9N-DH-8KT-AU (AS4777-2 2020) | Ningbo Deye Ess Technology Co Ltd | 2027-01-16
2025-01-20 | HBS16856 | Ningbo Deye Ess Technology Co Ltd AI-W5.1-B (x9) w/ Noark Electrics (Shanghai) Co., Ltd. Ex9N-DH-8KT-AU (AS4777-2 2020) Eastron SDM630 MCT (40mA) Series | 41.4 |  |  | Ningbo Deye Ess Technology Co Ltd | AI-W5.1-B | 6 | Noark Electrics (Shanghai) Co., Ltd. | Ex9N-DH-8KT-AU (AS4777-2 2020) | Ningbo Deye Ess Technology Co Ltd | 2027-01-16
2025-01-20 | HBS16857 | Ningbo Deye Ess Technology Co Ltd AI-W5.1-B (x10) w/ Noark Electrics (Shanghai) Co., Ltd. Ex9N-DH-8KT-AU (AS4777-2 2020) Eastron SDM630 MCT (40mA) Series | 46 |  |  | Ningbo Deye Ess Technology Co Ltd | AI-W5.1-B | 6 | Noark Electrics (Shanghai) Co., Ltd. | Ex9N-DH-8KT-AU (AS4777-2 2020) | Ningbo Deye Ess Technology Co Ltd | 2027-01-16
2025-01-20 | HBS16858 | Ningbo Deye Ess Technology Co Ltd AI-W5.1-B (x11) w/ Noark Electrics (Shanghai) Co., Ltd. Ex9N-DH-8KT-AU (AS4777-2 2020) Eastron SDM630 MCT (40mA) Series | 50.6 |  |  | Ningbo Deye Ess Technology Co Ltd | AI-W5.1-B | 6 | Noark Electrics (Shanghai) Co., Ltd. | Ex9N-DH-8KT-AU (AS4777-2 2020) | Ningbo Deye Ess Technology Co Ltd | 2027-01-16
2025-01-20 | HBS16859 | Ningbo Deye Ess Technology Co Ltd AI-W5.1-B (x12) w/ Noark Electrics (Shanghai) Co., Ltd. Ex9N-DH-8KT-AU (AS4777-2 2020) Eastron SDM630 MCT (40mA) Series | 55.2 |  |  | Ningbo Deye Ess Technology Co Ltd | AI-W5.1-B | 6 | Noark Electrics (Shanghai) Co., Ltd. | Ex9N-DH-8KT-AU (AS4777-2 2020) | Ningbo Deye Ess Technology Co Ltd | 2027-01-16
2025-01-20 | HBS16860 | Ningbo Deye Ess Technology Co Ltd AI-W5.1-B (x13) w/ Noark Electrics (Shanghai) Co., Ltd. Ex9N-DH-8KT-AU (AS4777-2 2020) Eastron SDM630 MCT (40mA) Series | 59.8 |  |  | Ningbo Deye Ess Technology Co Ltd | AI-W5.1-B | 6 | Noark Electrics (Shanghai) Co., Ltd. | Ex9N-DH-8KT-AU (AS4777-2 2020) | Ningbo Deye Ess Technology Co Ltd | 2027-01-16
2025-01-20 | HBS16861 | Ningbo Deye Ess Technology Co Ltd AI-W5.1-B (x14) w/ Noark Electrics (Shanghai) Co., Ltd. Ex9N-DH-8KT-AU (AS4777-2 2020) Eastron SDM630 MCT (40mA) Series | 64.4 |  |  | Ningbo Deye Ess Technology Co Ltd | AI-W5.1-B | 6 | Noark Electrics (Shanghai) Co., Ltd. | Ex9N-DH-8KT-AU (AS4777-2 2020) | Ningbo Deye Ess Technology Co Ltd | 2027-01-16
2025-01-20 | HBS16862 | Ningbo Deye Ess Technology Co Ltd AI-W5.1-B (x15) w/ Noark Electrics (Shanghai) Co., Ltd. Ex9N-DH-8KT-AU (AS4777-2 2020) Eastron SDM630 MCT (40mA) Series | 69 |  |  | Ningbo Deye Ess Technology Co Ltd | AI-W5.1-B | 6 | Noark Electrics (Shanghai) Co., Ltd. | Ex9N-DH-8KT-AU (AS4777-2 2020) | Ningbo Deye Ess Technology Co Ltd | 2027-01-16
2025-01-20 | HBS16863 | Ningbo Deye Ess Technology Co Ltd AI-W5.1-B (x16) w/ Noark Electrics (Shanghai) Co., Ltd. Ex9N-DH-8KT-AU (AS4777-2 2020) Eastron SDM630 MCT (40mA) Series | 73.6 |  |  | Ningbo Deye Ess Technology Co Ltd | AI-W5.1-B | 6 | Noark Electrics (Shanghai) Co., Ltd. | Ex9N-DH-8KT-AU (AS4777-2 2020) | Ningbo Deye Ess Technology Co Ltd | 2027-01-16
2025-01-20 | HBS16864 | Ningbo Deye Ess Technology Co Ltd AI-W5.1-B (x17) w/ Noark Electrics (Shanghai) Co., Ltd. Ex9N-DH-8KT-AU (AS4777-2 2020) Eastron SDM630 MCT (40mA) Series | 78.2 |  |  | Ningbo Deye Ess Technology Co Ltd | AI-W5.1-B | 6 | Noark Electrics (Shanghai) Co., Ltd. | Ex9N-DH-8KT-AU (AS4777-2 2020) | Ningbo Deye Ess Technology Co Ltd | 2027-01-16
2025-01-20 | HBS16865 | Ningbo Deye Ess Technology Co Ltd AI-W5.1-B (x18) w/ Noark Electrics (Shanghai) Co., Ltd. Ex9N-DH-8KT-AU (AS4777-2 2020) Eastron SDM630 MCT (40mA) Series | 82.8 |  |  | Ningbo Deye Ess Technology Co Ltd | AI-W5.1-B | 6 | Noark Electrics (Shanghai) Co., Ltd. | Ex9N-DH-8KT-AU (AS4777-2 2020) | Ningbo Deye Ess Technology Co Ltd | 2027-01-16
2025-01-20 | HBS16866 | Ningbo Deye Ess Technology Co Ltd AI-W5.1-B (x19) w/ Noark Electrics (Shanghai) Co., Ltd. Ex9N-DH-8KT-AU (AS4777-2 2020) Eastron SDM630 MCT (40mA) Series | 87.4 |  |  | Ningbo Deye Ess Technology Co Ltd | AI-W5.1-B | 6 | Noark Electrics (Shanghai) Co., Ltd. | Ex9N-DH-8KT-AU (AS4777-2 2020) | Ningbo Deye Ess Technology Co Ltd | 2027-01-16
2025-01-20 | HBS16867 | Ningbo Deye Ess Technology Co Ltd AI-W5.1-B (x20) w/ Noark Electrics (Shanghai) Co., Ltd. Ex9N-DH-8KT-AU (AS4777-2 2020) Eastron SDM630 MCT (40mA) Series | 92 |  |  | Ningbo Deye Ess Technology Co Ltd | AI-W5.1-B | 6 | Noark Electrics (Shanghai) Co., Ltd. | Ex9N-DH-8KT-AU (AS4777-2 2020) | Ningbo Deye Ess Technology Co Ltd | 2027-01-16
2025-01-20 | HBS16868 | Ningbo Deye Ess Technology Co Ltd AI-W5.1-B (x21) w/ Noark Electrics (Shanghai) Co., Ltd. Ex9N-DH-8KT-AU (AS4777-2 2020) Eastron SDM630 MCT (40mA) Series | 96.6 |  |  | Ningbo Deye Ess Technology Co Ltd | AI-W5.1-B | 6 | Noark Electrics (Shanghai) Co., Ltd. | Ex9N-DH-8KT-AU (AS4777-2 2020) | Ningbo Deye Ess Technology Co Ltd | 2027-01-16
2025-01-20 | HBS16869 | Ningbo Deye Ess Technology Co Ltd AI-W5.1-B (x22) w/ Noark Electrics (Shanghai) Co., Ltd. Ex9N-DH-8KT-AU (AS4777-2 2020) Eastron SDM630 MCT (40mA) Series | 101.2 |  |  | Ningbo Deye Ess Technology Co Ltd | AI-W5.1-B | 6 | Noark Electrics (Shanghai) Co., Ltd. | Ex9N-DH-8KT-AU (AS4777-2 2020) | Ningbo Deye Ess Technology Co Ltd | 2027-01-16
2025-01-20 | HBS16870 | Ningbo Deye Ess Technology Co Ltd AI-W5.1-B (x23) w/ Noark Electrics (Shanghai) Co., Ltd. Ex9N-DH-8KT-AU (AS4777-2 2020) Eastron SDM630 MCT (40mA) Series | 105.8 |  |  | Ningbo Deye Ess Technology Co Ltd | AI-W5.1-B | 6 | Noark Electrics (Shanghai) Co., Ltd. | Ex9N-DH-8KT-AU (AS4777-2 2020) | Ningbo Deye Ess Technology Co Ltd | 2027-01-16
2025-01-20 | HBS16871 | Ningbo Deye Ess Technology Co Ltd AI-W5.1-B (x24) w/ Noark Electrics (Shanghai) Co., Ltd. Ex9N-DH-8KT-AU (AS4777-2 2020) Eastron SDM630 MCT (40mA) Series | 110.4 |  |  | Ningbo Deye Ess Technology Co Ltd | AI-W5.1-B | 6 | Noark Electrics (Shanghai) Co., Ltd. | Ex9N-DH-8KT-AU (AS4777-2 2020) | Ningbo Deye Ess Technology Co Ltd | 2027-01-16
2025-01-20 | HBS16872 | Ningbo Deye Ess Technology Co Ltd AI-W5.1-B (x25) w/ Noark Electrics (Shanghai) Co., Ltd. Ex9N-DH-8KT-AU (AS4777-2 2020) Eastron SDM630 MCT (40mA) Series | 115 |  |  | Ningbo Deye Ess Technology Co Ltd | AI-W5.1-B | 6 | Noark Electrics (Shanghai) Co., Ltd. | Ex9N-DH-8KT-AU (AS4777-2 2020) | Ningbo Deye Ess Technology Co Ltd | 2027-01-16
2025-01-20 | HBS16873 | Ningbo Deye Ess Technology Co Ltd AI-W5.1-B (x26) w/ Noark Electrics (Shanghai) Co., Ltd. Ex9N-DH-8KT-AU (AS4777-2 2020) Eastron SDM630 MCT (40mA) Series | 119.6 |  |  | Ningbo Deye Ess Technology Co Ltd | AI-W5.1-B | 6 | Noark Electrics (Shanghai) Co., Ltd. | Ex9N-DH-8KT-AU (AS4777-2 2020) | Ningbo Deye Ess Technology Co Ltd | 2027-01-16
2025-01-20 | HBS16874 | Ningbo Deye Ess Technology Co Ltd AI-W5.1-B (x27) w/ Noark Electrics (Shanghai) Co., Ltd. Ex9N-DH-8KT-AU (AS4777-2 2020) Eastron SDM630 MCT (40mA) Series | 124.2 |  |  | Ningbo Deye Ess Technology Co Ltd | AI-W5.1-B | 6 | Noark Electrics (Shanghai) Co., Ltd. | Ex9N-DH-8KT-AU (AS4777-2 2020) | Ningbo Deye Ess Technology Co Ltd | 2027-01-16
2025-01-20 | HBS16875 | Ningbo Deye Ess Technology Co Ltd AI-W5.1-B (x28) w/ Noark Electrics (Shanghai) Co., Ltd. Ex9N-DH-8KT-AU (AS4777-2 2020) Eastron SDM630 MCT (40mA) Series | 128.8 |  |  | Ningbo Deye Ess Technology Co Ltd | AI-W5.1-B | 6 | Noark Electrics (Shanghai) Co., Ltd. | Ex9N-DH-8KT-AU (AS4777-2 2020) | Ningbo Deye Ess Technology Co Ltd | 2027-01-16
2025-01-20 | HBS16876 | Ningbo Deye Ess Technology Co Ltd AI-W5.1-B (x29) w/ Noark Electrics (Shanghai) Co., Ltd. Ex9N-DH-8KT-AU (AS4777-2 2020) Eastron SDM630 MCT (40mA) Series | 133.4 |  |  | Ningbo Deye Ess Technology Co Ltd | AI-W5.1-B | 6 | Noark Electrics (Shanghai) Co., Ltd. | Ex9N-DH-8KT-AU (AS4777-2 2020) | Ningbo Deye Ess Technology Co Ltd | 2027-01-16
2025-01-20 | HBS16877 | Ningbo Deye Ess Technology Co Ltd AI-W5.1-B (x30) w/ Noark Electrics (Shanghai) Co., Ltd. Ex9N-DH-8KT-AU (AS4777-2 2020) Eastron SDM630 MCT (40mA) Series | 138 |  |  | Ningbo Deye Ess Technology Co Ltd | AI-W5.1-B | 6 | Noark Electrics (Shanghai) Co., Ltd. | Ex9N-DH-8KT-AU (AS4777-2 2020) | Ningbo Deye Ess Technology Co Ltd | 2027-01-16
2025-01-20 | HBS16878 | Ningbo Deye Ess Technology Co Ltd AI-W5.1-B (x31) w/ Noark Electrics (Shanghai) Co., Ltd. Ex9N-DH-8KT-AU (AS4777-2 2020) Eastron SDM630 MCT (40mA) Series | 142.6 |  |  | Ningbo Deye Ess Technology Co Ltd | AI-W5.1-B | 6 | Noark Electrics (Shanghai) Co., Ltd. | Ex9N-DH-8KT-AU (AS4777-2 2020) | Ningbo Deye Ess Technology Co Ltd | 2027-01-16
2025-01-20 | HBS16879 | Ningbo Deye Ess Technology Co Ltd AI-W5.1-B (x32) w/ Noark Electrics (Shanghai) Co., Ltd. Ex9N-DH-8KT-AU (AS4777-2 2020) Eastron SDM630 MCT (40mA) Series | 147.2 |  |  | Ningbo Deye Ess Technology Co Ltd | AI-W5.1-B | 6 | Noark Electrics (Shanghai) Co., Ltd. | Ex9N-DH-8KT-AU (AS4777-2 2020) | Ningbo Deye Ess Technology Co Ltd | 2027-01-16
2025-01-20 | HBS16880 | Ningbo Deye Ess Technology Co Ltd AI-W5.1-B (x33) w/ Noark Electrics (Shanghai) Co., Ltd. Ex9N-DH-8KT-AU (AS4777-2 2020) Eastron SDM630 MCT (40mA) Series | 151.8 |  |  | Ningbo Deye Ess Technology Co Ltd | AI-W5.1-B | 6 | Noark Electrics (Shanghai) Co., Ltd. | Ex9N-DH-8KT-AU (AS4777-2 2020) | Ningbo Deye Ess Technology Co Ltd | 2027-01-16
2025-01-20 | HBS16881 | Ningbo Deye Ess Technology Co Ltd AI-W5.1-B (x34) w/ Noark Electrics (Shanghai) Co., Ltd. Ex9N-DH-8KT-AU (AS4777-2 2020) Eastron SDM630 MCT (40mA) Series | 156.4 |  |  | Ningbo Deye Ess Technology Co Ltd | AI-W5.1-B | 6 | Noark Electrics (Shanghai) Co., Ltd. | Ex9N-DH-8KT-AU (AS4777-2 2020) | Ningbo Deye Ess Technology Co Ltd | 2027-01-16
2025-01-20 | HBS16882 | Ningbo Deye Ess Technology Co Ltd AI-W5.1-B (x35) w/ Noark Electrics (Shanghai) Co., Ltd. Ex9N-DH-8KT-AU (AS4777-2 2020) Eastron SDM630 MCT (40mA) Series | 161 |  |  | Ningbo Deye Ess Technology Co Ltd | AI-W5.1-B | 6 | Noark Electrics (Shanghai) Co., Ltd. | Ex9N-DH-8KT-AU (AS4777-2 2020) | Ningbo Deye Ess Technology Co Ltd | 2027-01-16
2025-01-20 | HBS16883 | Ningbo Deye Ess Technology Co Ltd AI-W5.1-B (x36) w/ Noark Electrics (Shanghai) Co., Ltd. Ex9N-DH-8KT-AU (AS4777-2 2020) Eastron SDM630 MCT (40mA) Series | 165.6 |  |  | Ningbo Deye Ess Technology Co Ltd | AI-W5.1-B | 6 | Noark Electrics (Shanghai) Co., Ltd. | Ex9N-DH-8KT-AU (AS4777-2 2020) | Ningbo Deye Ess Technology Co Ltd | 2027-01-16
2025-01-20 | HBS16884 | Ningbo Deye Ess Technology Co Ltd AI-W5.1-B (x2) w/ Noark Electrics (Shanghai) Co., Ltd. Ex9N-DH-10KT-AU (AS4777-2 2020) Eastron SDM630 MCT (40mA) Series | 9.2 |  |  | Ningbo Deye Ess Technology Co Ltd | AI-W5.1-B | 6 | Noark Electrics (Shanghai) Co., Ltd. | Ex9N-DH-10KT-AU (AS4777-2 2020) | Ningbo Deye Ess Technology Co Ltd | 2027-01-16
2025-01-20 | HBS16885 | Ningbo Deye Ess Technology Co Ltd AI-W5.1-B (x3) w/ Noark Electrics (Shanghai) Co., Ltd. Ex9N-DH-10KT-AU (AS4777-2 2020) Eastron SDM630 MCT (40mA) Series | 13.8 |  |  | Ningbo Deye Ess Technology Co Ltd | AI-W5.1-B | 6 | Noark Electrics (Shanghai) Co., Ltd. | Ex9N-DH-10KT-AU (AS4777-2 2020) | Ningbo Deye Ess Technology Co Ltd | 2027-01-16
2025-01-20 | HBS16886 | Ningbo Deye Ess Technology Co Ltd AI-W5.1-B (x4) w/ Noark Electrics (Shanghai) Co., Ltd. Ex9N-DH-10KT-AU (AS4777-2 2020) Eastron SDM630 MCT (40mA) Series | 18.4 |  |  | Ningbo Deye Ess Technology Co Ltd | AI-W5.1-B | 6 | Noark Electrics (Shanghai) Co., Ltd. | Ex9N-DH-10KT-AU (AS4777-2 2020) | Ningbo Deye Ess Technology Co Ltd | 2027-01-16
2025-01-20 | HBS16887 | Ningbo Deye Ess Technology Co Ltd AI-W5.1-B (x5) w/ Noark Electrics (Shanghai) Co., Ltd. Ex9N-DH-10KT-AU (AS4777-2 2020) Eastron SDM630 MCT (40mA) Series | 23 |  |  | Ningbo Deye Ess Technology Co Ltd | AI-W5.1-B | 6 | Noark Electrics (Shanghai) Co., Ltd. | Ex9N-DH-10KT-AU (AS4777-2 2020) | Ningbo Deye Ess Technology Co Ltd | 2027-01-16
2025-01-20 | HBS16888 | Ningbo Deye Ess Technology Co Ltd AI-W5.1-B (x6) w/ Noark Electrics (Shanghai) Co., Ltd. Ex9N-DH-10KT-AU (AS4777-2 2020) Eastron SDM630 MCT (40mA) Series | 27.6 |  |  | Ningbo Deye Ess Technology Co Ltd | AI-W5.1-B | 6 | Noark Electrics (Shanghai) Co., Ltd. | Ex9N-DH-10KT-AU (AS4777-2 2020) | Ningbo Deye Ess Technology Co Ltd | 2027-01-16
2025-01-20 | HBS16889 | Ningbo Deye Ess Technology Co Ltd AI-W5.1-B (x7) w/ Noark Electrics (Shanghai) Co., Ltd. Ex9N-DH-10KT-AU (AS4777-2 2020) Eastron SDM630 MCT (40mA) Series | 32.2 |  |  | Ningbo Deye Ess Technology Co Ltd | AI-W5.1-B | 6 | Noark Electrics (Shanghai) Co., Ltd. | Ex9N-DH-10KT-AU (AS4777-2 2020) | Ningbo Deye Ess Technology Co Ltd | 2027-01-16
2025-01-20 | HBS16890 | Ningbo Deye Ess Technology Co Ltd AI-W5.1-B (x8) w/ Noark Electrics (Shanghai) Co., Ltd. Ex9N-DH-10KT-AU (AS4777-2 2020) Eastron SDM630 MCT (40mA) Series | 36.8 |  |  | Ningbo Deye Ess Technology Co Ltd | AI-W5.1-B | 6 | Noark Electrics (Shanghai) Co., Ltd. | Ex9N-DH-10KT-AU (AS4777-2 2020) | Ningbo Deye Ess Technology Co Ltd | 2027-01-16
2025-01-20 | HBS16891 | Ningbo Deye Ess Technology Co Ltd AI-W5.1-B (x9) w/ Noark Electrics (Shanghai) Co., Ltd. Ex9N-DH-10KT-AU (AS4777-2 2020) Eastron SDM630 MCT (40mA) Series | 41.4 |  |  | Ningbo Deye Ess Technology Co Ltd | AI-W5.1-B | 6 | Noark Electrics (Shanghai) Co., Ltd. | Ex9N-DH-10KT-AU (AS4777-2 2020) | Ningbo Deye Ess Technology Co Ltd | 2027-01-16
2025-01-20 | HBS16892 | Ningbo Deye Ess Technology Co Ltd AI-W5.1-B (x10) w/ Noark Electrics (Shanghai) Co., Ltd. Ex9N-DH-10KT-AU (AS4777-2 2020) Eastron SDM630 MCT (40mA) Series | 46 |  |  | Ningbo Deye Ess Technology Co Ltd | AI-W5.1-B | 6 | Noark Electrics (Shanghai) Co., Ltd. | Ex9N-DH-10KT-AU (AS4777-2 2020) | Ningbo Deye Ess Technology Co Ltd | 2027-01-16
2025-01-20 | HBS16893 | Ningbo Deye Ess Technology Co Ltd AI-W5.1-B (x11) w/ Noark Electrics (Shanghai) Co., Ltd. Ex9N-DH-10KT-AU (AS4777-2 2020) Eastron SDM630 MCT (40mA) Series | 50.6 |  |  | Ningbo Deye Ess Technology Co Ltd | AI-W5.1-B | 6 | Noark Electrics (Shanghai) Co., Ltd. | Ex9N-DH-10KT-AU (AS4777-2 2020) | Ningbo Deye Ess Technology Co Ltd | 2027-01-16
2025-01-20 | HBS16894 | Ningbo Deye Ess Technology Co Ltd AI-W5.1-B (x12) w/ Noark Electrics (Shanghai) Co., Ltd. Ex9N-DH-10KT-AU (AS4777-2 2020) Eastron SDM630 MCT (40mA) Series | 55.2 |  |  | Ningbo Deye Ess Technology Co Ltd | AI-W5.1-B | 6 | Noark Electrics (Shanghai) Co., Ltd. | Ex9N-DH-10KT-AU (AS4777-2 2020) | Ningbo Deye Ess Technology Co Ltd | 2027-01-16
2025-01-20 | HBS16895 | Ningbo Deye Ess Technology Co Ltd AI-W5.1-B (x13) w/ Noark Electrics (Shanghai) Co., Ltd. Ex9N-DH-10KT-AU (AS4777-2 2020) Eastron SDM630 MCT (40mA) Series | 59.8 |  |  | Ningbo Deye Ess Technology Co Ltd | AI-W5.1-B | 6 | Noark Electrics (Shanghai) Co., Ltd. | Ex9N-DH-10KT-AU (AS4777-2 2020) | Ningbo Deye Ess Technology Co Ltd | 2027-01-16
2025-01-20 | HBS16896 | Ningbo Deye Ess Technology Co Ltd AI-W5.1-B (x14) w/ Noark Electrics (Shanghai) Co., Ltd. Ex9N-DH-10KT-AU (AS4777-2 2020) Eastron SDM630 MCT (40mA) Series | 64.4 |  |  | Ningbo Deye Ess Technology Co Ltd | AI-W5.1-B | 6 | Noark Electrics (Shanghai) Co., Ltd. | Ex9N-DH-10KT-AU (AS4777-2 2020) | Ningbo Deye Ess Technology Co Ltd | 2027-01-16
2025-01-20 | HBS16897 | Ningbo Deye Ess Technology Co Ltd AI-W5.1-B (x15) w/ Noark Electrics (Shanghai) Co., Ltd. Ex9N-DH-10KT-AU (AS4777-2 2020) Eastron SDM630 MCT (40mA) Series | 69 |  |  | Ningbo Deye Ess Technology Co Ltd | AI-W5.1-B | 6 | Noark Electrics (Shanghai) Co., Ltd. | Ex9N-DH-10KT-AU (AS4777-2 2020) | Ningbo Deye Ess Technology Co Ltd | 2027-01-16
2025-01-20 | HBS16898 | Ningbo Deye Ess Technology Co Ltd AI-W5.1-B (x16) w/ Noark Electrics (Shanghai) Co., Ltd. Ex9N-DH-10KT-AU (AS4777-2 2020) Eastron SDM630 MCT (40mA) Series | 73.6 |  |  | Ningbo Deye Ess Technology Co Ltd | AI-W5.1-B | 6 | Noark Electrics (Shanghai) Co., Ltd. | Ex9N-DH-10KT-AU (AS4777-2 2020) | Ningbo Deye Ess Technology Co Ltd | 2027-01-16
2025-01-20 | HBS16899 | Ningbo Deye Ess Technology Co Ltd AI-W5.1-B (x17) w/ Noark Electrics (Shanghai) Co., Ltd. Ex9N-DH-10KT-AU (AS4777-2 2020) Eastron SDM630 MCT (40mA) Series | 78.2 |  |  | Ningbo Deye Ess Technology Co Ltd | AI-W5.1-B | 6 | Noark Electrics (Shanghai) Co., Ltd. | Ex9N-DH-10KT-AU (AS4777-2 2020) | Ningbo Deye Ess Technology Co Ltd | 2027-01-16
2025-01-20 | HBS16900 | Ningbo Deye Ess Technology Co Ltd AI-W5.1-B (x18) w/ Noark Electrics (Shanghai) Co., Ltd. Ex9N-DH-10KT-AU (AS4777-2 2020) Eastron SDM630 MCT (40mA) Series | 82.8 |  |  | Ningbo Deye Ess Technology Co Ltd | AI-W5.1-B | 6 | Noark Electrics (Shanghai) Co., Ltd. | Ex9N-DH-10KT-AU (AS4777-2 2020) | Ningbo Deye Ess Technology Co Ltd | 2027-01-16
2025-01-20 | HBS16901 | Ningbo Deye Ess Technology Co Ltd AI-W5.1-B (x19) w/ Noark Electrics (Shanghai) Co., Ltd. Ex9N-DH-10KT-AU (AS4777-2 2020) Eastron SDM630 MCT (40mA) Series | 87.4 |  |  | Ningbo Deye Ess Technology Co Ltd | AI-W5.1-B | 6 | Noark Electrics (Shanghai) Co., Ltd. | Ex9N-DH-10KT-AU (AS4777-2 2020) | Ningbo Deye Ess Technology Co Ltd | 2027-01-16
2025-01-20 | HBS16902 | Ningbo Deye Ess Technology Co Ltd AI-W5.1-B (x20) w/ Noark Electrics (Shanghai) Co., Ltd. Ex9N-DH-10KT-AU (AS4777-2 2020) Eastron SDM630 MCT (40mA) Series | 92 |  |  | Ningbo Deye Ess Technology Co Ltd | AI-W5.1-B | 6 | Noark Electrics (Shanghai) Co., Ltd. | Ex9N-DH-10KT-AU (AS4777-2 2020) | Ningbo Deye Ess Technology Co Ltd | 2027-01-16
2025-01-20 | HBS16903 | Ningbo Deye Ess Technology Co Ltd AI-W5.1-B (x21) w/ Noark Electrics (Shanghai) Co., Ltd. Ex9N-DH-10KT-AU (AS4777-2 2020) Eastron SDM630 MCT (40mA) Series | 96.6 |  |  | Ningbo Deye Ess Technology Co Ltd | AI-W5.1-B | 6 | Noark Electrics (Shanghai) Co., Ltd. | Ex9N-DH-10KT-AU (AS4777-2 2020) | Ningbo Deye Ess Technology Co Ltd | 2027-01-16
2025-01-20 | HBS16904 | Ningbo Deye Ess Technology Co Ltd AI-W5.1-B (x22) w/ Noark Electrics (Shanghai) Co., Ltd. Ex9N-DH-10KT-AU (AS4777-2 2020) Eastron SDM630 MCT (40mA) Series | 101.2 |  |  | Ningbo Deye Ess Technology Co Ltd | AI-W5.1-B | 6 | Noark Electrics (Shanghai) Co., Ltd. | Ex9N-DH-10KT-AU (AS4777-2 2020) | Ningbo Deye Ess Technology Co Ltd | 2027-01-16
2025-01-20 | HBS16905 | Ningbo Deye Ess Technology Co Ltd AI-W5.1-B (x23) w/ Noark Electrics (Shanghai) Co., Ltd. Ex9N-DH-10KT-AU (AS4777-2 2020) Eastron SDM630 MCT (40mA) Series | 105.8 |  |  | Ningbo Deye Ess Technology Co Ltd | AI-W5.1-B | 6 | Noark Electrics (Shanghai) Co., Ltd. | Ex9N-DH-10KT-AU (AS4777-2 2020) | Ningbo Deye Ess Technology Co Ltd | 2027-01-16
2025-01-20 | HBS16906 | Ningbo Deye Ess Technology Co Ltd AI-W5.1-B (x24) w/ Noark Electrics (Shanghai) Co., Ltd. Ex9N-DH-10KT-AU (AS4777-2 2020) Eastron SDM630 MCT (40mA) Series | 110.4 |  |  | Ningbo Deye Ess Technology Co Ltd | AI-W5.1-B | 6 | Noark Electrics (Shanghai) Co., Ltd. | Ex9N-DH-10KT-AU (AS4777-2 2020) | Ningbo Deye Ess Technology Co Ltd | 2027-01-16
2025-01-20 | HBS16907 | Ningbo Deye Ess Technology Co Ltd AI-W5.1-B (x25) w/ Noark Electrics (Shanghai) Co., Ltd. Ex9N-DH-10KT-AU (AS4777-2 2020) Eastron SDM630 MCT (40mA) Series | 115 |  |  | Ningbo Deye Ess Technology Co Ltd | AI-W5.1-B | 6 | Noark Electrics (Shanghai) Co., Ltd. | Ex9N-DH-10KT-AU (AS4777-2 2020) | Ningbo Deye Ess Technology Co Ltd | 2027-01-16
2025-01-20 | HBS16908 | Ningbo Deye Ess Technology Co Ltd AI-W5.1-B (x26) w/ Noark Electrics (Shanghai) Co., Ltd. Ex9N-DH-10KT-AU (AS4777-2 2020) Eastron SDM630 MCT (40mA) Series | 119.6 |  |  | Ningbo Deye Ess Technology Co Ltd | AI-W5.1-B | 6 | Noark Electrics (Shanghai) Co., Ltd. | Ex9N-DH-10KT-AU (AS4777-2 2020) | Ningbo Deye Ess Technology Co Ltd | 2027-01-16
2025-01-20 | HBS16909 | Ningbo Deye Ess Technology Co Ltd AI-W5.1-B (x27) w/ Noark Electrics (Shanghai) Co., Ltd. Ex9N-DH-10KT-AU (AS4777-2 2020) Eastron SDM630 MCT (40mA) Series | 124.2 |  |  | Ningbo Deye Ess Technology Co Ltd | AI-W5.1-B | 6 | Noark Electrics (Shanghai) Co., Ltd. | Ex9N-DH-10KT-AU (AS4777-2 2020) | Ningbo Deye Ess Technology Co Ltd | 2027-01-16
2025-01-20 | HBS16910 | Ningbo Deye Ess Technology Co Ltd AI-W5.1-B (x28) w/ Noark Electrics (Shanghai) Co., Ltd. Ex9N-DH-10KT-AU (AS4777-2 2020) Eastron SDM630 MCT (40mA) Series | 128.8 |  |  | Ningbo Deye Ess Technology Co Ltd | AI-W5.1-B | 6 | Noark Electrics (Shanghai) Co., Ltd. | Ex9N-DH-10KT-AU (AS4777-2 2020) | Ningbo Deye Ess Technology Co Ltd | 2027-01-16
2025-01-20 | HBS16911 | Ningbo Deye Ess Technology Co Ltd AI-W5.1-B (x29) w/ Noark Electrics (Shanghai) Co., Ltd. Ex9N-DH-10KT-AU (AS4777-2 2020) Eastron SDM630 MCT (40mA) Series | 133.4 |  |  | Ningbo Deye Ess Technology Co Ltd | AI-W5.1-B | 6 | Noark Electrics (Shanghai) Co., Ltd. | Ex9N-DH-10KT-AU (AS4777-2 2020) | Ningbo Deye Ess Technology Co Ltd | 2027-01-16
2025-01-20 | HBS16912 | Ningbo Deye Ess Technology Co Ltd AI-W5.1-B (x30) w/ Noark Electrics (Shanghai) Co., Ltd. Ex9N-DH-10KT-AU (AS4777-2 2020) Eastron SDM630 MCT (40mA) Series | 138 |  |  | Ningbo Deye Ess Technology Co Ltd | AI-W5.1-B | 6 | Noark Electrics (Shanghai) Co., Ltd. | Ex9N-DH-10KT-AU (AS4777-2 2020) | Ningbo Deye Ess Technology Co Ltd | 2027-01-16
2025-01-20 | HBS16913 | Ningbo Deye Ess Technology Co Ltd AI-W5.1-B (x31) w/ Noark Electrics (Shanghai) Co., Ltd. Ex9N-DH-10KT-AU (AS4777-2 2020) Eastron SDM630 MCT (40mA) Series | 142.6 |  |  | Ningbo Deye Ess Technology Co Ltd | AI-W5.1-B | 6 | Noark Electrics (Shanghai) Co., Ltd. | Ex9N-DH-10KT-AU (AS4777-2 2020) | Ningbo Deye Ess Technology Co Ltd | 2027-01-16
2025-01-20 | HBS16914 | Ningbo Deye Ess Technology Co Ltd AI-W5.1-B (x32) w/ Noark Electrics (Shanghai) Co., Ltd. Ex9N-DH-10KT-AU (AS4777-2 2020) Eastron SDM630 MCT (40mA) Series | 147.2 |  |  | Ningbo Deye Ess Technology Co Ltd | AI-W5.1-B | 6 | Noark Electrics (Shanghai) Co., Ltd. | Ex9N-DH-10KT-AU (AS4777-2 2020) | Ningbo Deye Ess Technology Co Ltd | 2027-01-16
2025-01-20 | HBS16915 | Ningbo Deye Ess Technology Co Ltd AI-W5.1-B (x33) w/ Noark Electrics (Shanghai) Co., Ltd. Ex9N-DH-10KT-AU (AS4777-2 2020) Eastron SDM630 MCT (40mA) Series | 151.8 |  |  | Ningbo Deye Ess Technology Co Ltd | AI-W5.1-B | 6 | Noark Electrics (Shanghai) Co., Ltd. | Ex9N-DH-10KT-AU (AS4777-2 2020) | Ningbo Deye Ess Technology Co Ltd | 2027-01-16
2025-01-20 | HBS16916 | Ningbo Deye Ess Technology Co Ltd AI-W5.1-B (x34) w/ Noark Electrics (Shanghai) Co., Ltd. Ex9N-DH-10KT-AU (AS4777-2 2020) Eastron SDM630 MCT (40mA) Series | 156.4 |  |  | Ningbo Deye Ess Technology Co Ltd | AI-W5.1-B | 6 | Noark Electrics (Shanghai) Co., Ltd. | Ex9N-DH-10KT-AU (AS4777-2 2020) | Ningbo Deye Ess Technology Co Ltd | 2027-01-16
2025-01-20 | HBS16917 | Ningbo Deye Ess Technology Co Ltd AI-W5.1-B (x35) w/ Noark Electrics (Shanghai) Co., Ltd. Ex9N-DH-10KT-AU (AS4777-2 2020) Eastron SDM630 MCT (40mA) Series | 161 |  |  | Ningbo Deye Ess Technology Co Ltd | AI-W5.1-B | 6 | Noark Electrics (Shanghai) Co., Ltd. | Ex9N-DH-10KT-AU (AS4777-2 2020) | Ningbo Deye Ess Technology Co Ltd | 2027-01-16
2025-01-20 | HBS16918 | Ningbo Deye Ess Technology Co Ltd AI-W5.1-B (x36) w/ Noark Electrics (Shanghai) Co., Ltd. Ex9N-DH-10KT-AU (AS4777-2 2020) Eastron SDM630 MCT (40mA) Series | 165.6 |  |  | Ningbo Deye Ess Technology Co Ltd | AI-W5.1-B | 6 | Noark Electrics (Shanghai) Co., Ltd. | Ex9N-DH-10KT-AU (AS4777-2 2020) | Ningbo Deye Ess Technology Co Ltd | 2027-01-16
2025-01-20 | HBS16919 | Ningbo Deye Ess Technology Co Ltd AI-W5.1-B (x2) w/ Noark Electrics (Shanghai) Co., Ltd. Ex9N-DH-12KT-AU (AS4777-2 2020) Eastron SDM630 MCT (40mA) Series | 9.2 |  |  | Ningbo Deye Ess Technology Co Ltd | AI-W5.1-B | 6 | Noark Electrics (Shanghai) Co., Ltd. | Ex9N-DH-12KT-AU (AS4777-2 2020) | Ningbo Deye Ess Technology Co Ltd | 2027-01-16
2025-01-20 | HBS16920 | Ningbo Deye Ess Technology Co Ltd AI-W5.1-B (x3) w/ Noark Electrics (Shanghai) Co., Ltd. Ex9N-DH-12KT-AU (AS4777-2 2020) Eastron SDM630 MCT (40mA) Series | 13.8 |  |  | Ningbo Deye Ess Technology Co Ltd | AI-W5.1-B | 6 | Noark Electrics (Shanghai) Co., Ltd. | Ex9N-DH-12KT-AU (AS4777-2 2020) | Ningbo Deye Ess Technology Co Ltd | 2027-01-16
2025-01-20 | HBS16921 | Ningbo Deye Ess Technology Co Ltd AI-W5.1-B (x4) w/ Noark Electrics (Shanghai) Co., Ltd. Ex9N-DH-12KT-AU (AS4777-2 2020) Eastron SDM630 MCT (40mA) Series | 18.4 |  |  | Ningbo Deye Ess Technology Co Ltd | AI-W5.1-B | 6 | Noark Electrics (Shanghai) Co., Ltd. | Ex9N-DH-12KT-AU (AS4777-2 2020) | Ningbo Deye Ess Technology Co Ltd | 2027-01-16
2025-01-20 | HBS16922 | Ningbo Deye Ess Technology Co Ltd AI-W5.1-B (x5) w/ Noark Electrics (Shanghai) Co., Ltd. Ex9N-DH-12KT-AU (AS4777-2 2020) Eastron SDM630 MCT (40mA) Series | 23 |  |  | Ningbo Deye Ess Technology Co Ltd | AI-W5.1-B | 6 | Noark Electrics (Shanghai) Co., Ltd. | Ex9N-DH-12KT-AU (AS4777-2 2020) | Ningbo Deye Ess Technology Co Ltd | 2027-01-16
2025-01-20 | HBS16923 | Ningbo Deye Ess Technology Co Ltd AI-W5.1-B (x6) w/ Noark Electrics (Shanghai) Co., Ltd. Ex9N-DH-12KT-AU (AS4777-2 2020) Eastron SDM630 MCT (40mA) Series | 27.6 |  |  | Ningbo Deye Ess Technology Co Ltd | AI-W5.1-B | 6 | Noark Electrics (Shanghai) Co., Ltd. | Ex9N-DH-12KT-AU (AS4777-2 2020) | Ningbo Deye Ess Technology Co Ltd | 2027-01-16
2025-01-20 | HBS16924 | Ningbo Deye Ess Technology Co Ltd AI-W5.1-B (x7) w/ Noark Electrics (Shanghai) Co., Ltd. Ex9N-DH-12KT-AU (AS4777-2 2020) Eastron SDM630 MCT (40mA) Series | 32.2 |  |  | Ningbo Deye Ess Technology Co Ltd | AI-W5.1-B | 6 | Noark Electrics (Shanghai) Co., Ltd. | Ex9N-DH-12KT-AU (AS4777-2 2020) | Ningbo Deye Ess Technology Co Ltd | 2027-01-16
2025-01-20 | HBS16925 | Ningbo Deye Ess Technology Co Ltd AI-W5.1-B (x8) w/ Noark Electrics (Shanghai) Co., Ltd. Ex9N-DH-12KT-AU (AS4777-2 2020) Eastron SDM630 MCT (40mA) Series | 36.8 |  |  | Ningbo Deye Ess Technology Co Ltd | AI-W5.1-B | 6 | Noark Electrics (Shanghai) Co., Ltd. | Ex9N-DH-12KT-AU (AS4777-2 2020) | Ningbo Deye Ess Technology Co Ltd | 2027-01-16
2025-01-20 | HBS16926 | Ningbo Deye Ess Technology Co Ltd AI-W5.1-B (x9) w/ Noark Electrics (Shanghai) Co., Ltd. Ex9N-DH-12KT-AU (AS4777-2 2020) Eastron SDM630 MCT (40mA) Series | 41.4 |  |  | Ningbo Deye Ess Technology Co Ltd | AI-W5.1-B | 6 | Noark Electrics (Shanghai) Co., Ltd. | Ex9N-DH-12KT-AU (AS4777-2 2020) | Ningbo Deye Ess Technology Co Ltd | 2027-01-16
2025-01-20 | HBS16927 | Ningbo Deye Ess Technology Co Ltd AI-W5.1-B (x10) w/ Noark Electrics (Shanghai) Co., Ltd. Ex9N-DH-12KT-AU (AS4777-2 2020) Eastron SDM630 MCT (40mA) Series | 46 |  |  | Ningbo Deye Ess Technology Co Ltd | AI-W5.1-B | 6 | Noark Electrics (Shanghai) Co., Ltd. | Ex9N-DH-12KT-AU (AS4777-2 2020) | Ningbo Deye Ess Technology Co Ltd | 2027-01-16
2025-01-20 | HBS16928 | Ningbo Deye Ess Technology Co Ltd AI-W5.1-B (x11) w/ Noark Electrics (Shanghai) Co., Ltd. Ex9N-DH-12KT-AU (AS4777-2 2020) Eastron SDM630 MCT (40mA) Series | 50.6 |  |  | Ningbo Deye Ess Technology Co Ltd | AI-W5.1-B | 6 | Noark Electrics (Shanghai) Co., Ltd. | Ex9N-DH-12KT-AU (AS4777-2 2020) | Ningbo Deye Ess Technology Co Ltd | 2027-01-16
2025-01-20 | HBS16929 | Ningbo Deye Ess Technology Co Ltd AI-W5.1-B (x12) w/ Noark Electrics (Shanghai) Co., Ltd. Ex9N-DH-12KT-AU (AS4777-2 2020) Eastron SDM630 MCT (40mA) Series | 55.2 |  |  | Ningbo Deye Ess Technology Co Ltd | AI-W5.1-B | 6 | Noark Electrics (Shanghai) Co., Ltd. | Ex9N-DH-12KT-AU (AS4777-2 2020) | Ningbo Deye Ess Technology Co Ltd | 2027-01-16
2025-01-20 | HBS16930 | Ningbo Deye Ess Technology Co Ltd AI-W5.1-B (x13) w/ Noark Electrics (Shanghai) Co., Ltd. Ex9N-DH-12KT-AU (AS4777-2 2020) Eastron SDM630 MCT (40mA) Series | 59.8 |  |  | Ningbo Deye Ess Technology Co Ltd | AI-W5.1-B | 6 | Noark Electrics (Shanghai) Co., Ltd. | Ex9N-DH-12KT-AU (AS4777-2 2020) | Ningbo Deye Ess Technology Co Ltd | 2027-01-16
2025-01-20 | HBS16931 | Ningbo Deye Ess Technology Co Ltd AI-W5.1-B (x14) w/ Noark Electrics (Shanghai) Co., Ltd. Ex9N-DH-12KT-AU (AS4777-2 2020) Eastron SDM630 MCT (40mA) Series | 64.4 |  |  | Ningbo Deye Ess Technology Co Ltd | AI-W5.1-B | 6 | Noark Electrics (Shanghai) Co., Ltd. | Ex9N-DH-12KT-AU (AS4777-2 2020) | Ningbo Deye Ess Technology Co Ltd | 2027-01-16
2025-01-20 | HBS16932 | Ningbo Deye Ess Technology Co Ltd AI-W5.1-B (x15) w/ Noark Electrics (Shanghai) Co., Ltd. Ex9N-DH-12KT-AU (AS4777-2 2020) Eastron SDM630 MCT (40mA) Series | 69 |  |  | Ningbo Deye Ess Technology Co Ltd | AI-W5.1-B | 6 | Noark Electrics (Shanghai) Co., Ltd. | Ex9N-DH-12KT-AU (AS4777-2 2020) | Ningbo Deye Ess Technology Co Ltd | 2027-01-16
2025-01-20 | HBS16933 | Ningbo Deye Ess Technology Co Ltd AI-W5.1-B (x16) w/ Noark Electrics (Shanghai) Co., Ltd. Ex9N-DH-12KT-AU (AS4777-2 2020) Eastron SDM630 MCT (40mA) Series | 73.6 |  |  | Ningbo Deye Ess Technology Co Ltd | AI-W5.1-B | 6 | Noark Electrics (Shanghai) Co., Ltd. | Ex9N-DH-12KT-AU (AS4777-2 2020) | Ningbo Deye Ess Technology Co Ltd | 2027-01-16
2025-01-20 | HBS16934 | Ningbo Deye Ess Technology Co Ltd AI-W5.1-B (x17) w/ Noark Electrics (Shanghai) Co., Ltd. Ex9N-DH-12KT-AU (AS4777-2 2020) Eastron SDM630 MCT (40mA) Series | 78.2 |  |  | Ningbo Deye Ess Technology Co Ltd | AI-W5.1-B | 6 | Noark Electrics (Shanghai) Co., Ltd. | Ex9N-DH-12KT-AU (AS4777-2 2020) | Ningbo Deye Ess Technology Co Ltd | 2027-01-16
2025-01-20 | HBS16935 | Ningbo Deye Ess Technology Co Ltd AI-W5.1-B (x18) w/ Noark Electrics (Shanghai) Co., Ltd. Ex9N-DH-12KT-AU (AS4777-2 2020) Eastron SDM630 MCT (40mA) Series | 82.8 |  |  | Ningbo Deye Ess Technology Co Ltd | AI-W5.1-B | 6 | Noark Electrics (Shanghai) Co., Ltd. | Ex9N-DH-12KT-AU (AS4777-2 2020) | Ningbo Deye Ess Technology Co Ltd | 2027-01-16
2025-01-20 | HBS16936 | Ningbo Deye Ess Technology Co Ltd AI-W5.1-B (x19) w/ Noark Electrics (Shanghai) Co., Ltd. Ex9N-DH-12KT-AU (AS4777-2 2020) Eastron SDM630 MCT (40mA) Series | 87.4 |  |  | Ningbo Deye Ess Technology Co Ltd | AI-W5.1-B | 6 | Noark Electrics (Shanghai) Co., Ltd. | Ex9N-DH-12KT-AU (AS4777-2 2020) | Ningbo Deye Ess Technology Co Ltd | 2027-01-16
2025-01-20 | HBS16937 | Ningbo Deye Ess Technology Co Ltd AI-W5.1-B (x20) w/ Noark Electrics (Shanghai) Co., Ltd. Ex9N-DH-12KT-AU (AS4777-2 2020) Eastron SDM630 MCT (40mA) Series | 92 |  |  | Ningbo Deye Ess Technology Co Ltd | AI-W5.1-B | 6 | Noark Electrics (Shanghai) Co., Ltd. | Ex9N-DH-12KT-AU (AS4777-2 2020) | Ningbo Deye Ess Technology Co Ltd | 2027-01-16
2025-01-20 | HBS16938 | Ningbo Deye Ess Technology Co Ltd AI-W5.1-B (x21) w/ Noark Electrics (Shanghai) Co., Ltd. Ex9N-DH-12KT-AU (AS4777-2 2020) Eastron SDM630 MCT (40mA) Series | 96.6 |  |  | Ningbo Deye Ess Technology Co Ltd | AI-W5.1-B | 6 | Noark Electrics (Shanghai) Co., Ltd. | Ex9N-DH-12KT-AU (AS4777-2 2020) | Ningbo Deye Ess Technology Co Ltd | 2027-01-16
2025-01-20 | HBS16939 | Ningbo Deye Ess Technology Co Ltd AI-W5.1-B (x22) w/ Noark Electrics (Shanghai) Co., Ltd. Ex9N-DH-12KT-AU (AS4777-2 2020) Eastron SDM630 MCT (40mA) Series | 101.2 |  |  | Ningbo Deye Ess Technology Co Ltd | AI-W5.1-B | 6 | Noark Electrics (Shanghai) Co., Ltd. | Ex9N-DH-12KT-AU (AS4777-2 2020) | Ningbo Deye Ess Technology Co Ltd | 2027-01-16
2025-01-20 | HBS16940 | Ningbo Deye Ess Technology Co Ltd AI-W5.1-B (x23) w/ Noark Electrics (Shanghai) Co., Ltd. Ex9N-DH-12KT-AU (AS4777-2 2020) Eastron SDM630 MCT (40mA) Series | 105.8 |  |  | Ningbo Deye Ess Technology Co Ltd | AI-W5.1-B | 6 | Noark Electrics (Shanghai) Co., Ltd. | Ex9N-DH-12KT-AU (AS4777-2 2020) | Ningbo Deye Ess Technology Co Ltd | 2027-01-16
2025-01-20 | HBS16941 | Ningbo Deye Ess Technology Co Ltd AI-W5.1-B (x24) w/ Noark Electrics (Shanghai) Co., Ltd. Ex9N-DH-12KT-AU (AS4777-2 2020) Eastron SDM630 MCT (40mA) Series | 110.4 |  |  | Ningbo Deye Ess Technology Co Ltd | AI-W5.1-B | 6 | Noark Electrics (Shanghai) Co., Ltd. | Ex9N-DH-12KT-AU (AS4777-2 2020) | Ningbo Deye Ess Technology Co Ltd | 2027-01-16
2025-01-20 | HBS16942 | Ningbo Deye Ess Technology Co Ltd AI-W5.1-B (x25) w/ Noark Electrics (Shanghai) Co., Ltd. Ex9N-DH-12KT-AU (AS4777-2 2020) Eastron SDM630 MCT (40mA) Series | 115 |  |  | Ningbo Deye Ess Technology Co Ltd | AI-W5.1-B | 6 | Noark Electrics (Shanghai) Co., Ltd. | Ex9N-DH-12KT-AU (AS4777-2 2020) | Ningbo Deye Ess Technology Co Ltd | 2027-01-16
2025-01-20 | HBS16943 | Ningbo Deye Ess Technology Co Ltd AI-W5.1-B (x26) w/ Noark Electrics (Shanghai) Co., Ltd. Ex9N-DH-12KT-AU (AS4777-2 2020) Eastron SDM630 MCT (40mA) Series | 119.6 |  |  | Ningbo Deye Ess Technology Co Ltd | AI-W5.1-B | 6 | Noark Electrics (Shanghai) Co., Ltd. | Ex9N-DH-12KT-AU (AS4777-2 2020) | Ningbo Deye Ess Technology Co Ltd | 2027-01-16
2025-01-20 | HBS16944 | Ningbo Deye Ess Technology Co Ltd AI-W5.1-B (x27) w/ Noark Electrics (Shanghai) Co., Ltd. Ex9N-DH-12KT-AU (AS4777-2 2020) Eastron SDM630 MCT (40mA) Series | 124.2 |  |  | Ningbo Deye Ess Technology Co Ltd | AI-W5.1-B | 6 | Noark Electrics (Shanghai) Co., Ltd. | Ex9N-DH-12KT-AU (AS4777-2 2020) | Ningbo Deye Ess Technology Co Ltd | 2027-01-16
2025-01-20 | HBS16945 | Ningbo Deye Ess Technology Co Ltd AI-W5.1-B (x28) w/ Noark Electrics (Shanghai) Co., Ltd. Ex9N-DH-12KT-AU (AS4777-2 2020) Eastron SDM630 MCT (40mA) Series | 128.8 |  |  | Ningbo Deye Ess Technology Co Ltd | AI-W5.1-B | 6 | Noark Electrics (Shanghai) Co., Ltd. | Ex9N-DH-12KT-AU (AS4777-2 2020) | Ningbo Deye Ess Technology Co Ltd | 2027-01-16
2025-01-20 | HBS16946 | Ningbo Deye Ess Technology Co Ltd AI-W5.1-B (x29) w/ Noark Electrics (Shanghai) Co., Ltd. Ex9N-DH-12KT-AU (AS4777-2 2020) Eastron SDM630 MCT (40mA) Series | 133.4 |  |  | Ningbo Deye Ess Technology Co Ltd | AI-W5.1-B | 6 | Noark Electrics (Shanghai) Co., Ltd. | Ex9N-DH-12KT-AU (AS4777-2 2020) | Ningbo Deye Ess Technology Co Ltd | 2027-01-16
2025-01-20 | HBS16947 | Ningbo Deye Ess Technology Co Ltd AI-W5.1-B (x30) w/ Noark Electrics (Shanghai) Co., Ltd. Ex9N-DH-12KT-AU (AS4777-2 2020) Eastron SDM630 MCT (40mA) Series | 138 |  |  | Ningbo Deye Ess Technology Co Ltd | AI-W5.1-B | 6 | Noark Electrics (Shanghai) Co., Ltd. | Ex9N-DH-12KT-AU (AS4777-2 2020) | Ningbo Deye Ess Technology Co Ltd | 2027-01-16
2025-01-20 | HBS16948 | Ningbo Deye Ess Technology Co Ltd AI-W5.1-B (x31) w/ Noark Electrics (Shanghai) Co., Ltd. Ex9N-DH-12KT-AU (AS4777-2 2020) Eastron SDM630 MCT (40mA) Series | 142.6 |  |  | Ningbo Deye Ess Technology Co Ltd | AI-W5.1-B | 6 | Noark Electrics (Shanghai) Co., Ltd. | Ex9N-DH-12KT-AU (AS4777-2 2020) | Ningbo Deye Ess Technology Co Ltd | 2027-01-16
2025-01-20 | HBS16949 | Ningbo Deye Ess Technology Co Ltd AI-W5.1-B (x32) w/ Noark Electrics (Shanghai) Co., Ltd. Ex9N-DH-12KT-AU (AS4777-2 2020) Eastron SDM630 MCT (40mA) Series | 147.2 |  |  | Ningbo Deye Ess Technology Co Ltd | AI-W5.1-B | 6 | Noark Electrics (Shanghai) Co., Ltd. | Ex9N-DH-12KT-AU (AS4777-2 2020) | Ningbo Deye Ess Technology Co Ltd | 2027-01-16
2025-01-20 | HBS16950 | Ningbo Deye Ess Technology Co Ltd AI-W5.1-B (x33) w/ Noark Electrics (Shanghai) Co., Ltd. Ex9N-DH-12KT-AU (AS4777-2 2020) Eastron SDM630 MCT (40mA) Series | 151.8 |  |  | Ningbo Deye Ess Technology Co Ltd | AI-W5.1-B | 6 | Noark Electrics (Shanghai) Co., Ltd. | Ex9N-DH-12KT-AU (AS4777-2 2020) | Ningbo Deye Ess Technology Co Ltd | 2027-01-16
2025-01-20 | HBS16951 | Ningbo Deye Ess Technology Co Ltd AI-W5.1-B (x34) w/ Noark Electrics (Shanghai) Co., Ltd. Ex9N-DH-12KT-AU (AS4777-2 2020) Eastron SDM630 MCT (40mA) Series | 156.4 |  |  | Ningbo Deye Ess Technology Co Ltd | AI-W5.1-B | 6 | Noark Electrics (Shanghai) Co., Ltd. | Ex9N-DH-12KT-AU (AS4777-2 2020) | Ningbo Deye Ess Technology Co Ltd | 2027-01-16
2025-01-20 | HBS16952 | Ningbo Deye Ess Technology Co Ltd AI-W5.1-B (x35) w/ Noark Electrics (Shanghai) Co., Ltd. Ex9N-DH-12KT-AU (AS4777-2 2020) Eastron SDM630 MCT (40mA) Series | 161 |  |  | Ningbo Deye Ess Technology Co Ltd | AI-W5.1-B | 6 | Noark Electrics (Shanghai) Co., Ltd. | Ex9N-DH-12KT-AU (AS4777-2 2020) | Ningbo Deye Ess Technology Co Ltd | 2027-01-16
2025-01-20 | HBS16953 | Ningbo Deye Ess Technology Co Ltd AI-W5.1-B (x36) w/ Noark Electrics (Shanghai) Co., Ltd. Ex9N-DH-12KT-AU (AS4777-2 2020) Eastron SDM630 MCT (40mA) Series | 165.6 |  |  | Ningbo Deye Ess Technology Co Ltd | AI-W5.1-B | 6 | Noark Electrics (Shanghai) Co., Ltd. | Ex9N-DH-12KT-AU (AS4777-2 2020) | Ningbo Deye Ess Technology Co Ltd | 2027-01-16
2025-03-05 | HBS16957 | Bytewatt Technology Co Ltd BW-BAT-9.6P I (x1) w/ Suzhou Bytewatt Technology Co Ltd BW-INV-SPH5K | 9.1 |  |  | Bytewatt Technology Co Ltd | BW-BAT-9.6P I | 6 | Suzhou Bytewatt Technology Co Ltd | BW-INV-SPH5K | NEOVOLT | 2026-05-22
2025-03-05 | HBS16958 | Bytewatt Technology Co Ltd BW-BAT-9.6P II (x2) w/ Suzhou Bytewatt Technology Co Ltd BW-INV-SPH5K | 18.2 |  |  | Bytewatt Technology Co Ltd | BW-BAT-9.6P II | 6 | Suzhou Bytewatt Technology Co Ltd | BW-INV-SPH5K | NEOVOLT | 2026-05-22
2025-03-05 | HBS16959 | Bytewatt Technology Co Ltd BW-BAT-9.6P III (x3) w/ Suzhou Bytewatt Technology Co Ltd BW-INV-SPH5K | 27.3 |  |  | Bytewatt Technology Co Ltd | BW-BAT-9.6P III | 6 | Suzhou Bytewatt Technology Co Ltd | BW-INV-SPH5K | NEOVOLT | 2026-05-22
2025-03-05 | HBS16960 | Bytewatt Technology Co Ltd BW-BAT-9.6P IV (x4) w/ Suzhou Bytewatt Technology Co Ltd BW-INV-SPH5K | 36.4 |  |  | Bytewatt Technology Co Ltd | BW-BAT-9.6P IV | 6 | Suzhou Bytewatt Technology Co Ltd | BW-INV-SPH5K | NEOVOLT | 2026-05-22
2025-03-05 | HBS16961 | Bytewatt Technology Co Ltd BW-BAT-9.6P V (x5) w/ Suzhou Bytewatt Technology Co Ltd BW-INV-SPH5K | 45.5 |  |  | Bytewatt Technology Co Ltd | BW-BAT-9.6P V | 6 | Suzhou Bytewatt Technology Co Ltd | BW-INV-SPH5K | NEOVOLT | 2026-05-22
2025-03-05 | HBS16962 | Bytewatt Technology Co Ltd BW-BAT-9.6P VI (x6) w/ Suzhou Bytewatt Technology Co Ltd BW-INV-SPH5K | 54.6 |  |  | Bytewatt Technology Co Ltd | BW-BAT-9.6P VI | 6 | Suzhou Bytewatt Technology Co Ltd | BW-INV-SPH5K | NEOVOLT | 2026-05-22
2025-03-05 | HBS16963 | Bytewatt Technology Co Ltd BW-BAT-9.6P I (x1) w/ Suzhou Bytewatt Technology Co Ltd BW-INV-SPH3.6K | 9.1 |  |  | Bytewatt Technology Co Ltd | BW-BAT-9.6P I | 6 | Suzhou Bytewatt Technology Co Ltd | BW-INV-SPH3.6K | NEOVOLT | 2026-05-22
2025-03-05 | HBS16964 | Bytewatt Technology Co Ltd BW-BAT-9.6P II (x2) w/ Suzhou Bytewatt Technology Co Ltd BW-INV-SPH3.6K | 18.2 |  |  | Bytewatt Technology Co Ltd | BW-BAT-9.6P II | 6 | Suzhou Bytewatt Technology Co Ltd | BW-INV-SPH3.6K | NEOVOLT | 2026-05-22
2025-03-05 | HBS16965 | Bytewatt Technology Co Ltd BW-BAT-9.6P III (x3) w/ Suzhou Bytewatt Technology Co Ltd BW-INV-SPH3.6K | 27.3 |  |  | Bytewatt Technology Co Ltd | BW-BAT-9.6P III | 6 | Suzhou Bytewatt Technology Co Ltd | BW-INV-SPH3.6K | NEOVOLT | 2026-05-22
2025-03-05 | HBS16966 | Bytewatt Technology Co Ltd BW-BAT-9.6P IV (x4) w/ Suzhou Bytewatt Technology Co Ltd BW-INV-SPH3.6K | 36.4 |  |  | Bytewatt Technology Co Ltd | BW-BAT-9.6P IV | 6 | Suzhou Bytewatt Technology Co Ltd | BW-INV-SPH3.6K | NEOVOLT | 2026-05-22
2025-03-05 | HBS16967 | Bytewatt Technology Co Ltd BW-BAT-9.6P V (x5) w/ Suzhou Bytewatt Technology Co Ltd BW-INV-SPH3.6K | 45.5 |  |  | Bytewatt Technology Co Ltd | BW-BAT-9.6P V | 6 | Suzhou Bytewatt Technology Co Ltd | BW-INV-SPH3.6K | NEOVOLT | 2026-05-22
2025-03-05 | HBS16968 | Bytewatt Technology Co Ltd BW-BAT-9.6P VI (x6) w/ Suzhou Bytewatt Technology Co Ltd BW-INV-SPH3.6K | 54.6 |  |  | Bytewatt Technology Co Ltd | BW-BAT-9.6P VI | 6 | Suzhou Bytewatt Technology Co Ltd | BW-INV-SPH3.6K | NEOVOLT | 2026-05-22
2025-03-05 | HBS16969 | Bytewatt Technology Co Ltd BW-BAT-9.6P I (x1) w/ Suzhou Bytewatt Technology Co Ltd BW-INV-SPB5K | 9.1 |  |  | Bytewatt Technology Co Ltd | BW-BAT-9.6P I | 6 | Suzhou Bytewatt Technology Co Ltd | BW-INV-SPB5K | NEOVOLT | 2026-05-22
2025-03-05 | HBS16970 | Bytewatt Technology Co Ltd BW-BAT-9.6P II (x2) w/ Suzhou Bytewatt Technology Co Ltd BW-INV-SPB5K | 18.2 |  |  | Bytewatt Technology Co Ltd | BW-BAT-9.6P II | 6 | Suzhou Bytewatt Technology Co Ltd | BW-INV-SPB5K | NEOVOLT | 2026-05-22
2025-03-05 | HBS16971 | Bytewatt Technology Co Ltd BW-BAT-9.6P III (x3) w/ Suzhou Bytewatt Technology Co Ltd BW-INV-SPB5K | 27.3 |  |  | Bytewatt Technology Co Ltd | BW-BAT-9.6P III | 6 | Suzhou Bytewatt Technology Co Ltd | BW-INV-SPB5K | NEOVOLT | 2026-05-22
2025-03-05 | HBS16972 | Bytewatt Technology Co Ltd BW-BAT-9.6P IV (x4) w/ Suzhou Bytewatt Technology Co Ltd BW-INV-SPB5K | 36.4 |  |  | Bytewatt Technology Co Ltd | BW-BAT-9.6P IV | 6 | Suzhou Bytewatt Technology Co Ltd | BW-INV-SPB5K | NEOVOLT | 2026-05-22
2025-03-05 | HBS16973 | Bytewatt Technology Co Ltd BW-BAT-9.6P V (x5) w/ Suzhou Bytewatt Technology Co Ltd BW-INV-SPB5K | 45.5 |  |  | Bytewatt Technology Co Ltd | BW-BAT-9.6P V | 6 | Suzhou Bytewatt Technology Co Ltd | BW-INV-SPB5K | NEOVOLT | 2026-05-22
2025-03-05 | HBS16974 | Bytewatt Technology Co Ltd BW-BAT-9.6P VI (x6) w/ Suzhou Bytewatt Technology Co Ltd BW-INV-SPB5K | 54.6 |  |  | Bytewatt Technology Co Ltd | BW-BAT-9.6P VI | 6 | Suzhou Bytewatt Technology Co Ltd | BW-INV-SPB5K | NEOVOLT | 2026-05-22
2025-03-11 | HBS16975 | Solar Bos Pty Ltd HS2-10K-T2-4 4G (x4) | 18 | Solar Bos Pty Ltd | HS2-10K-T2-4 4G |  |  | 6 |  |  | AMBRION | 2028-03-04
2025-03-11 | HBS16976 | Solar Bos Pty Ltd HS2-10K-T2-3 4G (x3) | 13.5 | Solar Bos Pty Ltd | HS2-10K-T2-3 4G |  |  | 6 |  |  | AMBRION | 2028-03-04
2025-03-11 | HBS16977 | Solar Bos Pty Ltd HS2-10K-T2-2 4G (x2) | 9 | Solar Bos Pty Ltd | HS2-10K-T2-2 4G |  |  | 6 |  |  | AMBRION | 2028-03-04
2025-03-11 | HBS16978 | Solar Bos Pty Ltd HS2-8K-T2-4 4G (x4) | 18 | Solar Bos Pty Ltd | HS2-8K-T2-4 4G |  |  | 6 |  |  | AMBRION | 2028-03-04
2025-03-11 | HBS16979 | Solar Bos Pty Ltd HS2-8K-T2-3 4G (x3) | 13.5 | Solar Bos Pty Ltd | HS2-8K-T2-3 4G |  |  | 6 |  |  | AMBRION | 2028-03-04
2025-03-11 | HBS16980 | Solar Bos Pty Ltd HS2-8K-T2-2 4G (x2) | 9 | Solar Bos Pty Ltd | HS2-8K-T2-2 4G |  |  | 6 |  |  | AMBRION | 2028-03-04
2025-03-11 | HBS16981 | Solar Bos Pty Ltd HS2-5K-T2-4 4G (x4) | 18 | Solar Bos Pty Ltd | HS2-5K-T2-4 4G |  |  | 6 |  |  | AMBRION | 2028-03-04
2025-03-11 | HBS16982 | Solar Bos Pty Ltd HS2-5K-T2-3 4G (x3) | 13.5 | Solar Bos Pty Ltd | HS2-5K-T2-3 4G |  |  | 6 |  |  | AMBRION | 2028-03-04
2025-03-11 | HBS16983 | Solar Bos Pty Ltd HS2-5K-T2-2 4G (x2) | 9 | Solar Bos Pty Ltd | HS2-5K-T2-2 4G |  |  | 6 |  |  | AMBRION | 2028-03-04
2025-03-11 | HBS16984 | Bytewatt Technology Co Ltd BW-BAT-4.8S (x2) (x2) w/ Suzhou Bytewatt Technology Co Ltd BW-INV-SPH3.6K | 9.2 |  |  | Bytewatt Technology Co Ltd | BW-BAT-4.8S (x2) | 6 | Suzhou Bytewatt Technology Co Ltd | BW-INV-SPH3.6K | NEOVOLT | 2026-05-22
2025-03-11 | HBS16985 | Bytewatt Technology Co Ltd BW-BAT-4.8S (x3) (x3) w/ Suzhou Bytewatt Technology Co Ltd BW-INV-SPH3.6K | 13.8 |  |  | Bytewatt Technology Co Ltd | BW-BAT-4.8S (x3) | 6 | Suzhou Bytewatt Technology Co Ltd | BW-INV-SPH3.6K | NEOVOLT | 2026-05-22
2025-03-11 | HBS16986 | Bytewatt Technology Co Ltd BW-BAT-4.8S (x4) (x4) w/ Suzhou Bytewatt Technology Co Ltd BW-INV-SPH3.6K | 18.4 |  |  | Bytewatt Technology Co Ltd | BW-BAT-4.8S (x4) | 6 | Suzhou Bytewatt Technology Co Ltd | BW-INV-SPH3.6K | NEOVOLT | 2026-05-22
2025-03-11 | HBS16987 | Bytewatt Technology Co Ltd BW-BAT-4.8S (x2) (x2) w/ Suzhou Bytewatt Technology Co Ltd BW-INV-SPH5K | 9.2 |  |  | Bytewatt Technology Co Ltd | BW-BAT-4.8S (x2) | 6 | Suzhou Bytewatt Technology Co Ltd | BW-INV-SPH5K | NEOVOLT | 2026-05-22
2025-03-11 | HBS16988 | Bytewatt Technology Co Ltd BW-BAT-4.8S (x3) (x3) w/ Suzhou Bytewatt Technology Co Ltd BW-INV-SPH5K | 13.8 |  |  | Bytewatt Technology Co Ltd | BW-BAT-4.8S (x3) | 6 | Suzhou Bytewatt Technology Co Ltd | BW-INV-SPH5K | NEOVOLT | 2026-05-22
2025-03-11 | HBS16989 | Bytewatt Technology Co Ltd BW-BAT-4.8S (x4) (x4) w/ Suzhou Bytewatt Technology Co Ltd BW-INV-SPH5K | 18.4 |  |  | Bytewatt Technology Co Ltd | BW-BAT-4.8S (x4) | 6 | Suzhou Bytewatt Technology Co Ltd | BW-INV-SPH5K | NEOVOLT | 2026-05-22
2025-03-11 | HBS16990 | Bytewatt Technology Co Ltd BW-BAT-4.8S (x2) (x2) w/ Suzhou Bytewatt Technology Co Ltd BW-INV-SPB5K | 9.2 |  |  | Bytewatt Technology Co Ltd | BW-BAT-4.8S (x2) | 6 | Suzhou Bytewatt Technology Co Ltd | BW-INV-SPB5K | NEOVOLT | 2026-05-22
2025-03-11 | HBS16991 | Bytewatt Technology Co Ltd BW-BAT-4.8S (x3) (x3) w/ Suzhou Bytewatt Technology Co Ltd BW-INV-SPB5K | 13.8 |  |  | Bytewatt Technology Co Ltd | BW-BAT-4.8S (x3) | 6 | Suzhou Bytewatt Technology Co Ltd | BW-INV-SPB5K | NEOVOLT | 2026-05-22
2025-03-11 | HBS16992 | Bytewatt Technology Co Ltd BW-BAT-4.8S (x4) (x4) w/ Suzhou Bytewatt Technology Co Ltd BW-INV-SPB5K | 18.4 |  |  | Bytewatt Technology Co Ltd | BW-BAT-4.8S (x4) | 6 | Suzhou Bytewatt Technology Co Ltd | BW-INV-SPB5K | NEOVOLT | 2026-05-22
2025-03-11 | HBS16993 | Bytewatt Technology Co Ltd BW-BAT-4.8S (x2) (x2) w/ Bytewatt Technology Co Ltd BW-INV-TPH4K | 9.2 |  |  | Bytewatt Technology Co Ltd | BW-BAT-4.8S (x2) | 6 | Bytewatt Technology Co Ltd | BW-INV-TPH4K | NEOVOLT | 2028-03-04
2025-03-11 | HBS16994 | Bytewatt Technology Co Ltd BW-BAT-4.8S (x3) (x3) w/ Bytewatt Technology Co Ltd BW-INV-TPH4K | 13.8 |  |  | Bytewatt Technology Co Ltd | BW-BAT-4.8S (x3) | 6 | Bytewatt Technology Co Ltd | BW-INV-TPH4K | NEOVOLT | 2028-03-04
2025-03-11 | HBS16995 | Bytewatt Technology Co Ltd BW-BAT-4.8S (x4) (x4) w/ Bytewatt Technology Co Ltd BW-INV-TPH4K | 18.4 |  |  | Bytewatt Technology Co Ltd | BW-BAT-4.8S (x4) | 6 | Bytewatt Technology Co Ltd | BW-INV-TPH4K | NEOVOLT | 2028-03-04
2025-03-11 | HBS16996 | Bytewatt Technology Co Ltd BW-BAT-4.8S (x5) (x5) w/ Bytewatt Technology Co Ltd BW-INV-TPH4K | 23 |  |  | Bytewatt Technology Co Ltd | BW-BAT-4.8S (x5) | 6 | Bytewatt Technology Co Ltd | BW-INV-TPH4K | NEOVOLT | 2028-03-04
2025-03-11 | HBS16997 | Bytewatt Technology Co Ltd BW-BAT-4.8S (x6) (x6) w/ Bytewatt Technology Co Ltd BW-INV-TPH4K | 27.6 |  |  | Bytewatt Technology Co Ltd | BW-BAT-4.8S (x6) | 6 | Bytewatt Technology Co Ltd | BW-INV-TPH4K | NEOVOLT | 2028-03-04
2025-03-11 | HBS16998 | Bytewatt Technology Co Ltd BW-BAT-4.8S (x2) (x2) w/ Bytewatt Technology Co Ltd BW-INV-TPH5K | 9.2 |  |  | Bytewatt Technology Co Ltd | BW-BAT-4.8S (x2) | 6 | Bytewatt Technology Co Ltd | BW-INV-TPH5K | NEOVOLT | 2028-03-04
2025-03-11 | HBS16999 | Bytewatt Technology Co Ltd BW-BAT-4.8S (x3) (x3) w/ Bytewatt Technology Co Ltd BW-INV-TPH5K | 13.8 |  |  | Bytewatt Technology Co Ltd | BW-BAT-4.8S (x3) | 6 | Bytewatt Technology Co Ltd | BW-INV-TPH5K | NEOVOLT | 2028-03-04
2025-03-11 | HBS17000 | Bytewatt Technology Co Ltd BW-BAT-4.8S (x4) (x4) w/ Bytewatt Technology Co Ltd BW-INV-TPH5K | 18.4 |  |  | Bytewatt Technology Co Ltd | BW-BAT-4.8S (x4) | 6 | Bytewatt Technology Co Ltd | BW-INV-TPH5K | NEOVOLT | 2028-03-04
2025-03-11 | HBS17001 | Bytewatt Technology Co Ltd BW-BAT-4.8S (x5) (x5) w/ Bytewatt Technology Co Ltd BW-INV-TPH5K | 23 |  |  | Bytewatt Technology Co Ltd | BW-BAT-4.8S (x5) | 6 | Bytewatt Technology Co Ltd | BW-INV-TPH5K | NEOVOLT | 2028-03-04
2025-03-11 | HBS17002 | Bytewatt Technology Co Ltd BW-BAT-4.8S (x6) (x6) w/ Bytewatt Technology Co Ltd BW-INV-TPH5K | 27.6 |  |  | Bytewatt Technology Co Ltd | BW-BAT-4.8S (x6) | 6 | Bytewatt Technology Co Ltd | BW-INV-TPH5K | NEOVOLT | 2028-03-04
2025-03-11 | HBS17003 | Bytewatt Technology Co Ltd BW-BAT-4.8S (x2) (x2) w/ Bytewatt Technology Co Ltd BW-INV-TPH6K | 9.2 |  |  | Bytewatt Technology Co Ltd | BW-BAT-4.8S (x2) | 6 | Bytewatt Technology Co Ltd | BW-INV-TPH6K | NEOVOLT | 2028-03-04
2025-03-11 | HBS17004 | Bytewatt Technology Co Ltd BW-BAT-4.8S (x3) (x3) w/ Bytewatt Technology Co Ltd BW-INV-TPH6K | 13.8 |  |  | Bytewatt Technology Co Ltd | BW-BAT-4.8S (x3) | 6 | Bytewatt Technology Co Ltd | BW-INV-TPH6K | NEOVOLT | 2028-03-04
2025-03-11 | HBS17005 | Bytewatt Technology Co Ltd BW-BAT-4.8S (x4) (x4) w/ Bytewatt Technology Co Ltd BW-INV-TPH6K | 18.4 |  |  | Bytewatt Technology Co Ltd | BW-BAT-4.8S (x4) | 6 | Bytewatt Technology Co Ltd | BW-INV-TPH6K | NEOVOLT | 2028-03-04
2025-03-11 | HBS17006 | Bytewatt Technology Co Ltd BW-BAT-4.8S (x5) (x5) w/ Bytewatt Technology Co Ltd BW-INV-TPH6K | 23 |  |  | Bytewatt Technology Co Ltd | BW-BAT-4.8S (x5) | 6 | Bytewatt Technology Co Ltd | BW-INV-TPH6K | NEOVOLT | 2028-03-04
2025-03-11 | HBS17007 | Bytewatt Technology Co Ltd BW-BAT-4.8S (x6) (x6) w/ Bytewatt Technology Co Ltd BW-INV-TPH6K | 27.6 |  |  | Bytewatt Technology Co Ltd | BW-BAT-4.8S (x6) | 6 | Bytewatt Technology Co Ltd | BW-INV-TPH6K | NEOVOLT | 2028-03-04
2025-03-11 | HBS17008 | Bytewatt Technology Co Ltd BW-BAT-4.8S (x2) (x2) w/ Bytewatt Technology Co Ltd BW-INV-TPH8K | 9.2 |  |  | Bytewatt Technology Co Ltd | BW-BAT-4.8S (x2) | 6 | Bytewatt Technology Co Ltd | BW-INV-TPH8K | NEOVOLT | 2028-03-04
2025-03-11 | HBS17009 | Bytewatt Technology Co Ltd BW-BAT-4.8S (x3) (x3) w/ Bytewatt Technology Co Ltd BW-INV-TPH8K | 13.8 |  |  | Bytewatt Technology Co Ltd | BW-BAT-4.8S (x3) | 6 | Bytewatt Technology Co Ltd | BW-INV-TPH8K | NEOVOLT | 2028-03-04
2025-03-11 | HBS17010 | Bytewatt Technology Co Ltd BW-BAT-4.8S (x4) (x4) w/ Bytewatt Technology Co Ltd BW-INV-TPH8K | 18.4 |  |  | Bytewatt Technology Co Ltd | BW-BAT-4.8S (x4) | 6 | Bytewatt Technology Co Ltd | BW-INV-TPH8K | NEOVOLT | 2028-03-04
2025-03-11 | HBS17011 | Bytewatt Technology Co Ltd BW-BAT-4.8S (x5) (x5) w/ Bytewatt Technology Co Ltd BW-INV-TPH8K | 23 |  |  | Bytewatt Technology Co Ltd | BW-BAT-4.8S (x5) | 6 | Bytewatt Technology Co Ltd | BW-INV-TPH8K | NEOVOLT | 2028-03-04
2025-03-11 | HBS17012 | Bytewatt Technology Co Ltd BW-BAT-4.8S (x6) (x6) w/ Bytewatt Technology Co Ltd BW-INV-TPH8K | 27.6 |  |  | Bytewatt Technology Co Ltd | BW-BAT-4.8S (x6) | 6 | Bytewatt Technology Co Ltd | BW-INV-TPH8K | NEOVOLT | 2028-03-04
2025-03-11 | HBS17013 | Bytewatt Technology Co Ltd BW-BAT-4.8S (x2) (x2) w/ Bytewatt Technology Co Ltd BW-INV-TPH10K | 9.2 |  |  | Bytewatt Technology Co Ltd | BW-BAT-4.8S (x2) | 6 | Bytewatt Technology Co Ltd | BW-INV-TPH10K | NEOVOLT | 2028-03-04
2025-03-11 | HBS17014 | Bytewatt Technology Co Ltd BW-BAT-4.8S (x3) (x3) w/ Bytewatt Technology Co Ltd BW-INV-TPH10K | 13.8 |  |  | Bytewatt Technology Co Ltd | BW-BAT-4.8S (x3) | 6 | Bytewatt Technology Co Ltd | BW-INV-TPH10K | NEOVOLT | 2028-03-04
2025-03-11 | HBS17015 | Bytewatt Technology Co Ltd BW-BAT-4.8S (x4) (x4) w/ Bytewatt Technology Co Ltd BW-INV-TPH10K | 18.4 |  |  | Bytewatt Technology Co Ltd | BW-BAT-4.8S (x4) | 6 | Bytewatt Technology Co Ltd | BW-INV-TPH10K | NEOVOLT | 2028-03-04
2025-03-11 | HBS17016 | Bytewatt Technology Co Ltd BW-BAT-4.8S (x5) (x5) w/ Bytewatt Technology Co Ltd BW-INV-TPH10K | 23 |  |  | Bytewatt Technology Co Ltd | BW-BAT-4.8S (x5) | 6 | Bytewatt Technology Co Ltd | BW-INV-TPH10K | NEOVOLT | 2028-03-04
2025-03-11 | HBS17017 | Bytewatt Technology Co Ltd BW-BAT-4.8S (x6) (x6) w/ Bytewatt Technology Co Ltd BW-INV-TPH10K | 27.6 |  |  | Bytewatt Technology Co Ltd | BW-BAT-4.8S (x6) | 6 | Bytewatt Technology Co Ltd | BW-INV-TPH10K | NEOVOLT | 2028-03-04
2025-03-12 | HBS17018 | Green ESS Pty Ltd MINT7240 (x3) w/ Suzhou Bytewatt Technology Co Ltd BW-INV-SPB5K Green ESS Pty Ltd GreenVolt-SmartPlus | 8.25 |  |  | Green ESS Pty Ltd | MINT7240 | 6 | Suzhou Bytewatt Technology Co Ltd | BW-INV-SPB5K | GREEN ESS | 2026-05-22
2025-03-12 | HBS17019 | Green ESS Pty Ltd MINT7240 (x4) w/ Suzhou Bytewatt Technology Co Ltd BW-INV-SPB5K Green ESS Pty Ltd GreenVolt-SmartPlus | 11 |  |  | Green ESS Pty Ltd | MINT7240 | 6 | Suzhou Bytewatt Technology Co Ltd | BW-INV-SPB5K | GREEN ESS | 2026-05-22
2025-03-12 | HBS17020 | Green ESS Pty Ltd MINT7240 (x5) w/ Suzhou Bytewatt Technology Co Ltd BW-INV-SPB5K Green ESS Pty Ltd GreenVolt-SmartPlus | 13.75 |  |  | Green ESS Pty Ltd | MINT7240 | 6 | Suzhou Bytewatt Technology Co Ltd | BW-INV-SPB5K | GREEN ESS | 2026-05-22
2025-03-21 | HBS17021 | Tesla Powerwall 3 11.04 kVA 1707000 w/ Backup Gateway 2 (x1) | 13.5 | Tesla | Powerwall 3 11.04 kVA 1707000 w/ Backup Gateway 2 |  |  | 6 | Tesla | Powerwall 3 11.04 kVA (AS4777-2 2020) w/ Backup Gateway 2 | Tesla | 2027-10-17
2025-04-10 | HBS17082 | NINGBO DEYE ESS TECHNOLOGY CO LTD AI-W5.1-B (x2) w/ Ningbo Deye Inverter Technology Co SUN-7.6K-SG02LP1-AU-AM2 Deye Solarman / Deye Cloud | 9.2 |  |  | NINGBO DEYE ESS TECHNOLOGY CO LTD | AI-W5.1-B | 6 | Ningbo Deye Inverter Technology Co | SUN-7.6K-SG02LP1-AU-AM2 | Deye | 2028-03-12
2025-04-10 | HBS17083 | NINGBO DEYE ESS TECHNOLOGY CO LTD AI-W5.1-B (x3) w/ Ningbo Deye Inverter Technology Co SUN-7.6K-SG02LP1-AU-AM2 Deye Solarman / Deye Cloud | 13.8 |  |  | NINGBO DEYE ESS TECHNOLOGY CO LTD | AI-W5.1-B | 6 | Ningbo Deye Inverter Technology Co | SUN-7.6K-SG02LP1-AU-AM2 | Deye | 2028-03-12
2025-04-10 | HBS17084 | NINGBO DEYE ESS TECHNOLOGY CO LTD AI-W5.1-B (x4) w/ Ningbo Deye Inverter Technology Co SUN-7.6K-SG02LP1-AU-AM2 Deye Solarman / Deye Cloud | 18.4 |  |  | NINGBO DEYE ESS TECHNOLOGY CO LTD | AI-W5.1-B | 6 | Ningbo Deye Inverter Technology Co | SUN-7.6K-SG02LP1-AU-AM2 | Deye | 2028-03-12
2025-04-10 | HBS17085 | NINGBO DEYE ESS TECHNOLOGY CO LTD AI-W5.1-B (x5) w/ Ningbo Deye Inverter Technology Co SUN-7.6K-SG02LP1-AU-AM2 Deye Solarman / Deye Cloud | 23 |  |  | NINGBO DEYE ESS TECHNOLOGY CO LTD | AI-W5.1-B | 6 | Ningbo Deye Inverter Technology Co | SUN-7.6K-SG02LP1-AU-AM2 | Deye | 2028-03-12
2025-04-10 | HBS17086 | NINGBO DEYE ESS TECHNOLOGY CO LTD AI-W5.1-B (x6) w/ Ningbo Deye Inverter Technology Co SUN-7.6K-SG02LP1-AU-AM2 Deye Solarman / Deye Cloud | 27.6 |  |  | NINGBO DEYE ESS TECHNOLOGY CO LTD | AI-W5.1-B | 6 | Ningbo Deye Inverter Technology Co | SUN-7.6K-SG02LP1-AU-AM2 | Deye | 2028-03-12
2025-04-10 | HBS17087 | NINGBO DEYE ESS TECHNOLOGY CO LTD RW-M6.1-B (x2) w/ Ningbo Deye Inverter Technology Co SUN-7.6K-SG02LP1-AU-AM2 Deye Solarman / Deye Cloud | 11.06 |  |  | NINGBO DEYE ESS TECHNOLOGY CO LTD | RW-M6.1-B | 6 | Ningbo Deye Inverter Technology Co | SUN-7.6K-SG02LP1-AU-AM2 | Deye | 2028-03-12
2025-04-10 | HBS17088 | NINGBO DEYE ESS TECHNOLOGY CO LTD RW-M6.1-B (x3) w/ Ningbo Deye Inverter Technology Co SUN-7.6K-SG02LP1-AU-AM2 Deye Solarman / Deye Cloud | 16.59 |  |  | NINGBO DEYE ESS TECHNOLOGY CO LTD | RW-M6.1-B | 6 | Ningbo Deye Inverter Technology Co | SUN-7.6K-SG02LP1-AU-AM2 | Deye | 2028-03-12
2025-04-10 | HBS17089 | NINGBO DEYE ESS TECHNOLOGY CO LTD RW-M6.1-B (x4) w/ Ningbo Deye Inverter Technology Co SUN-7.6K-SG02LP1-AU-AM2 Deye Solarman / Deye Cloud | 22.12 |  |  | NINGBO DEYE ESS TECHNOLOGY CO LTD | RW-M6.1-B | 6 | Ningbo Deye Inverter Technology Co | SUN-7.6K-SG02LP1-AU-AM2 | Deye | 2028-03-12
2025-04-10 | HBS17090 | NINGBO DEYE ESS TECHNOLOGY CO LTD RW-M6.1-B (x5) w/ Ningbo Deye Inverter Technology Co SUN-7.6K-SG02LP1-AU-AM2 Deye Solarman / Deye Cloud | 27.65 |  |  | NINGBO DEYE ESS TECHNOLOGY CO LTD | RW-M6.1-B | 6 | Ningbo Deye Inverter Technology Co | SUN-7.6K-SG02LP1-AU-AM2 | Deye | 2028-03-12
2025-04-10 | HBS17091 | NINGBO DEYE ESS TECHNOLOGY CO LTD RW-M6.1-B (x6) w/ Ningbo Deye Inverter Technology Co SUN-7.6K-SG02LP1-AU-AM2 Deye Solarman / Deye Cloud | 33.18 |  |  | NINGBO DEYE ESS TECHNOLOGY CO LTD | RW-M6.1-B | 6 | Ningbo Deye Inverter Technology Co | SUN-7.6K-SG02LP1-AU-AM2 | Deye | 2028-03-12
2025-04-10 | HBS17092 | NINGBO DEYE ESS TECHNOLOGY CO LTD RW-F10.2 (x1) w/ Ningbo Deye Inverter Technology Co SUN-7.6K-SG02LP1-AU-AM2 Deye Solarman / Deye Cloud | 9.2 |  |  | NINGBO DEYE ESS TECHNOLOGY CO LTD | RW-F10.2 | 6 | Ningbo Deye Inverter Technology Co | SUN-7.6K-SG02LP1-AU-AM2 | Deye | 2028-03-12
2025-04-10 | HBS17093 | NINGBO DEYE ESS TECHNOLOGY CO LTD RW-F10.2 (x2) w/ Ningbo Deye Inverter Technology Co SUN-7.6K-SG02LP1-AU-AM2 Deye Solarman / Deye Cloud | 18.4 |  |  | NINGBO DEYE ESS TECHNOLOGY CO LTD | RW-F10.2 | 6 | Ningbo Deye Inverter Technology Co | SUN-7.6K-SG02LP1-AU-AM2 | Deye | 2028-03-12
2025-04-10 | HBS17094 | NINGBO DEYE ESS TECHNOLOGY CO LTD RW-F10.2 (x3) w/ Ningbo Deye Inverter Technology Co SUN-7.6K-SG02LP1-AU-AM2 Deye Solarman / Deye Cloud | 27.6 |  |  | NINGBO DEYE ESS TECHNOLOGY CO LTD | RW-F10.2 | 6 | Ningbo Deye Inverter Technology Co | SUN-7.6K-SG02LP1-AU-AM2 | Deye | 2028-03-12
2025-04-10 | HBS17095 | NINGBO DEYE ESS TECHNOLOGY CO LTD RW-F10.2 (x4) w/ Ningbo Deye Inverter Technology Co SUN-7.6K-SG02LP1-AU-AM2 Deye Solarman / Deye Cloud | 36.8 |  |  | NINGBO DEYE ESS TECHNOLOGY CO LTD | RW-F10.2 | 6 | Ningbo Deye Inverter Technology Co | SUN-7.6K-SG02LP1-AU-AM2 | Deye | 2028-03-12
2025-04-10 | HBS17096 | NINGBO DEYE ESS TECHNOLOGY CO LTD RW-F10.2 (x5) w/ Ningbo Deye Inverter Technology Co SUN-7.6K-SG02LP1-AU-AM2 Deye Solarman / Deye Cloud | 46 |  |  | NINGBO DEYE ESS TECHNOLOGY CO LTD | RW-F10.2 | 6 | Ningbo Deye Inverter Technology Co | SUN-7.6K-SG02LP1-AU-AM2 | Deye | 2028-03-12
2025-04-10 | HBS17097 | NINGBO DEYE ESS TECHNOLOGY CO LTD AI-W5.1-B (x2) w/ Ningbo Deye Inverter Technology Co SUN-6K-SG02LP1-AU-AM2 Deye Solarman / Deye Cloud | 9.2 |  |  | NINGBO DEYE ESS TECHNOLOGY CO LTD | AI-W5.1-B | 6 | Ningbo Deye Inverter Technology Co | SUN-6K-SG02LP1-AU-AM2 | Deye | 2028-03-12
2025-04-10 | HBS17098 | NINGBO DEYE ESS TECHNOLOGY CO LTD AI-W5.1-B (x3) w/ Ningbo Deye Inverter Technology Co SUN-6K-SG02LP1-AU-AM2 Deye Solarman / Deye Cloud | 13.8 |  |  | NINGBO DEYE ESS TECHNOLOGY CO LTD | AI-W5.1-B | 6 | Ningbo Deye Inverter Technology Co | SUN-6K-SG02LP1-AU-AM2 | Deye | 2028-03-12
2025-04-10 | HBS17099 | NINGBO DEYE ESS TECHNOLOGY CO LTD AI-W5.1-B (x4) w/ Ningbo Deye Inverter Technology Co SUN-6K-SG02LP1-AU-AM2 Deye Solarman / Deye Cloud | 18.4 |  |  | NINGBO DEYE ESS TECHNOLOGY CO LTD | AI-W5.1-B | 6 | Ningbo Deye Inverter Technology Co | SUN-6K-SG02LP1-AU-AM2 | Deye | 2028-03-12
2025-04-10 | HBS17100 | NINGBO DEYE ESS TECHNOLOGY CO LTD AI-W5.1-B (x5) w/ Ningbo Deye Inverter Technology Co SUN-6K-SG02LP1-AU-AM2 Deye Solarman / Deye Cloud | 23 |  |  | NINGBO DEYE ESS TECHNOLOGY CO LTD | AI-W5.1-B | 6 | Ningbo Deye Inverter Technology Co | SUN-6K-SG02LP1-AU-AM2 | Deye | 2028-03-12
2025-04-10 | HBS17101 | NINGBO DEYE ESS TECHNOLOGY CO LTD AI-W5.1-B (x6) w/ Ningbo Deye Inverter Technology Co SUN-6K-SG02LP1-AU-AM2 Deye Solarman / Deye Cloud | 27.6 |  |  | NINGBO DEYE ESS TECHNOLOGY CO LTD | AI-W5.1-B | 6 | Ningbo Deye Inverter Technology Co | SUN-6K-SG02LP1-AU-AM2 | Deye | 2028-03-12
2025-04-10 | HBS17102 | NINGBO DEYE ESS TECHNOLOGY CO LTD RW-M6.1-B (x2) w/ Ningbo Deye Inverter Technology Co SUN-6K-SG02LP1-AU-AM2 Deye Solarman / Deye Cloud | 11.06 |  |  | NINGBO DEYE ESS TECHNOLOGY CO LTD | RW-M6.1-B | 6 | Ningbo Deye Inverter Technology Co | SUN-6K-SG02LP1-AU-AM2 | Deye | 2028-03-12
2025-04-10 | HBS17103 | NINGBO DEYE ESS TECHNOLOGY CO LTD RW-M6.1-B (x3) w/ Ningbo Deye Inverter Technology Co SUN-6K-SG02LP1-AU-AM2 Deye Solarman / Deye Cloud | 16.59 |  |  | NINGBO DEYE ESS TECHNOLOGY CO LTD | RW-M6.1-B | 6 | Ningbo Deye Inverter Technology Co | SUN-6K-SG02LP1-AU-AM2 | Deye | 2028-03-12
2025-04-10 | HBS17104 | NINGBO DEYE ESS TECHNOLOGY CO LTD RW-M6.1-B (x4) w/ Ningbo Deye Inverter Technology Co SUN-6K-SG02LP1-AU-AM2 Deye Solarman / Deye Cloud | 22.12 |  |  | NINGBO DEYE ESS TECHNOLOGY CO LTD | RW-M6.1-B | 6 | Ningbo Deye Inverter Technology Co | SUN-6K-SG02LP1-AU-AM2 | Deye | 2028-03-12
2025-04-10 | HBS17105 | NINGBO DEYE ESS TECHNOLOGY CO LTD RW-M6.1-B (x5) w/ Ningbo Deye Inverter Technology Co SUN-6K-SG02LP1-AU-AM2 Deye Solarman / Deye Cloud | 27.65 |  |  | NINGBO DEYE ESS TECHNOLOGY CO LTD | RW-M6.1-B | 6 | Ningbo Deye Inverter Technology Co | SUN-6K-SG02LP1-AU-AM2 | Deye | 2028-03-12
2025-04-10 | HBS17106 | NINGBO DEYE ESS TECHNOLOGY CO LTD RW-M6.1-B (x6) w/ Ningbo Deye Inverter Technology Co SUN-6K-SG02LP1-AU-AM2 Deye Solarman / Deye Cloud | 33.18 |  |  | NINGBO DEYE ESS TECHNOLOGY CO LTD | RW-M6.1-B | 6 | Ningbo Deye Inverter Technology Co | SUN-6K-SG02LP1-AU-AM2 | Deye | 2028-03-12
2025-04-10 | HBS17107 | NINGBO DEYE ESS TECHNOLOGY CO LTD RW-F10.2 (x1) w/ Ningbo Deye Inverter Technology Co SUN-6K-SG02LP1-AU-AM2 Deye Solarman / Deye Cloud | 9.2 |  |  | NINGBO DEYE ESS TECHNOLOGY CO LTD | RW-F10.2 | 6 | Ningbo Deye Inverter Technology Co | SUN-6K-SG02LP1-AU-AM2 | Deye | 2028-03-12
2025-04-10 | HBS17108 | NINGBO DEYE ESS TECHNOLOGY CO LTD RW-F10.2 (x2) w/ Ningbo Deye Inverter Technology Co SUN-6K-SG02LP1-AU-AM2 Deye Solarman / Deye Cloud | 18.4 |  |  | NINGBO DEYE ESS TECHNOLOGY CO LTD | RW-F10.2 | 6 | Ningbo Deye Inverter Technology Co | SUN-6K-SG02LP1-AU-AM2 | Deye | 2028-03-12
2025-04-10 | HBS17109 | NINGBO DEYE ESS TECHNOLOGY CO LTD RW-F10.2 (x3) w/ Ningbo Deye Inverter Technology Co SUN-6K-SG02LP1-AU-AM2 Deye Solarman / Deye Cloud | 27.6 |  |  | NINGBO DEYE ESS TECHNOLOGY CO LTD | RW-F10.2 | 6 | Ningbo Deye Inverter Technology Co | SUN-6K-SG02LP1-AU-AM2 | Deye | 2028-03-12
2025-04-10 | HBS17110 | NINGBO DEYE ESS TECHNOLOGY CO LTD RW-F10.2 (x4) w/ Ningbo Deye Inverter Technology Co SUN-6K-SG02LP1-AU-AM2 Deye Solarman / Deye Cloud | 36.8 |  |  | NINGBO DEYE ESS TECHNOLOGY CO LTD | RW-F10.2 | 6 | Ningbo Deye Inverter Technology Co | SUN-6K-SG02LP1-AU-AM2 | Deye | 2028-03-12
2025-04-10 | HBS17111 | NINGBO DEYE ESS TECHNOLOGY CO LTD RW-F10.2 (x5) w/ Ningbo Deye Inverter Technology Co SUN-6K-SG02LP1-AU-AM2 Deye Solarman / Deye Cloud | 46 |  |  | NINGBO DEYE ESS TECHNOLOGY CO LTD | RW-F10.2 | 6 | Ningbo Deye Inverter Technology Co | SUN-6K-SG02LP1-AU-AM2 | Deye | 2028-03-12
2025-04-10 | HBS17112 | NINGBO DEYE ESS TECHNOLOGY CO LTD AI-W5.1-B (x2) w/ Ningbo Deye Inverter Technology Co SUN-10K-SG02LP1-AU-AM3 Deye Solarman / Deye Cloud | 9.2 |  |  | NINGBO DEYE ESS TECHNOLOGY CO LTD | AI-W5.1-B | 6 | Ningbo Deye Inverter Technology Co | SUN-10K-SG02LP1-AU-AM3 | Deye | 2028-03-12
2025-04-10 | HBS17113 | NINGBO DEYE ESS TECHNOLOGY CO LTD AI-W5.1-B (x3) w/ Ningbo Deye Inverter Technology Co SUN-10K-SG02LP1-AU-AM3 Deye Solarman / Deye Cloud | 13.8 |  |  | NINGBO DEYE ESS TECHNOLOGY CO LTD | AI-W5.1-B | 6 | Ningbo Deye Inverter Technology Co | SUN-10K-SG02LP1-AU-AM3 | Deye | 2028-03-12
2025-04-10 | HBS17114 | NINGBO DEYE ESS TECHNOLOGY CO LTD AI-W5.1-B (x4) w/ Ningbo Deye Inverter Technology Co SUN-10K-SG02LP1-AU-AM3 Deye Solarman / Deye Cloud | 18.4 |  |  | NINGBO DEYE ESS TECHNOLOGY CO LTD | AI-W5.1-B | 6 | Ningbo Deye Inverter Technology Co | SUN-10K-SG02LP1-AU-AM3 | Deye | 2028-03-12
2025-04-10 | HBS17115 | NINGBO DEYE ESS TECHNOLOGY CO LTD AI-W5.1-B (x5) w/ Ningbo Deye Inverter Technology Co SUN-10K-SG02LP1-AU-AM3 Deye Solarman / Deye Cloud | 23 |  |  | NINGBO DEYE ESS TECHNOLOGY CO LTD | AI-W5.1-B | 6 | Ningbo Deye Inverter Technology Co | SUN-10K-SG02LP1-AU-AM3 | Deye | 2028-03-12
2025-04-10 | HBS17116 | NINGBO DEYE ESS TECHNOLOGY CO LTD AI-W5.1-B (x6) w/ Ningbo Deye Inverter Technology Co SUN-10K-SG02LP1-AU-AM3 Deye Solarman / Deye Cloud | 27.6 |  |  | NINGBO DEYE ESS TECHNOLOGY CO LTD | AI-W5.1-B | 6 | Ningbo Deye Inverter Technology Co | SUN-10K-SG02LP1-AU-AM3 | Deye | 2028-03-12
2025-04-10 | HBS17117 | NINGBO DEYE ESS TECHNOLOGY CO LTD RW-M6.1-B (x2) w/ Ningbo Deye Inverter Technology Co SUN-10K-SG02LP1-AU-AM3 Deye Solarman / Deye Cloud | 11.06 |  |  | NINGBO DEYE ESS TECHNOLOGY CO LTD | RW-M6.1-B | 6 | Ningbo Deye Inverter Technology Co | SUN-10K-SG02LP1-AU-AM3 | Deye | 2028-03-12
2025-04-10 | HBS17118 | NINGBO DEYE ESS TECHNOLOGY CO LTD RW-M6.1-B (x3) w/ Ningbo Deye Inverter Technology Co SUN-10K-SG02LP1-AU-AM3 Deye Solarman / Deye Cloud | 16.59 |  |  | NINGBO DEYE ESS TECHNOLOGY CO LTD | RW-M6.1-B | 6 | Ningbo Deye Inverter Technology Co | SUN-10K-SG02LP1-AU-AM3 | Deye | 2028-03-12
2025-04-10 | HBS17119 | NINGBO DEYE ESS TECHNOLOGY CO LTD RW-M6.1-B (x4) w/ Ningbo Deye Inverter Technology Co SUN-10K-SG02LP1-AU-AM3 Deye Solarman / Deye Cloud | 22.12 |  |  | NINGBO DEYE ESS TECHNOLOGY CO LTD | RW-M6.1-B | 6 | Ningbo Deye Inverter Technology Co | SUN-10K-SG02LP1-AU-AM3 | Deye | 2028-03-12
2025-04-10 | HBS17120 | NINGBO DEYE ESS TECHNOLOGY CO LTD RW-M6.1-B (x5) w/ Ningbo Deye Inverter Technology Co SUN-10K-SG02LP1-AU-AM3 Deye Solarman / Deye Cloud | 27.65 |  |  | NINGBO DEYE ESS TECHNOLOGY CO LTD | RW-M6.1-B | 6 | Ningbo Deye Inverter Technology Co | SUN-10K-SG02LP1-AU-AM3 | Deye | 2028-03-12
2025-04-10 | HBS17121 | NINGBO DEYE ESS TECHNOLOGY CO LTD RW-M6.1-B (x6) w/ Ningbo Deye Inverter Technology Co SUN-10K-SG02LP1-AU-AM3 Deye Solarman / Deye Cloud | 33.18 |  |  | NINGBO DEYE ESS TECHNOLOGY CO LTD | RW-M6.1-B | 6 | Ningbo Deye Inverter Technology Co | SUN-10K-SG02LP1-AU-AM3 | Deye | 2028-03-12
2025-04-10 | HBS17122 | NINGBO DEYE ESS TECHNOLOGY CO LTD RW-F10.2 (x1) w/ Ningbo Deye Inverter Technology Co SUN-10K-SG02LP1-AU-AM3 Deye Solarman / Deye Cloud | 9.2 |  |  | NINGBO DEYE ESS TECHNOLOGY CO LTD | RW-F10.2 | 6 | Ningbo Deye Inverter Technology Co | SUN-10K-SG02LP1-AU-AM3 | Deye | 2028-03-12
2025-04-10 | HBS17123 | NINGBO DEYE ESS TECHNOLOGY CO LTD RW-F10.2 (x2) w/ Ningbo Deye Inverter Technology Co SUN-10K-SG02LP1-AU-AM3 Deye Solarman / Deye Cloud | 18.4 |  |  | NINGBO DEYE ESS TECHNOLOGY CO LTD | RW-F10.2 | 6 | Ningbo Deye Inverter Technology Co | SUN-10K-SG02LP1-AU-AM3 | Deye | 2028-03-12
2025-04-10 | HBS17124 | NINGBO DEYE ESS TECHNOLOGY CO LTD RW-F10.2 (x3) w/ Ningbo Deye Inverter Technology Co SUN-10K-SG02LP1-AU-AM3 Deye Solarman / Deye Cloud | 27.6 |  |  | NINGBO DEYE ESS TECHNOLOGY CO LTD | RW-F10.2 | 6 | Ningbo Deye Inverter Technology Co | SUN-10K-SG02LP1-AU-AM3 | Deye | 2028-03-12
2025-04-10 | HBS17125 | NINGBO DEYE ESS TECHNOLOGY CO LTD RW-F10.2 (x4) w/ Ningbo Deye Inverter Technology Co SUN-10K-SG02LP1-AU-AM3 Deye Solarman / Deye Cloud | 36.8 |  |  | NINGBO DEYE ESS TECHNOLOGY CO LTD | RW-F10.2 | 6 | Ningbo Deye Inverter Technology Co | SUN-10K-SG02LP1-AU-AM3 | Deye | 2028-03-12
2025-04-10 | HBS17126 | NINGBO DEYE ESS TECHNOLOGY CO LTD RW-F10.2 (x5) w/ Ningbo Deye Inverter Technology Co SUN-10K-SG02LP1-AU-AM3 Deye Solarman / Deye Cloud | 46 |  |  | NINGBO DEYE ESS TECHNOLOGY CO LTD | RW-F10.2 | 6 | Ningbo Deye Inverter Technology Co | SUN-10K-SG02LP1-AU-AM3 | Deye | 2028-03-12
2025-04-10 | HBS17127 | NINGBO DEYE ESS TECHNOLOGY CO LTD AI-W5.1-B (x2) w/ Ningbo Deye Inverter Technology Co SUN-5K-SGO2LP1-AU-AM2 Deye Solarman / Deye Cloud | 9.2 |  |  | NINGBO DEYE ESS TECHNOLOGY CO LTD | AI-W5.1-B | 6 | Ningbo Deye Inverter Technology Co | SUN-5K-SGO2LP1-AU-AM2 | Deye | 2028-03-12
2025-04-10 | HBS17128 | NINGBO DEYE ESS TECHNOLOGY CO LTD AI-W5.1-B (x3) w/ Ningbo Deye Inverter Technology Co SUN-5K-SGO2LP1-AU-AM2 Deye Solarman / Deye Cloud | 13.8 |  |  | NINGBO DEYE ESS TECHNOLOGY CO LTD | AI-W5.1-B | 6 | Ningbo Deye Inverter Technology Co | SUN-5K-SGO2LP1-AU-AM2 | Deye | 2028-03-12
2025-04-10 | HBS17129 | NINGBO DEYE ESS TECHNOLOGY CO LTD AI-W5.1-B (x4) w/ Ningbo Deye Inverter Technology Co SUN-5K-SGO2LP1-AU-AM2 Deye Solarman / Deye Cloud | 18.4 |  |  | NINGBO DEYE ESS TECHNOLOGY CO LTD | AI-W5.1-B | 6 | Ningbo Deye Inverter Technology Co | SUN-5K-SGO2LP1-AU-AM2 | Deye | 2028-03-12
2025-04-10 | HBS17130 | NINGBO DEYE ESS TECHNOLOGY CO LTD AI-W5.1-B (x5) w/ Ningbo Deye Inverter Technology Co SUN-5K-SGO2LP1-AU-AM2 Deye Solarman / Deye Cloud | 23 |  |  | NINGBO DEYE ESS TECHNOLOGY CO LTD | AI-W5.1-B | 6 | Ningbo Deye Inverter Technology Co | SUN-5K-SGO2LP1-AU-AM2 | Deye | 2028-03-12
2025-04-10 | HBS17131 | NINGBO DEYE ESS TECHNOLOGY CO LTD AI-W5.1-B (x6) w/ Ningbo Deye Inverter Technology Co SUN-5K-SGO2LP1-AU-AM2 Deye Solarman / Deye Cloud | 27.6 |  |  | NINGBO DEYE ESS TECHNOLOGY CO LTD | AI-W5.1-B | 6 | Ningbo Deye Inverter Technology Co | SUN-5K-SGO2LP1-AU-AM2 | Deye | 2028-03-12
2025-04-10 | HBS17132 | NINGBO DEYE ESS TECHNOLOGY CO LTD RW-M6.1-B (x2) w/ Ningbo Deye Inverter Technology Co SUN-5K-SGO2LP1-AU-AM2 Deye Solarman / Deye Cloud | 11.06 |  |  | NINGBO DEYE ESS TECHNOLOGY CO LTD | RW-M6.1-B | 6 | Ningbo Deye Inverter Technology Co | SUN-5K-SGO2LP1-AU-AM2 | Deye | 2028-03-12
2025-04-10 | HBS17133 | NINGBO DEYE ESS TECHNOLOGY CO LTD RW-M6.1-B (x3) w/ Ningbo Deye Inverter Technology Co SUN-5K-SGO2LP1-AU-AM2 Deye Solarman / Deye Cloud | 16.59 |  |  | NINGBO DEYE ESS TECHNOLOGY CO LTD | RW-M6.1-B | 6 | Ningbo Deye Inverter Technology Co | SUN-5K-SGO2LP1-AU-AM2 | Deye | 2028-03-12
2025-04-10 | HBS17134 | NINGBO DEYE ESS TECHNOLOGY CO LTD RW-M6.1-B (x4) w/ Ningbo Deye Inverter Technology Co SUN-5K-SGO2LP1-AU-AM2 Deye Solarman / Deye Cloud | 22.12 |  |  | NINGBO DEYE ESS TECHNOLOGY CO LTD | RW-M6.1-B | 6 | Ningbo Deye Inverter Technology Co | SUN-5K-SGO2LP1-AU-AM2 | Deye | 2028-03-12
2025-04-10 | HBS17135 | NINGBO DEYE ESS TECHNOLOGY CO LTD RW-M6.1-B (x5) w/ Ningbo Deye Inverter Technology Co SUN-5K-SGO2LP1-AU-AM2 Deye Solarman / Deye Cloud | 27.65 |  |  | NINGBO DEYE ESS TECHNOLOGY CO LTD | RW-M6.1-B | 6 | Ningbo Deye Inverter Technology Co | SUN-5K-SGO2LP1-AU-AM2 | Deye | 2028-03-12
2025-04-10 | HBS17136 | NINGBO DEYE ESS TECHNOLOGY CO LTD RW-M6.1-B (x6) w/ Ningbo Deye Inverter Technology Co SUN-5K-SGO2LP1-AU-AM2 Deye Solarman / Deye Cloud | 33.18 |  |  | NINGBO DEYE ESS TECHNOLOGY CO LTD | RW-M6.1-B | 6 | Ningbo Deye Inverter Technology Co | SUN-5K-SGO2LP1-AU-AM2 | Deye | 2028-03-12
2025-04-10 | HBS17137 | NINGBO DEYE ESS TECHNOLOGY CO LTD RW-F10.2 (x1) w/ Ningbo Deye Inverter Technology Co SUN-5K-SGO2LP1-AU-AM2 Deye Solarman / Deye Cloud | 9.2 |  |  | NINGBO DEYE ESS TECHNOLOGY CO LTD | RW-F10.2 | 6 | Ningbo Deye Inverter Technology Co | SUN-5K-SGO2LP1-AU-AM2 | Deye | 2028-03-12
2025-04-10 | HBS17138 | NINGBO DEYE ESS TECHNOLOGY CO LTD RW-F10.2 (x2) w/ Ningbo Deye Inverter Technology Co SUN-5K-SGO2LP1-AU-AM2 Deye Solarman / Deye Cloud | 18.4 |  |  | NINGBO DEYE ESS TECHNOLOGY CO LTD | RW-F10.2 | 6 | Ningbo Deye Inverter Technology Co | SUN-5K-SGO2LP1-AU-AM2 | Deye | 2028-03-12
2025-04-10 | HBS17139 | NINGBO DEYE ESS TECHNOLOGY CO LTD RW-F10.2 (x3) w/ Ningbo Deye Inverter Technology Co SUN-5K-SGO2LP1-AU-AM2 Deye Solarman / Deye Cloud | 27.6 |  |  | NINGBO DEYE ESS TECHNOLOGY CO LTD | RW-F10.2 | 6 | Ningbo Deye Inverter Technology Co | SUN-5K-SGO2LP1-AU-AM2 | Deye | 2028-03-12
2025-04-10 | HBS17140 | NINGBO DEYE ESS TECHNOLOGY CO LTD RW-F10.2 (x4) w/ Ningbo Deye Inverter Technology Co SUN-5K-SGO2LP1-AU-AM2 Deye Solarman / Deye Cloud | 36.8 |  |  | NINGBO DEYE ESS TECHNOLOGY CO LTD | RW-F10.2 | 6 | Ningbo Deye Inverter Technology Co | SUN-5K-SGO2LP1-AU-AM2 | Deye | 2028-03-12
2025-04-10 | HBS17141 | NINGBO DEYE ESS TECHNOLOGY CO LTD RW-F10.2 (x5) w/ Ningbo Deye Inverter Technology Co SUN-5K-SGO2LP1-AU-AM2 Deye Solarman / Deye Cloud | 46 |  |  | NINGBO DEYE ESS TECHNOLOGY CO LTD | RW-F10.2 | 6 | Ningbo Deye Inverter Technology Co | SUN-5K-SGO2LP1-AU-AM2 | Deye | 2028-03-12
2025-04-10 | HBS17142 | NINGBO DEYE ESS TECHNOLOGY CO LTD AI-W5.1-B (x2) w/ Ningbo Deye Inverter Technology Co SUN-8K-SG02LP1-AU-AM2 Deye Solarman / Deye Cloud | 9.2 |  |  | NINGBO DEYE ESS TECHNOLOGY CO LTD | AI-W5.1-B | 6 | Ningbo Deye Inverter Technology Co | SUN-8K-SG02LP1-AU-AM2 | Deye | 2028-03-12
2025-04-10 | HBS17143 | NINGBO DEYE ESS TECHNOLOGY CO LTD AI-W5.1-B (x3) w/ Ningbo Deye Inverter Technology Co SUN-8K-SG02LP1-AU-AM2 Deye Solarman / Deye Cloud | 13.8 |  |  | NINGBO DEYE ESS TECHNOLOGY CO LTD | AI-W5.1-B | 6 | Ningbo Deye Inverter Technology Co | SUN-8K-SG02LP1-AU-AM2 | Deye | 2028-03-12
2025-04-10 | HBS17144 | NINGBO DEYE ESS TECHNOLOGY CO LTD AI-W5.1-B (x4) w/ Ningbo Deye Inverter Technology Co SUN-8K-SG02LP1-AU-AM2 Deye Solarman / Deye Cloud | 18.4 |  |  | NINGBO DEYE ESS TECHNOLOGY CO LTD | AI-W5.1-B | 6 | Ningbo Deye Inverter Technology Co | SUN-8K-SG02LP1-AU-AM2 | Deye | 2028-03-12
2025-04-10 | HBS17145 | NINGBO DEYE ESS TECHNOLOGY CO LTD AI-W5.1-B (x5) w/ Ningbo Deye Inverter Technology Co SUN-8K-SG02LP1-AU-AM2 Deye Solarman / Deye Cloud | 23 |  |  | NINGBO DEYE ESS TECHNOLOGY CO LTD | AI-W5.1-B | 6 | Ningbo Deye Inverter Technology Co | SUN-8K-SG02LP1-AU-AM2 | Deye | 2028-03-12
2025-04-10 | HBS17146 | NINGBO DEYE ESS TECHNOLOGY CO LTD AI-W5.1-B (x6) w/ Ningbo Deye Inverter Technology Co SUN-8K-SG02LP1-AU-AM2 Deye Solarman / Deye Cloud | 27.6 |  |  | NINGBO DEYE ESS TECHNOLOGY CO LTD | AI-W5.1-B | 6 | Ningbo Deye Inverter Technology Co | SUN-8K-SG02LP1-AU-AM2 | Deye | 2028-03-12
2025-04-10 | HBS17147 | NINGBO DEYE ESS TECHNOLOGY CO LTD RW-M6.1-B (x2) w/ Ningbo Deye Inverter Technology Co SUN-8K-SG02LP1-AU-AM2 Deye Solarman / Deye Cloud | 11.06 |  |  | NINGBO DEYE ESS TECHNOLOGY CO LTD | RW-M6.1-B | 6 | Ningbo Deye Inverter Technology Co | SUN-8K-SG02LP1-AU-AM2 | Deye | 2028-03-12
2025-04-10 | HBS17148 | NINGBO DEYE ESS TECHNOLOGY CO LTD RW-M6.1-B (x3) w/ Ningbo Deye Inverter Technology Co SUN-8K-SG02LP1-AU-AM2 Deye Solarman / Deye Cloud | 16.59 |  |  | NINGBO DEYE ESS TECHNOLOGY CO LTD | RW-M6.1-B | 6 | Ningbo Deye Inverter Technology Co | SUN-8K-SG02LP1-AU-AM2 | Deye | 2028-03-12
2025-04-10 | HBS17149 | NINGBO DEYE ESS TECHNOLOGY CO LTD RW-M6.1-B (x4) w/ Ningbo Deye Inverter Technology Co SUN-8K-SG02LP1-AU-AM2 Deye Solarman / Deye Cloud | 22.12 |  |  | NINGBO DEYE ESS TECHNOLOGY CO LTD | RW-M6.1-B | 6 | Ningbo Deye Inverter Technology Co | SUN-8K-SG02LP1-AU-AM2 | Deye | 2028-03-12
2025-04-10 | HBS17150 | NINGBO DEYE ESS TECHNOLOGY CO LTD RW-M6.1-B (x5) w/ Ningbo Deye Inverter Technology Co SUN-8K-SG02LP1-AU-AM2 Deye Solarman / Deye Cloud | 27.65 |  |  | NINGBO DEYE ESS TECHNOLOGY CO LTD | RW-M6.1-B | 6 | Ningbo Deye Inverter Technology Co | SUN-8K-SG02LP1-AU-AM2 | Deye | 2028-03-12
2025-04-10 | HBS17151 | NINGBO DEYE ESS TECHNOLOGY CO LTD RW-M6.1-B (x6) w/ Ningbo Deye Inverter Technology Co SUN-8K-SG02LP1-AU-AM2 Deye Solarman / Deye Cloud | 33.18 |  |  | NINGBO DEYE ESS TECHNOLOGY CO LTD | RW-M6.1-B | 6 | Ningbo Deye Inverter Technology Co | SUN-8K-SG02LP1-AU-AM2 | Deye | 2028-03-12
2025-04-10 | HBS17152 | NINGBO DEYE ESS TECHNOLOGY CO LTD RW-F10.2 (x1) w/ Ningbo Deye Inverter Technology Co SUN-8K-SG02LP1-AU-AM2 Deye Solarman / Deye Cloud | 9.2 |  |  | NINGBO DEYE ESS TECHNOLOGY CO LTD | RW-F10.2 | 6 | Ningbo Deye Inverter Technology Co | SUN-8K-SG02LP1-AU-AM2 | Deye | 2028-03-12
2025-04-10 | HBS17153 | NINGBO DEYE ESS TECHNOLOGY CO LTD RW-F10.2 (x2) w/ Ningbo Deye Inverter Technology Co SUN-8K-SG02LP1-AU-AM2 Deye Solarman / Deye Cloud | 18.4 |  |  | NINGBO DEYE ESS TECHNOLOGY CO LTD | RW-F10.2 | 6 | Ningbo Deye Inverter Technology Co | SUN-8K-SG02LP1-AU-AM2 | Deye | 2028-03-12
2025-04-10 | HBS17154 | NINGBO DEYE ESS TECHNOLOGY CO LTD RW-F10.2 (x3) w/ Ningbo Deye Inverter Technology Co SUN-8K-SG02LP1-AU-AM2 Deye Solarman / Deye Cloud | 27.6 |  |  | NINGBO DEYE ESS TECHNOLOGY CO LTD | RW-F10.2 | 6 | Ningbo Deye Inverter Technology Co | SUN-8K-SG02LP1-AU-AM2 | Deye | 2028-03-12
2025-04-10 | HBS17155 | NINGBO DEYE ESS TECHNOLOGY CO LTD RW-F10.2 (x4) w/ Ningbo Deye Inverter Technology Co SUN-8K-SG02LP1-AU-AM2 Deye Solarman / Deye Cloud | 36.8 |  |  | NINGBO DEYE ESS TECHNOLOGY CO LTD | RW-F10.2 | 6 | Ningbo Deye Inverter Technology Co | SUN-8K-SG02LP1-AU-AM2 | Deye | 2028-03-12
2025-04-10 | HBS17156 | NINGBO DEYE ESS TECHNOLOGY CO LTD RW-F10.2 (x5) w/ Ningbo Deye Inverter Technology Co SUN-8K-SG02LP1-AU-AM2 Deye Solarman / Deye Cloud | 46 |  |  | NINGBO DEYE ESS TECHNOLOGY CO LTD | RW-F10.2 | 6 | Ningbo Deye Inverter Technology Co | SUN-8K-SG02LP1-AU-AM2 | Deye | 2028-03-12
2025-04-10 | HBS17157 | NINGBO DEYE ESS TECHNOLOGY CO LTD AI-W5.1-B (x2) w/ Ningbo Deye Inverter Technology Co SUN-12K-SG02LP1-AU-AM3 Deye Solarman / Deye Cloud | 9.2 |  |  | NINGBO DEYE ESS TECHNOLOGY CO LTD | AI-W5.1-B | 6 | Ningbo Deye Inverter Technology Co | SUN-12K-SG02LP1-AU-AM3 | Deye | 2028-03-12
2025-04-10 | HBS17158 | NINGBO DEYE ESS TECHNOLOGY CO LTD AI-W5.1-B (x3) w/ Ningbo Deye Inverter Technology Co SUN-12K-SG02LP1-AU-AM3 Deye Solarman / Deye Cloud | 13.8 |  |  | NINGBO DEYE ESS TECHNOLOGY CO LTD | AI-W5.1-B | 6 | Ningbo Deye Inverter Technology Co | SUN-12K-SG02LP1-AU-AM3 | Deye | 2028-03-12
2025-04-10 | HBS17159 | NINGBO DEYE ESS TECHNOLOGY CO LTD AI-W5.1-B (x4) w/ Ningbo Deye Inverter Technology Co SUN-12K-SG02LP1-AU-AM3 Deye Solarman / Deye Cloud | 18.4 |  |  | NINGBO DEYE ESS TECHNOLOGY CO LTD | AI-W5.1-B | 6 | Ningbo Deye Inverter Technology Co | SUN-12K-SG02LP1-AU-AM3 | Deye | 2028-03-12
2025-04-10 | HBS17160 | NINGBO DEYE ESS TECHNOLOGY CO LTD AI-W5.1-B (x5) w/ Ningbo Deye Inverter Technology Co SUN-12K-SG02LP1-AU-AM3 Deye Solarman / Deye Cloud | 23 |  |  | NINGBO DEYE ESS TECHNOLOGY CO LTD | AI-W5.1-B | 6 | Ningbo Deye Inverter Technology Co | SUN-12K-SG02LP1-AU-AM3 | Deye | 2028-03-12
2025-04-10 | HBS17161 | NINGBO DEYE ESS TECHNOLOGY CO LTD AI-W5.1-B (x6) w/ Ningbo Deye Inverter Technology Co SUN-12K-SG02LP1-AU-AM3 Deye Solarman / Deye Cloud | 27.6 |  |  | NINGBO DEYE ESS TECHNOLOGY CO LTD | AI-W5.1-B | 6 | Ningbo Deye Inverter Technology Co | SUN-12K-SG02LP1-AU-AM3 | Deye | 2028-03-12
2025-04-10 | HBS17162 | NINGBO DEYE ESS TECHNOLOGY CO LTD RW-M6.1-B (x2) w/ Ningbo Deye Inverter Technology Co SUN-12K-SG02LP1-AU-AM3 Deye Solarman / Deye Cloud | 11.06 |  |  | NINGBO DEYE ESS TECHNOLOGY CO LTD | RW-M6.1-B | 6 | Ningbo Deye Inverter Technology Co | SUN-12K-SG02LP1-AU-AM3 | Deye | 2028-03-12
2025-04-10 | HBS17163 | NINGBO DEYE ESS TECHNOLOGY CO LTD RW-M6.1-B (x3) w/ Ningbo Deye Inverter Technology Co SUN-12K-SG02LP1-AU-AM3 Deye Solarman / Deye Cloud | 16.59 |  |  | NINGBO DEYE ESS TECHNOLOGY CO LTD | RW-M6.1-B | 6 | Ningbo Deye Inverter Technology Co | SUN-12K-SG02LP1-AU-AM3 | Deye | 2028-03-12
2025-04-10 | HBS17164 | NINGBO DEYE ESS TECHNOLOGY CO LTD RW-M6.1-B (x4) w/ Ningbo Deye Inverter Technology Co SUN-12K-SG02LP1-AU-AM3 Deye Solarman / Deye Cloud | 22.12 |  |  | NINGBO DEYE ESS TECHNOLOGY CO LTD | RW-M6.1-B | 6 | Ningbo Deye Inverter Technology Co | SUN-12K-SG02LP1-AU-AM3 | Deye | 2028-03-12
2025-04-10 | HBS17165 | NINGBO DEYE ESS TECHNOLOGY CO LTD RW-M6.1-B (x5) w/ Ningbo Deye Inverter Technology Co SUN-12K-SG02LP1-AU-AM3 Deye Solarman / Deye Cloud | 27.65 |  |  | NINGBO DEYE ESS TECHNOLOGY CO LTD | RW-M6.1-B | 6 | Ningbo Deye Inverter Technology Co | SUN-12K-SG02LP1-AU-AM3 | Deye | 2028-03-12
2025-04-10 | HBS17166 | NINGBO DEYE ESS TECHNOLOGY CO LTD RW-M6.1-B (x6) w/ Ningbo Deye Inverter Technology Co SUN-12K-SG02LP1-AU-AM3 Deye Solarman / Deye Cloud | 33.18 |  |  | NINGBO DEYE ESS TECHNOLOGY CO LTD | RW-M6.1-B | 6 | Ningbo Deye Inverter Technology Co | SUN-12K-SG02LP1-AU-AM3 | Deye | 2028-03-12
2025-04-10 | HBS17167 | NINGBO DEYE ESS TECHNOLOGY CO LTD RW-F10.2 (x1) w/ Ningbo Deye Inverter Technology Co SUN-12K-SG02LP1-AU-AM3 Deye Solarman / Deye Cloud | 9.2 |  |  | NINGBO DEYE ESS TECHNOLOGY CO LTD | RW-F10.2 | 6 | Ningbo Deye Inverter Technology Co | SUN-12K-SG02LP1-AU-AM3 | Deye | 2028-03-12
2025-04-10 | HBS17168 | NINGBO DEYE ESS TECHNOLOGY CO LTD RW-F10.2 (x2) w/ Ningbo Deye Inverter Technology Co SUN-12K-SG02LP1-AU-AM3 Deye Solarman / Deye Cloud | 18.4 |  |  | NINGBO DEYE ESS TECHNOLOGY CO LTD | RW-F10.2 | 6 | Ningbo Deye Inverter Technology Co | SUN-12K-SG02LP1-AU-AM3 | Deye | 2028-03-12
2025-04-10 | HBS17169 | NINGBO DEYE ESS TECHNOLOGY CO LTD RW-F10.2 (x3) w/ Ningbo Deye Inverter Technology Co SUN-12K-SG02LP1-AU-AM3 Deye Solarman / Deye Cloud | 27.6 |  |  | NINGBO DEYE ESS TECHNOLOGY CO LTD | RW-F10.2 | 6 | Ningbo Deye Inverter Technology Co | SUN-12K-SG02LP1-AU-AM3 | Deye | 2028-03-12
2025-04-10 | HBS17170 | NINGBO DEYE ESS TECHNOLOGY CO LTD RW-F10.2 (x4) w/ Ningbo Deye Inverter Technology Co SUN-12K-SG02LP1-AU-AM3 Deye Solarman / Deye Cloud | 36.8 |  |  | NINGBO DEYE ESS TECHNOLOGY CO LTD | RW-F10.2 | 6 | Ningbo Deye Inverter Technology Co | SUN-12K-SG02LP1-AU-AM3 | Deye | 2028-03-12
2025-04-10 | HBS17171 | NINGBO DEYE ESS TECHNOLOGY CO LTD RW-F10.2 (x5) w/ Ningbo Deye Inverter Technology Co SUN-12K-SG02LP1-AU-AM3 Deye Solarman / Deye Cloud | 46 |  |  | NINGBO DEYE ESS TECHNOLOGY CO LTD | RW-F10.2 | 6 | Ningbo Deye Inverter Technology Co | SUN-12K-SG02LP1-AU-AM3 | Deye | 2028-03-12
2025-04-21 | HBS17172 | Anker Innovations Limited X1-B10-HC (x2) w/ Anker Innovations Limited X1-H3.68K-S | 10 |  |  | Anker Innovations Limited | X1-B10-HC | 2 | Anker Innovations Limited | X1-H3.68K-S | Anker | 2028-02-11
2025-04-21 | HBS17173 | Anker Innovations Limited X1-B15-HC (x3) w/ Anker Innovations Limited X1-H3.68K-S | 15 |  |  | Anker Innovations Limited | X1-B15-HC | 3 | Anker Innovations Limited | X1-H3.68K-S | Anker | 2028-02-11
2025-04-21 | HBS17174 | Anker Innovations Limited X1-B20-HC (x4) w/ Anker Innovations Limited X1-H3.68K-S | 20 |  |  | Anker Innovations Limited | X1-B20-HC | 4 | Anker Innovations Limited | X1-H3.68K-S | Anker | 2028-02-11
2025-04-21 | HBS17175 | Anker Innovations Limited X1-B25-HC (x5) w/ Anker Innovations Limited X1-H3.68K-S | 25 |  |  | Anker Innovations Limited | X1-B25-HC | 5 | Anker Innovations Limited | X1-H3.68K-S | Anker | 2028-02-11
2025-04-21 | HBS17176 | Anker Innovations Limited X1-B30-HC (x6) w/ Anker Innovations Limited X1-H3.68K-S | 30 |  |  | Anker Innovations Limited | X1-B30-HC | 6 | Anker Innovations Limited | X1-H3.68K-S | Anker | 2028-02-11
2025-04-21 | HBS17177 | Anker Innovations Limited X1-B10-HC (x2) w/ Anker Innovations Limited X1-H4.6K-S | 10 |  |  | Anker Innovations Limited | X1-B10-HC | 2 | Anker Innovations Limited | X1-H4.6K-S | Anker | 2028-02-11
2025-04-21 | HBS17178 | Anker Innovations Limited X1-B15-HC (x3) w/ Anker Innovations Limited X1-H4.6K-S | 15 |  |  | Anker Innovations Limited | X1-B15-HC | 3 | Anker Innovations Limited | X1-H4.6K-S | Anker | 2028-02-11
2025-04-21 | HBS17179 | Anker Innovations Limited X1-B20-HC (x4) w/ Anker Innovations Limited X1-H4.6K-S | 20 |  |  | Anker Innovations Limited | X1-B20-HC | 4 | Anker Innovations Limited | X1-H4.6K-S | Anker | 2028-02-11
2025-04-21 | HBS17180 | Anker Innovations Limited X1-B25-HC (x5) w/ Anker Innovations Limited X1-H4.6K-S | 25 |  |  | Anker Innovations Limited | X1-B25-HC | 5 | Anker Innovations Limited | X1-H4.6K-S | Anker | 2028-02-11
2025-04-21 | HBS17181 | Anker Innovations Limited X1-B30-HC (x6) w/ Anker Innovations Limited X1-H4.6K-S | 30 |  |  | Anker Innovations Limited | X1-B30-HC | 6 | Anker Innovations Limited | X1-H4.6K-S | Anker | 2028-02-11
2025-04-21 | HBS17182 | Anker Innovations Limited X1-B10-HC (x2) w/ Anker Innovations Limited X1-H5K-S | 10 |  |  | Anker Innovations Limited | X1-B10-HC | 2 | Anker Innovations Limited | X1-H5K-S | Anker | 2028-02-11
2025-04-21 | HBS17183 | Anker Innovations Limited X1-B15-HC (x3) w/ Anker Innovations Limited X1-H5K-S | 15 |  |  | Anker Innovations Limited | X1-B15-HC | 3 | Anker Innovations Limited | X1-H5K-S | Anker | 2028-02-11
2025-04-21 | HBS17184 | Anker Innovations Limited X1-B20-HC (x4) w/ Anker Innovations Limited X1-H5K-S | 20 |  |  | Anker Innovations Limited | X1-B20-HC | 4 | Anker Innovations Limited | X1-H5K-S | Anker | 2028-02-11
2025-04-21 | HBS17185 | Anker Innovations Limited X1-B25-HC (x5) w/ Anker Innovations Limited X1-H5K-S | 25 |  |  | Anker Innovations Limited | X1-B25-HC | 5 | Anker Innovations Limited | X1-H5K-S | Anker | 2028-02-11
2025-04-21 | HBS17186 | Anker Innovations Limited X1-B30-HC (x6) w/ Anker Innovations Limited X1-H5K-S | 30 |  |  | Anker Innovations Limited | X1-B30-HC | 6 | Anker Innovations Limited | X1-H5K-S | Anker | 2028-02-11
2025-04-21 | HBS17187 | Anker Innovations Limited X1-B10-HC (x2) w/ Anker Innovations Limited X1-H6K-S | 10 |  |  | Anker Innovations Limited | X1-B10-HC | 2 | Anker Innovations Limited | X1-H6K-S | Anker | 2028-02-11
2025-04-21 | HBS17188 | Anker Innovations Limited X1-B15-HC (x3) w/ Anker Innovations Limited X1-H6K-S | 15 |  |  | Anker Innovations Limited | X1-B15-HC | 3 | Anker Innovations Limited | X1-H6K-S | Anker | 2028-02-11
2025-04-21 | HBS17189 | Anker Innovations Limited X1-B20-HC (x4) w/ Anker Innovations Limited X1-H6K-S | 20 |  |  | Anker Innovations Limited | X1-B20-HC | 4 | Anker Innovations Limited | X1-H6K-S | Anker | 2028-02-11
2025-04-21 | HBS17190 | Anker Innovations Limited X1-B25-HC (x5) w/ Anker Innovations Limited X1-H6K-S | 25 |  |  | Anker Innovations Limited | X1-B25-HC | 5 | Anker Innovations Limited | X1-H6K-S | Anker | 2028-02-11
2025-04-21 | HBS17191 | Anker Innovations Limited X1-B30-HC (x6) w/ Anker Innovations Limited X1-H6K-S | 30 |  |  | Anker Innovations Limited | X1-B30-HC | 6 | Anker Innovations Limited | X1-H6K-S | Anker | 2028-02-11
2025-04-21 | HBS17192 | Anker Innovations Limited X1-B10-HC (x2) w/ Anker Innovations Limited X1-H5K-T | 10 |  |  | Anker Innovations Limited | X1-B10-HC | 2 | Anker Innovations Limited | X1-H5K-T | Anker | 2028-01-09
2025-04-21 | HBS17193 | Anker Innovations Limited X1-B15-HC (x3) w/ Anker Innovations Limited X1-H5K-T | 15 |  |  | Anker Innovations Limited | X1-B15-HC | 3 | Anker Innovations Limited | X1-H5K-T | Anker | 2028-01-09
2025-04-21 | HBS17194 | Anker Innovations Limited X1-B20-HC (x4) w/ Anker Innovations Limited X1-H5K-T | 20 |  |  | Anker Innovations Limited | X1-B20-HC | 4 | Anker Innovations Limited | X1-H5K-T | Anker | 2028-01-09
2025-04-21 | HBS17195 | Anker Innovations Limited X1-B25-HC (x5) w/ Anker Innovations Limited X1-H5K-T | 25 |  |  | Anker Innovations Limited | X1-B25-HC | 5 | Anker Innovations Limited | X1-H5K-T | Anker | 2028-01-09
2025-04-21 | HBS17196 | Anker Innovations Limited X1-B30-HC (x6) w/ Anker Innovations Limited X1-H5K-T | 30 |  |  | Anker Innovations Limited | X1-B30-HC | 6 | Anker Innovations Limited | X1-H5K-T | Anker | 2028-01-09
2025-04-21 | HBS17197 | Anker Innovations Limited X1-B10-HC (x2) w/ Anker Innovations Limited X1-H8K-T | 10 |  |  | Anker Innovations Limited | X1-B10-HC | 2 | Anker Innovations Limited | X1-H8K-T | Anker | 2028-01-09
2025-04-21 | HBS17198 | Anker Innovations Limited X1-B15-HC (x3) w/ Anker Innovations Limited X1-H8K-T | 15 |  |  | Anker Innovations Limited | X1-B15-HC | 3 | Anker Innovations Limited | X1-H8K-T | Anker | 2028-01-09
2025-04-21 | HBS17199 | Anker Innovations Limited X1-B20-HC (x4) w/ Anker Innovations Limited X1-H8K-T | 20 |  |  | Anker Innovations Limited | X1-B20-HC | 4 | Anker Innovations Limited | X1-H8K-T | Anker | 2028-01-09
2025-04-21 | HBS17200 | Anker Innovations Limited X1-B25-HC (x5) w/ Anker Innovations Limited X1-H8K-T | 25 |  |  | Anker Innovations Limited | X1-B25-HC | 5 | Anker Innovations Limited | X1-H8K-T | Anker | 2028-01-09
2025-04-21 | HBS17201 | Anker Innovations Limited X1-B30-HC (x6) w/ Anker Innovations Limited X1-H8K-T | 30 |  |  | Anker Innovations Limited | X1-B30-HC | 6 | Anker Innovations Limited | X1-H8K-T | Anker | 2028-01-09
2025-04-21 | HBS17202 | Anker Innovations Limited X1-B10-HC (x2) w/ Anker Innovations Limited X1-H10K-T | 10 |  |  | Anker Innovations Limited | X1-B10-HC | 2 | Anker Innovations Limited | X1-H10K-T | Anker | 2028-01-09
2025-04-21 | HBS17203 | Anker Innovations Limited X1-B15-HC (x3) w/ Anker Innovations Limited X1-H10K-T | 15 |  |  | Anker Innovations Limited | X1-B15-HC | 3 | Anker Innovations Limited | X1-H10K-T | Anker | 2028-01-09
2025-04-21 | HBS17204 | Anker Innovations Limited X1-B20-HC (x4) w/ Anker Innovations Limited X1-H10K-T | 20 |  |  | Anker Innovations Limited | X1-B20-HC | 4 | Anker Innovations Limited | X1-H10K-T | Anker | 2028-01-09
2025-04-21 | HBS17205 | Anker Innovations Limited X1-B25-HC (x5) w/ Anker Innovations Limited X1-H10K-T | 25 |  |  | Anker Innovations Limited | X1-B25-HC | 5 | Anker Innovations Limited | X1-H10K-T | Anker | 2028-01-09
2025-04-21 | HBS17206 | Anker Innovations Limited X1-B30-HC (x6) w/ Anker Innovations Limited X1-H10K-T | 30 |  |  | Anker Innovations Limited | X1-B30-HC | 6 | Anker Innovations Limited | X1-H10K-T | Anker | 2028-01-09
2025-04-21 | HBS17207 | Anker Innovations Limited X1-B10-HC (x2) w/ Anker Innovations Limited X1-H12K-T | 10 |  |  | Anker Innovations Limited | X1-B10-HC | 2 | Anker Innovations Limited | X1-H12K-T | Anker | 2028-01-09
2025-04-21 | HBS17208 | Anker Innovations Limited X1-B15-HC (x3) w/ Anker Innovations Limited X1-H12K-T | 15 |  |  | Anker Innovations Limited | X1-B15-HC | 3 | Anker Innovations Limited | X1-H12K-T | Anker | 2028-01-09
2025-04-21 | HBS17209 | Anker Innovations Limited X1-B20-HC (x4) w/ Anker Innovations Limited X1-H12K-T | 20 |  |  | Anker Innovations Limited | X1-B20-HC | 4 | Anker Innovations Limited | X1-H12K-T | Anker | 2028-01-09
2025-04-21 | HBS17210 | Anker Innovations Limited X1-B25-HC (x5) w/ Anker Innovations Limited X1-H12K-T | 25 |  |  | Anker Innovations Limited | X1-B25-HC | 5 | Anker Innovations Limited | X1-H12K-T | Anker | 2028-01-09
2025-04-21 | HBS17211 | Anker Innovations Limited X1-B30-HC (x6) w/ Anker Innovations Limited X1-H12K-T | 30 |  |  | Anker Innovations Limited | X1-B30-HC | 6 | Anker Innovations Limited | X1-H12K-T | Anker | 2028-01-09
2025-05-01 | HBS17212 | iPotisEdge Co Ltd ALOE PRO-M10 (x2) w/ iPotisEdge Co Ltd IPS-4.6K-L60-S Zhejiang Chint IoT Technology Co Ltd DDSU666 | 9.6 |  |  | iPotisEdge Co Ltd | ALOE PRO-M10 | 2 | iPotisEdge Co Ltd | IPS-4.6K-L60-S | PotisEdge | 2027-12-16
2025-05-01 | HBS17213 | iPotisEdge Co Ltd ALOE PRO-M15 (x3) w/ iPotisEdge Co Ltd IPS-4.6K-L60-S Zhejiang Chint IoT Technology Co Ltd DDSU666 | 14.4 |  |  | iPotisEdge Co Ltd | ALOE PRO-M15 | 3 | iPotisEdge Co Ltd | IPS-4.6K-L60-S | PotisEdge | 2027-12-16
2025-05-01 | HBS17214 | iPotisEdge Co Ltd ALOE PRO-M20 (x4) w/ iPotisEdge Co Ltd IPS-4.6K-L60-S Zhejiang Chint IoT Technology Co Ltd DDSU666 | 19.2 |  |  | iPotisEdge Co Ltd | ALOE PRO-M20 | 4 | iPotisEdge Co Ltd | IPS-4.6K-L60-S | PotisEdge | 2027-12-16
2025-05-01 | HBS17215 | iPotisEdge Co Ltd ALOE PRO-M10 (x2) w/ iPotisEdge Co Ltd IPS-6K-L120-S Zhejiang Chint IoT Technology Co Ltd DDSU666 | 9.6 |  |  | iPotisEdge Co Ltd | ALOE PRO-M10 | 2 | iPotisEdge Co Ltd | IPS-6K-L120-S | PotisEdge | 2027-12-16
2025-05-01 | HBS17216 | iPotisEdge Co Ltd ALOE PRO-M15 (x3) w/ iPotisEdge Co Ltd IPS-6K-L120-S Zhejiang Chint IoT Technology Co Ltd DDSU666 | 14.4 |  |  | iPotisEdge Co Ltd | ALOE PRO-M15 | 3 | iPotisEdge Co Ltd | IPS-6K-L120-S | PotisEdge | 2027-12-16
2025-05-01 | HBS17217 | iPotisEdge Co Ltd ALOE PRO-M20 (x4) w/ iPotisEdge Co Ltd IPS-6K-L120-S Zhejiang Chint IoT Technology Co Ltd DDSU666 | 19.2 |  |  | iPotisEdge Co Ltd | ALOE PRO-M20 | 4 | iPotisEdge Co Ltd | IPS-6K-L120-S | PotisEdge | 2027-12-16
2025-05-01 | HBS17218 | iPotisEdge Co Ltd ALOE PRO-M10 (x2) w/ iPotisEdge Co Ltd IPS-5K-L60-S Zhejiang Chint IoT Technology Co Ltd DDSU666 | 9.6 |  |  | iPotisEdge Co Ltd | ALOE PRO-M10 | 2 | iPotisEdge Co Ltd | IPS-5K-L60-S | PotisEdge | 2027-12-16
2025-05-01 | HBS17219 | iPotisEdge Co Ltd ALOE PRO-M15 (x3) w/ iPotisEdge Co Ltd IPS-5K-L60-S Zhejiang Chint IoT Technology Co Ltd DDSU666 | 14.4 |  |  | iPotisEdge Co Ltd | ALOE PRO-M15 | 3 | iPotisEdge Co Ltd | IPS-5K-L60-S | PotisEdge | 2027-12-16
2025-05-01 | HBS17220 | iPotisEdge Co Ltd ALOE PRO-M20 (x4) w/ iPotisEdge Co Ltd IPS-5K-L60-S Zhejiang Chint IoT Technology Co Ltd DDSU666 | 19.2 |  |  | iPotisEdge Co Ltd | ALOE PRO-M20 | 4 | iPotisEdge Co Ltd | IPS-5K-L60-S | PotisEdge | 2027-12-16
2025-05-01 | HBS17221 | iPotisEdge Co Ltd ALOE PRO-M10 (x2) w/ iPotisEdge Co Ltd IPS-6K-L60-S Zhejiang Chint IoT Technology Co Ltd DDSU666 | 9.6 |  |  | iPotisEdge Co Ltd | ALOE PRO-M10 | 2 | iPotisEdge Co Ltd | IPS-6K-L60-S | PotisEdge | 2027-12-16
2025-05-01 | HBS17222 | iPotisEdge Co Ltd ALOE PRO-M15 (x3) w/ iPotisEdge Co Ltd IPS-6K-L60-S Zhejiang Chint IoT Technology Co Ltd DDSU666 | 14.4 |  |  | iPotisEdge Co Ltd | ALOE PRO-M15 | 3 | iPotisEdge Co Ltd | IPS-6K-L60-S | PotisEdge | 2027-12-16
2025-05-01 | HBS17223 | iPotisEdge Co Ltd ALOE PRO-M20 (x4) w/ iPotisEdge Co Ltd IPS-6K-L60-S Zhejiang Chint IoT Technology Co Ltd DDSU666 | 19.2 |  |  | iPotisEdge Co Ltd | ALOE PRO-M20 | 4 | iPotisEdge Co Ltd | IPS-6K-L60-S | PotisEdge | 2027-12-16
2025-05-01 | HBS17224 | iPotisEdge Co Ltd ALOE PRO-M10 (x2) w/ iPotisEdge Co Ltd IPS-4.6K-L120-S Zhejiang Chint IoT Technology Co Ltd DDSU666 | 9.6 |  |  | iPotisEdge Co Ltd | ALOE PRO-M10 | 2 | iPotisEdge Co Ltd | IPS-4.6K-L120-S | PotisEdge | 2027-12-16
2025-05-01 | HBS17225 | iPotisEdge Co Ltd ALOE PRO-M15 (x3) w/ iPotisEdge Co Ltd IPS-4.6K-L120-S Zhejiang Chint IoT Technology Co Ltd DDSU666 | 14.4 |  |  | iPotisEdge Co Ltd | ALOE PRO-M15 | 3 | iPotisEdge Co Ltd | IPS-4.6K-L120-S | PotisEdge | 2027-12-16
2025-05-01 | HBS17226 | iPotisEdge Co Ltd ALOE PRO-M20 (x4) w/ iPotisEdge Co Ltd IPS-4.6K-L120-S Zhejiang Chint IoT Technology Co Ltd DDSU666 | 19.2 |  |  | iPotisEdge Co Ltd | ALOE PRO-M20 | 4 | iPotisEdge Co Ltd | IPS-4.6K-L120-S | PotisEdge | 2027-12-16
2025-05-01 | HBS17227 | iPotisEdge Co Ltd ALOE PRO-M10 (x2) w/ iPotisEdge Co Ltd IPS-5K-L120-S Zhejiang Chint IoT Technology Co Ltd DDSU666 | 9.6 |  |  | iPotisEdge Co Ltd | ALOE PRO-M10 | 2 | iPotisEdge Co Ltd | IPS-5K-L120-S | PotisEdge | 2027-12-16
2025-05-01 | HBS17228 | iPotisEdge Co Ltd ALOE PRO-M15 (x3) w/ iPotisEdge Co Ltd IPS-5K-L120-S Zhejiang Chint IoT Technology Co Ltd DDSU666 | 14.4 |  |  | iPotisEdge Co Ltd | ALOE PRO-M15 | 3 | iPotisEdge Co Ltd | IPS-5K-L120-S | PotisEdge | 2027-12-16
2025-05-01 | HBS17229 | iPotisEdge Co Ltd ALOE PRO-M20 (x4) w/ iPotisEdge Co Ltd IPS-5K-L120-S Zhejiang Chint IoT Technology Co Ltd DDSU666 | 19.2 |  |  | iPotisEdge Co Ltd | ALOE PRO-M20 | 4 | iPotisEdge Co Ltd | IPS-5K-L120-S | PotisEdge | 2027-12-16
2025-05-15 | HBS17230 | Guangzhou Sanjing Electric Co Ltd B2-10.0-HV5 (x2) w/ Guangzhou Sanjing Electric Co Ltd H2-10K-T3-AU CHINT DTSU666 | 9 |  |  | Guangzhou Sanjing Electric Co Ltd | B2-10.0-HV5 | 2 | Guangzhou Sanjing Electric Co Ltd | H2-10K-T3-AU | SAJ | 2028-04-14
2025-05-15 | HBS17231 | Guangzhou Sanjing Electric Co Ltd B2-15.0-HV5 (x3) w/ Guangzhou Sanjing Electric Co Ltd H2-10K-T3-AU CHINT DTSU666 | 13.5 |  |  | Guangzhou Sanjing Electric Co Ltd | B2-15.0-HV5 | 3 | Guangzhou Sanjing Electric Co Ltd | H2-10K-T3-AU | SAJ | 2028-04-14
2025-05-15 | HBS17232 | Guangzhou Sanjing Electric Co Ltd B2-20.0-HV5 (x4) w/ Guangzhou Sanjing Electric Co Ltd H2-10K-T3-AU CHINT DTSU666 | 18 |  |  | Guangzhou Sanjing Electric Co Ltd | B2-20.0-HV5 | 4 | Guangzhou Sanjing Electric Co Ltd | H2-10K-T3-AU | SAJ | 2028-04-14
2025-05-15 | HBS17233 | Guangzhou Sanjing Electric Co Ltd B2-25.0-HV5 (x5) w/ Guangzhou Sanjing Electric Co Ltd H2-10K-T3-AU CHINT DTSU666 | 22.5 |  |  | Guangzhou Sanjing Electric Co Ltd | B2-25.0-HV5 | 5 | Guangzhou Sanjing Electric Co Ltd | H2-10K-T3-AU | SAJ | 2028-04-14
2025-05-15 | HBS17234 | Guangzhou Sanjing Electric Co Ltd B2-10.0-HV1 (x2) w/ Guangzhou Sanjing Electric Co Ltd H2-10K-T3-AU CHINT DTSU666 | 9 |  |  | Guangzhou Sanjing Electric Co Ltd | B2-10.0-HV1 | 2 | Guangzhou Sanjing Electric Co Ltd | H2-10K-T3-AU | SAJ | 2028-04-14
2025-05-15 | HBS17235 | Guangzhou Sanjing Electric Co Ltd B2-15.0-HV1 (x3) w/ Guangzhou Sanjing Electric Co Ltd H2-10K-T3-AU CHINT DTSU666 | 13.5 |  |  | Guangzhou Sanjing Electric Co Ltd | B2-15.0-HV1 | 3 | Guangzhou Sanjing Electric Co Ltd | H2-10K-T3-AU | SAJ | 2028-04-14
2025-05-15 | HBS17236 | Guangzhou Sanjing Electric Co Ltd B2-20.0-HV1 (x4) w/ Guangzhou Sanjing Electric Co Ltd H2-10K-T3-AU CHINT DTSU666 | 18 |  |  | Guangzhou Sanjing Electric Co Ltd | B2-20.0-HV1 | 4 | Guangzhou Sanjing Electric Co Ltd | H2-10K-T3-AU | SAJ | 2028-04-14
2025-05-15 | HBS17237 | Guangzhou Sanjing Electric Co Ltd B2-25.0-HV1 (x5) w/ Guangzhou Sanjing Electric Co Ltd H2-10K-T3-AU CHINT DTSU666 | 22.5 |  |  | Guangzhou Sanjing Electric Co Ltd | B2-25.0-HV1 | 5 | Guangzhou Sanjing Electric Co Ltd | H2-10K-T3-AU | SAJ | 2028-04-14
2025-05-15 | HBS17238 | Guangzhou Sanjing Electric Co Ltd B2-10.0-HV5 (x2) w/ Guangzhou Sanjing Electric Co Ltd H2-12K-T3-AU CHINT DTSU666 | 9 |  |  | Guangzhou Sanjing Electric Co Ltd | B2-10.0-HV5 | 2 | Guangzhou Sanjing Electric Co Ltd | H2-12K-T3-AU | SAJ | 2028-04-14
2025-05-15 | HBS17239 | Guangzhou Sanjing Electric Co Ltd B2-15.0-HV5 (x3) w/ Guangzhou Sanjing Electric Co Ltd H2-12K-T3-AU CHINT DTSU666 | 13.5 |  |  | Guangzhou Sanjing Electric Co Ltd | B2-15.0-HV5 | 3 | Guangzhou Sanjing Electric Co Ltd | H2-12K-T3-AU | SAJ | 2028-04-14
2025-05-15 | HBS17240 | Guangzhou Sanjing Electric Co Ltd B2-20.0-HV5 (x4) w/ Guangzhou Sanjing Electric Co Ltd H2-12K-T3-AU CHINT DTSU666 | 18 |  |  | Guangzhou Sanjing Electric Co Ltd | B2-20.0-HV5 | 4 | Guangzhou Sanjing Electric Co Ltd | H2-12K-T3-AU | SAJ | 2028-04-14
2025-05-15 | HBS17241 | Guangzhou Sanjing Electric Co Ltd B2-25.0-HV5 (x5) w/ Guangzhou Sanjing Electric Co Ltd H2-12K-T3-AU CHINT DTSU666 | 22.5 |  |  | Guangzhou Sanjing Electric Co Ltd | B2-25.0-HV5 | 5 | Guangzhou Sanjing Electric Co Ltd | H2-12K-T3-AU | SAJ | 2028-04-14
2025-05-15 | HBS17242 | Guangzhou Sanjing Electric Co Ltd B2-10.0-HV1 (x2) w/ Guangzhou Sanjing Electric Co Ltd H2-12K-T3-AU CHINT DTSU666 | 9 |  |  | Guangzhou Sanjing Electric Co Ltd | B2-10.0-HV1 | 2 | Guangzhou Sanjing Electric Co Ltd | H2-12K-T3-AU | SAJ | 2028-04-14
2025-05-15 | HBS17243 | Guangzhou Sanjing Electric Co Ltd B2-15.0-HV1 (x3) w/ Guangzhou Sanjing Electric Co Ltd H2-12K-T3-AU CHINT DTSU666 | 13.5 |  |  | Guangzhou Sanjing Electric Co Ltd | B2-15.0-HV1 | 3 | Guangzhou Sanjing Electric Co Ltd | H2-12K-T3-AU | SAJ | 2028-04-14
2025-05-15 | HBS17244 | Guangzhou Sanjing Electric Co Ltd B2-20.0-HV1 (x4) w/ Guangzhou Sanjing Electric Co Ltd H2-12K-T3-AU CHINT DTSU666 | 18 |  |  | Guangzhou Sanjing Electric Co Ltd | B2-20.0-HV1 | 4 | Guangzhou Sanjing Electric Co Ltd | H2-12K-T3-AU | SAJ | 2028-04-14
2025-05-15 | HBS17245 | Guangzhou Sanjing Electric Co Ltd B2-25.0-HV1 (x5) w/ Guangzhou Sanjing Electric Co Ltd H2-12K-T3-AU CHINT DTSU666 | 22.5 |  |  | Guangzhou Sanjing Electric Co Ltd | B2-25.0-HV1 | 5 | Guangzhou Sanjing Electric Co Ltd | H2-12K-T3-AU | SAJ | 2028-04-14
2025-05-15 | HBS17246 | Guangzhou Sanjing Electric Co Ltd B2-10.0-HV5 (x2) w/ Guangzhou Sanjing Electric Co Ltd H2-15K-T3-AU CHINT DTSU666 | 9 |  |  | Guangzhou Sanjing Electric Co Ltd | B2-10.0-HV5 | 2 | Guangzhou Sanjing Electric Co Ltd | H2-15K-T3-AU | SAJ | 2028-04-14
2025-05-15 | HBS17247 | Guangzhou Sanjing Electric Co Ltd B2-15.0-HV5 (x3) w/ Guangzhou Sanjing Electric Co Ltd H2-15K-T3-AU CHINT DTSU666 | 13.5 |  |  | Guangzhou Sanjing Electric Co Ltd | B2-15.0-HV5 | 3 | Guangzhou Sanjing Electric Co Ltd | H2-15K-T3-AU | SAJ | 2028-04-14
2025-05-15 | HBS17248 | Guangzhou Sanjing Electric Co Ltd B2-20.0-HV5 (x4) w/ Guangzhou Sanjing Electric Co Ltd H2-15K-T3-AU CHINT DTSU666 | 18 |  |  | Guangzhou Sanjing Electric Co Ltd | B2-20.0-HV5 | 4 | Guangzhou Sanjing Electric Co Ltd | H2-15K-T3-AU | SAJ | 2028-04-14
2025-05-15 | HBS17249 | Guangzhou Sanjing Electric Co Ltd B2-25.0-HV5 (x5) w/ Guangzhou Sanjing Electric Co Ltd H2-15K-T3-AU CHINT DTSU666 | 22.5 |  |  | Guangzhou Sanjing Electric Co Ltd | B2-25.0-HV5 | 5 | Guangzhou Sanjing Electric Co Ltd | H2-15K-T3-AU | SAJ | 2028-04-14
2025-05-15 | HBS17250 | Guangzhou Sanjing Electric Co Ltd B2-10.0-HV1 (x2) w/ Guangzhou Sanjing Electric Co Ltd H2-15K-T3-AU CHINT DTSU666 | 9 |  |  | Guangzhou Sanjing Electric Co Ltd | B2-10.0-HV1 | 2 | Guangzhou Sanjing Electric Co Ltd | H2-15K-T3-AU | SAJ | 2028-04-14
2025-05-15 | HBS17251 | Guangzhou Sanjing Electric Co Ltd B2-15.0-HV1 (x3) w/ Guangzhou Sanjing Electric Co Ltd H2-15K-T3-AU CHINT DTSU666 | 13.5 |  |  | Guangzhou Sanjing Electric Co Ltd | B2-15.0-HV1 | 3 | Guangzhou Sanjing Electric Co Ltd | H2-15K-T3-AU | SAJ | 2028-04-14
2025-05-15 | HBS17252 | Guangzhou Sanjing Electric Co Ltd B2-20.0-HV1 (x4) w/ Guangzhou Sanjing Electric Co Ltd H2-15K-T3-AU CHINT DTSU666 | 18 |  |  | Guangzhou Sanjing Electric Co Ltd | B2-20.0-HV1 | 4 | Guangzhou Sanjing Electric Co Ltd | H2-15K-T3-AU | SAJ | 2028-04-14
2025-05-15 | HBS17253 | Guangzhou Sanjing Electric Co Ltd B2-25.0-HV1 (x5) w/ Guangzhou Sanjing Electric Co Ltd H2-15K-T3-AU CHINT DTSU666 | 22.5 |  |  | Guangzhou Sanjing Electric Co Ltd | B2-25.0-HV1 | 5 | Guangzhou Sanjing Electric Co Ltd | H2-15K-T3-AU | SAJ | 2028-04-14
2025-05-15 | HBS17254 | Guangzhou Sanjing Electric Co Ltd B2-10.0-HV5 (x2) w/ Guangzhou Sanjing Electric Co Ltd H2-20K-T3-AU CHINT DTSU666 | 9 |  |  | Guangzhou Sanjing Electric Co Ltd | B2-10.0-HV5 | 2 | Guangzhou Sanjing Electric Co Ltd | H2-20K-T3-AU | SAJ | 2028-04-14
2025-05-15 | HBS17255 | Guangzhou Sanjing Electric Co Ltd B2-15.0-HV5 (x3) w/ Guangzhou Sanjing Electric Co Ltd H2-20K-T3-AU CHINT DTSU666 | 13.5 |  |  | Guangzhou Sanjing Electric Co Ltd | B2-15.0-HV5 | 3 | Guangzhou Sanjing Electric Co Ltd | H2-20K-T3-AU | SAJ | 2028-04-14
2025-05-15 | HBS17256 | Guangzhou Sanjing Electric Co Ltd B2-20.0-HV5 (x4) w/ Guangzhou Sanjing Electric Co Ltd H2-20K-T3-AU CHINT DTSU666 | 18 |  |  | Guangzhou Sanjing Electric Co Ltd | B2-20.0-HV5 | 4 | Guangzhou Sanjing Electric Co Ltd | H2-20K-T3-AU | SAJ | 2028-04-14
2025-05-15 | HBS17257 | Guangzhou Sanjing Electric Co Ltd B2-25.0-HV5 (x5) w/ Guangzhou Sanjing Electric Co Ltd H2-20K-T3-AU CHINT DTSU666 | 22.5 |  |  | Guangzhou Sanjing Electric Co Ltd | B2-25.0-HV5 | 5 | Guangzhou Sanjing Electric Co Ltd | H2-20K-T3-AU | SAJ | 2028-04-14
2025-05-15 | HBS17258 | Guangzhou Sanjing Electric Co Ltd B2-10.0-HV1 (x2) w/ Guangzhou Sanjing Electric Co Ltd H2-20K-T3-AU CHINT DTSU666 | 9 |  |  | Guangzhou Sanjing Electric Co Ltd | B2-10.0-HV1 | 2 | Guangzhou Sanjing Electric Co Ltd | H2-20K-T3-AU | SAJ | 2028-04-14
2025-05-15 | HBS17259 | Guangzhou Sanjing Electric Co Ltd B2-15.0-HV1 (x3) w/ Guangzhou Sanjing Electric Co Ltd H2-20K-T3-AU CHINT DTSU666 | 13.5 |  |  | Guangzhou Sanjing Electric Co Ltd | B2-15.0-HV1 | 3 | Guangzhou Sanjing Electric Co Ltd | H2-20K-T3-AU | SAJ | 2028-04-14
2025-05-15 | HBS17260 | Guangzhou Sanjing Electric Co Ltd B2-20.0-HV1 (x4) w/ Guangzhou Sanjing Electric Co Ltd H2-20K-T3-AU CHINT DTSU666 | 18 |  |  | Guangzhou Sanjing Electric Co Ltd | B2-20.0-HV1 | 4 | Guangzhou Sanjing Electric Co Ltd | H2-20K-T3-AU | SAJ | 2028-04-14
2025-05-15 | HBS17261 | Guangzhou Sanjing Electric Co Ltd B2-25.0-HV1 (x5) w/ Guangzhou Sanjing Electric Co Ltd H2-20K-T3-AU CHINT DTSU666 | 22.5 |  |  | Guangzhou Sanjing Electric Co Ltd | B2-25.0-HV1 | 5 | Guangzhou Sanjing Electric Co Ltd | H2-20K-T3-AU | SAJ | 2028-04-14
2025-05-15 | HBS17262 | Guangzhou Sanjing Electric Co Ltd B2-10.0-HV5 (x2) w/ Guangzhou Sanjing Electric Co Ltd H2-25K-T3-AU CHINT DTSU666 | 9 |  |  | Guangzhou Sanjing Electric Co Ltd | B2-10.0-HV5 | 2 | Guangzhou Sanjing Electric Co Ltd | H2-25K-T3-AU | SAJ | 2028-04-14
2025-05-15 | HBS17263 | Guangzhou Sanjing Electric Co Ltd B2-15.0-HV5 (x3) w/ Guangzhou Sanjing Electric Co Ltd H2-25K-T3-AU CHINT DTSU666 | 13.5 |  |  | Guangzhou Sanjing Electric Co Ltd | B2-15.0-HV5 | 3 | Guangzhou Sanjing Electric Co Ltd | H2-25K-T3-AU | SAJ | 2028-04-14
2025-05-15 | HBS17264 | Guangzhou Sanjing Electric Co Ltd B2-20.0-HV5 (x4) w/ Guangzhou Sanjing Electric Co Ltd H2-25K-T3-AU CHINT DTSU666 | 18 |  |  | Guangzhou Sanjing Electric Co Ltd | B2-20.0-HV5 | 4 | Guangzhou Sanjing Electric Co Ltd | H2-25K-T3-AU | SAJ | 2028-04-14
2025-05-15 | HBS17265 | Guangzhou Sanjing Electric Co Ltd B2-25.0-HV5 (x5) w/ Guangzhou Sanjing Electric Co Ltd H2-25K-T3-AU CHINT DTSU666 | 22.5 |  |  | Guangzhou Sanjing Electric Co Ltd | B2-25.0-HV5 | 5 | Guangzhou Sanjing Electric Co Ltd | H2-25K-T3-AU | SAJ | 2028-04-14
2025-05-15 | HBS17266 | Guangzhou Sanjing Electric Co Ltd B2-10.0-HV1 (x2) w/ Guangzhou Sanjing Electric Co Ltd H2-25K-T3-AU CHINT DTSU666 | 9 |  |  | Guangzhou Sanjing Electric Co Ltd | B2-10.0-HV1 | 2 | Guangzhou Sanjing Electric Co Ltd | H2-25K-T3-AU | SAJ | 2028-04-14
2025-05-15 | HBS17267 | Guangzhou Sanjing Electric Co Ltd B2-15.0-HV1 (x3) w/ Guangzhou Sanjing Electric Co Ltd H2-25K-T3-AU CHINT DTSU666 | 13.5 |  |  | Guangzhou Sanjing Electric Co Ltd | B2-15.0-HV1 | 3 | Guangzhou Sanjing Electric Co Ltd | H2-25K-T3-AU | SAJ | 2028-04-14
2025-05-15 | HBS17268 | Guangzhou Sanjing Electric Co Ltd B2-20.0-HV1 (x4) w/ Guangzhou Sanjing Electric Co Ltd H2-25K-T3-AU CHINT DTSU666 | 18 |  |  | Guangzhou Sanjing Electric Co Ltd | B2-20.0-HV1 | 4 | Guangzhou Sanjing Electric Co Ltd | H2-25K-T3-AU | SAJ | 2028-04-14
2025-05-15 | HBS17269 | Guangzhou Sanjing Electric Co Ltd B2-25.0-HV1 (x5) w/ Guangzhou Sanjing Electric Co Ltd H2-25K-T3-AU CHINT DTSU666 | 22.5 |  |  | Guangzhou Sanjing Electric Co Ltd | B2-25.0-HV1 | 5 | Guangzhou Sanjing Electric Co Ltd | H2-25K-T3-AU | SAJ | 2028-04-14
2025-05-15 | HBS17270 | Guangzhou Sanjing Electric Co Ltd B2-10.0-HV5 (x2) w/ Guangzhou Sanjing Electric Co Ltd H2-30K-T3-AU CHINT DTSU666 | 9 |  |  | Guangzhou Sanjing Electric Co Ltd | B2-10.0-HV5 | 2 | Guangzhou Sanjing Electric Co Ltd | H2-30K-T3-AU | SAJ | 2028-04-14
2025-05-15 | HBS17271 | Guangzhou Sanjing Electric Co Ltd B2-15.0-HV5 (x3) w/ Guangzhou Sanjing Electric Co Ltd H2-30K-T3-AU CHINT DTSU666 | 13.5 |  |  | Guangzhou Sanjing Electric Co Ltd | B2-15.0-HV5 | 3 | Guangzhou Sanjing Electric Co Ltd | H2-30K-T3-AU | SAJ | 2028-04-14
2025-05-15 | HBS17272 | Guangzhou Sanjing Electric Co Ltd B2-20.0-HV5 (x4) w/ Guangzhou Sanjing Electric Co Ltd H2-30K-T3-AU CHINT DTSU666 | 18 |  |  | Guangzhou Sanjing Electric Co Ltd | B2-20.0-HV5 | 4 | Guangzhou Sanjing Electric Co Ltd | H2-30K-T3-AU | SAJ | 2028-04-14
2025-05-15 | HBS17273 | Guangzhou Sanjing Electric Co Ltd B2-25.0-HV5 (x5) w/ Guangzhou Sanjing Electric Co Ltd H2-30K-T3-AU CHINT DTSU666 | 22.5 |  |  | Guangzhou Sanjing Electric Co Ltd | B2-25.0-HV5 | 5 | Guangzhou Sanjing Electric Co Ltd | H2-30K-T3-AU | SAJ | 2028-04-14
2025-05-15 | HBS17274 | Guangzhou Sanjing Electric Co Ltd B2-10.0-HV1 (x2) w/ Guangzhou Sanjing Electric Co Ltd H2-30K-T3-AU CHINT DTSU666 | 9 |  |  | Guangzhou Sanjing Electric Co Ltd | B2-10.0-HV1 | 2 | Guangzhou Sanjing Electric Co Ltd | H2-30K-T3-AU | SAJ | 2028-04-14
2025-05-15 | HBS17275 | Guangzhou Sanjing Electric Co Ltd B2-15.0-HV1 (x3) w/ Guangzhou Sanjing Electric Co Ltd H2-30K-T3-AU CHINT DTSU666 | 13.5 |  |  | Guangzhou Sanjing Electric Co Ltd | B2-15.0-HV1 | 3 | Guangzhou Sanjing Electric Co Ltd | H2-30K-T3-AU | SAJ | 2028-04-14
2025-05-15 | HBS17276 | Guangzhou Sanjing Electric Co Ltd B2-20.0-HV1 (x4) w/ Guangzhou Sanjing Electric Co Ltd H2-30K-T3-AU CHINT DTSU666 | 18 |  |  | Guangzhou Sanjing Electric Co Ltd | B2-20.0-HV1 | 4 | Guangzhou Sanjing Electric Co Ltd | H2-30K-T3-AU | SAJ | 2028-04-14
2025-05-15 | HBS17277 | Guangzhou Sanjing Electric Co Ltd B2-25.0-HV1 (x5) w/ Guangzhou Sanjing Electric Co Ltd H2-30K-T3-AU CHINT DTSU666 | 22.5 |  |  | Guangzhou Sanjing Electric Co Ltd | B2-25.0-HV1 | 5 | Guangzhou Sanjing Electric Co Ltd | H2-30K-T3-AU | SAJ | 2028-04-14
2025-05-19 | HBS17278 | Solax Power Network Technology (Zhe jiang) Co Ltd T-BAT H 11.5 V2 (x2) w/ Solax Power Network Technology (Zhe jiang) Co Ltd X1-Hybrid-3.0-D (AS4777-2 2020) | 10.4 |  |  | Solax Power Network Technology (Zhe jiang) Co Ltd | T-BAT H 11.5 V2 | 2 | Solax Power Network Technology (Zhe jiang) Co Ltd | X1-Hybrid-3.0-D (AS4777-2 2020) | SolaX Triple Power | 2027-05-24
2025-05-19 | HBS17279 | Solax Power Network Technology (Zhe jiang) Co Ltd T-BAT H 17.3 V2 (x3) w/ Solax Power Network Technology (Zhe jiang) Co Ltd X1-Hybrid-3.0-D (AS4777-2 2020) | 15.5 |  |  | Solax Power Network Technology (Zhe jiang) Co Ltd | T-BAT H 17.3 V2 | 3 | Solax Power Network Technology (Zhe jiang) Co Ltd | X1-Hybrid-3.0-D (AS4777-2 2020) | SolaX Triple Power | 2027-05-24
2025-05-19 | HBS17280 | Solax Power Network Technology (Zhe jiang) Co Ltd T-BAT H 11.5 V2 (x2) w/ Solax Power Network Technology (Zhe jiang) Co Ltd X1-Hybrid-3.0-D (AS4777-2 2020) Chint DDSU666 | 10.4 |  |  | Solax Power Network Technology (Zhe jiang) Co Ltd | T-BAT H 11.5 V2 | 2 | Solax Power Network Technology (Zhe jiang) Co Ltd | X1-Hybrid-3.0-D (AS4777-2 2020) | SolaX Triple Power | 2027-05-24
2025-05-19 | HBS17281 | Solax Power Network Technology (Zhe jiang) Co Ltd T-BAT H 17.3 V2 (x3) w/ Solax Power Network Technology (Zhe jiang) Co Ltd X1-Hybrid-3.0-D (AS4777-2 2020) Chint DDSU666 | 15.5 |  |  | Solax Power Network Technology (Zhe jiang) Co Ltd | T-BAT H 17.3 V2 | 3 | Solax Power Network Technology (Zhe jiang) Co Ltd | X1-Hybrid-3.0-D (AS4777-2 2020) | SolaX Triple Power | 2027-05-24
2025-05-19 | HBS17282 | Solax Power Network Technology (Zhe jiang) Co Ltd T-BAT H 11.5 V2 (x2) w/ Solax Power Network Technology (Zhe jiang) Co Ltd X1-Hybrid-3.0-D (AS4777-2 2020) Chint DDSU666-CT | 10.4 |  |  | Solax Power Network Technology (Zhe jiang) Co Ltd | T-BAT H 11.5 V2 | 2 | Solax Power Network Technology (Zhe jiang) Co Ltd | X1-Hybrid-3.0-D (AS4777-2 2020) | SolaX Triple Power | 2027-05-24
2025-05-19 | HBS17283 | Solax Power Network Technology (Zhe jiang) Co Ltd T-BAT H 17.3 V2 (x3) w/ Solax Power Network Technology (Zhe jiang) Co Ltd X1-Hybrid-3.0-D (AS4777-2 2020) Chint DDSU666-CT | 15.5 |  |  | Solax Power Network Technology (Zhe jiang) Co Ltd | T-BAT H 17.3 V2 | 3 | Solax Power Network Technology (Zhe jiang) Co Ltd | X1-Hybrid-3.0-D (AS4777-2 2020) | SolaX Triple Power | 2027-05-24
2025-05-19 | HBS17284 | Solax Power Network Technology (Zhe jiang) Co Ltd T-BAT H 11.5 V2 (x2) w/ Solax Power Network Technology (Zhe jiang) Co Ltd X1-Hybrid-3.0-D (AS4777-2 2020) Chint DTSU666 | 10.4 |  |  | Solax Power Network Technology (Zhe jiang) Co Ltd | T-BAT H 11.5 V2 | 2 | Solax Power Network Technology (Zhe jiang) Co Ltd | X1-Hybrid-3.0-D (AS4777-2 2020) | SolaX Triple Power | 2027-05-24
2025-05-19 | HBS17285 | Solax Power Network Technology (Zhe jiang) Co Ltd T-BAT H 17.3 V2 (x3) w/ Solax Power Network Technology (Zhe jiang) Co Ltd X1-Hybrid-3.0-D (AS4777-2 2020) Chint DTSU666 | 15.5 |  |  | Solax Power Network Technology (Zhe jiang) Co Ltd | T-BAT H 17.3 V2 | 3 | Solax Power Network Technology (Zhe jiang) Co Ltd | X1-Hybrid-3.0-D (AS4777-2 2020) | SolaX Triple Power | 2027-05-24
2025-05-19 | HBS17286 | Solax Power Network Technology (Zhe jiang) Co Ltd T-BAT H 11.5 V2 (x2) w/ Solax Power Network Technology (Zhe jiang) Co Ltd X1-Hybrid-3.0-D (AS4777-2 2020) Chint DTSU666-CT | 10.4 |  |  | Solax Power Network Technology (Zhe jiang) Co Ltd | T-BAT H 11.5 V2 | 2 | Solax Power Network Technology (Zhe jiang) Co Ltd | X1-Hybrid-3.0-D (AS4777-2 2020) | SolaX Triple Power | 2027-05-24
2025-05-19 | HBS17287 | Solax Power Network Technology (Zhe jiang) Co Ltd T-BAT H 17.3 V2 (x3) w/ Solax Power Network Technology (Zhe jiang) Co Ltd X1-Hybrid-3.0-D (AS4777-2 2020) Chint DTSU666-CT | 15.5 |  |  | Solax Power Network Technology (Zhe jiang) Co Ltd | T-BAT H 17.3 V2 | 3 | Solax Power Network Technology (Zhe jiang) Co Ltd | X1-Hybrid-3.0-D (AS4777-2 2020) | SolaX Triple Power | 2027-05-24
2025-05-19 | HBS17288 | Solax Power Network Technology (Zhe jiang) Co Ltd T-BAT H 11.5 V2 (x2) w/ Solax Power Network Technology (Zhe jiang) Co Ltd X1-Hybrid-3.0-D (AS4777-2 2020) Reposit Power Reposit V4 Controller | 10.4 |  |  | Solax Power Network Technology (Zhe jiang) Co Ltd | T-BAT H 11.5 V2 | 2 | Solax Power Network Technology (Zhe jiang) Co Ltd | X1-Hybrid-3.0-D (AS4777-2 2020) | SolaX Triple Power | 2027-05-24
2025-05-19 | HBS17289 | Solax Power Network Technology (Zhe jiang) Co Ltd T-BAT H 17.3 V2 (x3) w/ Solax Power Network Technology (Zhe jiang) Co Ltd X1-Hybrid-3.0-D (AS4777-2 2020) Reposit Power Reposit V4 Controller | 15.5 |  |  | Solax Power Network Technology (Zhe jiang) Co Ltd | T-BAT H 17.3 V2 | 3 | Solax Power Network Technology (Zhe jiang) Co Ltd | X1-Hybrid-3.0-D (AS4777-2 2020) | SolaX Triple Power | 2027-05-24
2025-05-19 | HBS17290 | Solax Power Network Technology (Zhe jiang) Co Ltd T-BAT H 11.5 V2 (x2) w/ Solax Power Network Technology (Zhe jiang) Co Ltd X1-Hybrid-3.0-D (AS4777-2 2020) Solax M1-40 | 10.4 |  |  | Solax Power Network Technology (Zhe jiang) Co Ltd | T-BAT H 11.5 V2 | 2 | Solax Power Network Technology (Zhe jiang) Co Ltd | X1-Hybrid-3.0-D (AS4777-2 2020) | SolaX Triple Power | 2027-05-24
2025-05-19 | HBS17291 | Solax Power Network Technology (Zhe jiang) Co Ltd T-BAT H 17.3 V2 (x3) w/ Solax Power Network Technology (Zhe jiang) Co Ltd X1-Hybrid-3.0-D (AS4777-2 2020) Solax M1-40 | 15.5 |  |  | Solax Power Network Technology (Zhe jiang) Co Ltd | T-BAT H 17.3 V2 | 3 | Solax Power Network Technology (Zhe jiang) Co Ltd | X1-Hybrid-3.0-D (AS4777-2 2020) | SolaX Triple Power | 2027-05-24
2025-05-19 | HBS17292 | Solax Power Network Technology (Zhe jiang) Co Ltd T-BAT H 11.5 V2 (x2) w/ Solax Power Network Technology (Zhe jiang) Co Ltd X1-Hybrid-3.0-D (AS4777-2 2020) Solax M3-40 | 10.4 |  |  | Solax Power Network Technology (Zhe jiang) Co Ltd | T-BAT H 11.5 V2 | 2 | Solax Power Network Technology (Zhe jiang) Co Ltd | X1-Hybrid-3.0-D (AS4777-2 2020) | SolaX Triple Power | 2027-05-24
2025-05-19 | HBS17293 | Solax Power Network Technology (Zhe jiang) Co Ltd T-BAT H 17.3 V2 (x3) w/ Solax Power Network Technology (Zhe jiang) Co Ltd X1-Hybrid-3.0-D (AS4777-2 2020) Solax M3-40 | 15.5 |  |  | Solax Power Network Technology (Zhe jiang) Co Ltd | T-BAT H 17.3 V2 | 3 | Solax Power Network Technology (Zhe jiang) Co Ltd | X1-Hybrid-3.0-D (AS4777-2 2020) | SolaX Triple Power | 2027-05-24
2025-05-19 | HBS17294 | Solax Power Network Technology (Zhe jiang) Co Ltd T-BAT H 11.5 V2 (x2) w/ Solax Power Network Technology (Zhe jiang) Co Ltd X1-Hybrid-3.0-D (AS4777-2 2020) Solax M3-40-Dual | 10.4 |  |  | Solax Power Network Technology (Zhe jiang) Co Ltd | T-BAT H 11.5 V2 | 2 | Solax Power Network Technology (Zhe jiang) Co Ltd | X1-Hybrid-3.0-D (AS4777-2 2020) | SolaX Triple Power | 2027-05-24
2025-05-19 | HBS17295 | Solax Power Network Technology (Zhe jiang) Co Ltd T-BAT H 17.3 V2 (x3) w/ Solax Power Network Technology (Zhe jiang) Co Ltd X1-Hybrid-3.0-D (AS4777-2 2020) Solax M3-40-Dual | 15.5 |  |  | Solax Power Network Technology (Zhe jiang) Co Ltd | T-BAT H 17.3 V2 | 3 | Solax Power Network Technology (Zhe jiang) Co Ltd | X1-Hybrid-3.0-D (AS4777-2 2020) | SolaX Triple Power | 2027-05-24
2025-05-19 | HBS17296 | Solax Power Network Technology (Zhe jiang) Co Ltd T-BAT H 11.5 V2 (x2) w/ Solax Power Network Technology (Zhe jiang) Co Ltd X1-Hybrid-3.7-D (AS4777-2 2020) | 10.4 |  |  | Solax Power Network Technology (Zhe jiang) Co Ltd | T-BAT H 11.5 V2 | 2 | Solax Power Network Technology (Zhe jiang) Co Ltd | X1-Hybrid-3.7-D (AS4777-2 2020) | SolaX Triple Power | 2027-05-24
2025-05-19 | HBS17297 | Solax Power Network Technology (Zhe jiang) Co Ltd T-BAT H 17.3 V2 (x3) w/ Solax Power Network Technology (Zhe jiang) Co Ltd X1-Hybrid-3.7-D (AS4777-2 2020) | 15.5 |  |  | Solax Power Network Technology (Zhe jiang) Co Ltd | T-BAT H 17.3 V2 | 3 | Solax Power Network Technology (Zhe jiang) Co Ltd | X1-Hybrid-3.7-D (AS4777-2 2020) | SolaX Triple Power | 2027-05-24
2025-05-19 | HBS17298 | Solax Power Network Technology (Zhe jiang) Co Ltd T-BAT H 11.5 V2 (x2) w/ Solax Power Network Technology (Zhe jiang) Co Ltd X1-Hybrid-3.7-D (AS4777-2 2020) Chint DDSU666 | 10.4 |  |  | Solax Power Network Technology (Zhe jiang) Co Ltd | T-BAT H 11.5 V2 | 2 | Solax Power Network Technology (Zhe jiang) Co Ltd | X1-Hybrid-3.7-D (AS4777-2 2020) | SolaX Triple Power | 2027-05-24
2025-05-19 | HBS17299 | Solax Power Network Technology (Zhe jiang) Co Ltd T-BAT H 17.3 V2 (x3) w/ Solax Power Network Technology (Zhe jiang) Co Ltd X1-Hybrid-3.7-D (AS4777-2 2020) Chint DDSU666 | 15.5 |  |  | Solax Power Network Technology (Zhe jiang) Co Ltd | T-BAT H 17.3 V2 | 3 | Solax Power Network Technology (Zhe jiang) Co Ltd | X1-Hybrid-3.7-D (AS4777-2 2020) | SolaX Triple Power | 2027-05-24
2025-05-19 | HBS17300 | Solax Power Network Technology (Zhe jiang) Co Ltd T-BAT H 11.5 V2 (x2) w/ Solax Power Network Technology (Zhe jiang) Co Ltd X1-Hybrid-3.7-D (AS4777-2 2020) Chint DDSU666-CT | 10.4 |  |  | Solax Power Network Technology (Zhe jiang) Co Ltd | T-BAT H 11.5 V2 | 2 | Solax Power Network Technology (Zhe jiang) Co Ltd | X1-Hybrid-3.7-D (AS4777-2 2020) | SolaX Triple Power | 2027-05-24
2025-05-19 | HBS17301 | Solax Power Network Technology (Zhe jiang) Co Ltd T-BAT H 17.3 V2 (x3) w/ Solax Power Network Technology (Zhe jiang) Co Ltd X1-Hybrid-3.7-D (AS4777-2 2020) Chint DDSU666-CT | 15.5 |  |  | Solax Power Network Technology (Zhe jiang) Co Ltd | T-BAT H 17.3 V2 | 3 | Solax Power Network Technology (Zhe jiang) Co Ltd | X1-Hybrid-3.7-D (AS4777-2 2020) | SolaX Triple Power | 2027-05-24
2025-05-19 | HBS17302 | Solax Power Network Technology (Zhe jiang) Co Ltd T-BAT H 11.5 V2 (x2) w/ Solax Power Network Technology (Zhe jiang) Co Ltd X1-Hybrid-3.7-D (AS4777-2 2020) Chint DTSU666 | 10.4 |  |  | Solax Power Network Technology (Zhe jiang) Co Ltd | T-BAT H 11.5 V2 | 2 | Solax Power Network Technology (Zhe jiang) Co Ltd | X1-Hybrid-3.7-D (AS4777-2 2020) | SolaX Triple Power | 2027-05-24
2025-05-19 | HBS17303 | Solax Power Network Technology (Zhe jiang) Co Ltd T-BAT H 17.3 V2 (x3) w/ Solax Power Network Technology (Zhe jiang) Co Ltd X1-Hybrid-3.7-D (AS4777-2 2020) Chint DTSU666 | 15.5 |  |  | Solax Power Network Technology (Zhe jiang) Co Ltd | T-BAT H 17.3 V2 | 3 | Solax Power Network Technology (Zhe jiang) Co Ltd | X1-Hybrid-3.7-D (AS4777-2 2020) | SolaX Triple Power | 2027-05-24
2025-05-19 | HBS17304 | Solax Power Network Technology (Zhe jiang) Co Ltd T-BAT H 11.5 V2 (x2) w/ Solax Power Network Technology (Zhe jiang) Co Ltd X1-Hybrid-3.7-D (AS4777-2 2020) Chint DTSU666-CT | 10.4 |  |  | Solax Power Network Technology (Zhe jiang) Co Ltd | T-BAT H 11.5 V2 | 2 | Solax Power Network Technology (Zhe jiang) Co Ltd | X1-Hybrid-3.7-D (AS4777-2 2020) | SolaX Triple Power | 2027-05-24
2025-05-19 | HBS17305 | Solax Power Network Technology (Zhe jiang) Co Ltd T-BAT H 17.3 V2 (x3) w/ Solax Power Network Technology (Zhe jiang) Co Ltd X1-Hybrid-3.7-D (AS4777-2 2020) Chint DTSU666-CT | 15.5 |  |  | Solax Power Network Technology (Zhe jiang) Co Ltd | T-BAT H 17.3 V2 | 3 | Solax Power Network Technology (Zhe jiang) Co Ltd | X1-Hybrid-3.7-D (AS4777-2 2020) | SolaX Triple Power | 2027-05-24
2025-05-19 | HBS17306 | Solax Power Network Technology (Zhe jiang) Co Ltd T-BAT H 11.5 V2 (x2) w/ Solax Power Network Technology (Zhe jiang) Co Ltd X1-Hybrid-3.7-D (AS4777-2 2020) Reposit Power Reposit V4 Controller | 10.4 |  |  | Solax Power Network Technology (Zhe jiang) Co Ltd | T-BAT H 11.5 V2 | 2 | Solax Power Network Technology (Zhe jiang) Co Ltd | X1-Hybrid-3.7-D (AS4777-2 2020) | SolaX Triple Power | 2027-05-24
2025-05-19 | HBS17307 | Solax Power Network Technology (Zhe jiang) Co Ltd T-BAT H 17.3 V2 (x3) w/ Solax Power Network Technology (Zhe jiang) Co Ltd X1-Hybrid-3.7-D (AS4777-2 2020) Reposit Power Reposit V4 Controller | 15.5 |  |  | Solax Power Network Technology (Zhe jiang) Co Ltd | T-BAT H 17.3 V2 | 3 | Solax Power Network Technology (Zhe jiang) Co Ltd | X1-Hybrid-3.7-D (AS4777-2 2020) | SolaX Triple Power | 2027-05-24
2025-05-19 | HBS17308 | Solax Power Network Technology (Zhe jiang) Co Ltd T-BAT H 11.5 V2 (x2) w/ Solax Power Network Technology (Zhe jiang) Co Ltd X1-Hybrid-3.7-D (AS4777-2 2020) Solax M1-40 | 10.4 |  |  | Solax Power Network Technology (Zhe jiang) Co Ltd | T-BAT H 11.5 V2 | 2 | Solax Power Network Technology (Zhe jiang) Co Ltd | X1-Hybrid-3.7-D (AS4777-2 2020) | SolaX Triple Power | 2027-05-24
2025-05-19 | HBS17309 | Solax Power Network Technology (Zhe jiang) Co Ltd T-BAT H 17.3 V2 (x3) w/ Solax Power Network Technology (Zhe jiang) Co Ltd X1-Hybrid-3.7-D (AS4777-2 2020) Solax M1-40 | 15.5 |  |  | Solax Power Network Technology (Zhe jiang) Co Ltd | T-BAT H 17.3 V2 | 3 | Solax Power Network Technology (Zhe jiang) Co Ltd | X1-Hybrid-3.7-D (AS4777-2 2020) | SolaX Triple Power | 2027-05-24
2025-05-19 | HBS17310 | Solax Power Network Technology (Zhe jiang) Co Ltd T-BAT H 11.5 V2 (x2) w/ Solax Power Network Technology (Zhe jiang) Co Ltd X1-Hybrid-3.7-D (AS4777-2 2020) Solax M3-40 | 10.4 |  |  | Solax Power Network Technology (Zhe jiang) Co Ltd | T-BAT H 11.5 V2 | 2 | Solax Power Network Technology (Zhe jiang) Co Ltd | X1-Hybrid-3.7-D (AS4777-2 2020) | SolaX Triple Power | 2027-05-24
2025-05-19 | HBS17311 | Solax Power Network Technology (Zhe jiang) Co Ltd T-BAT H 17.3 V2 (x3) w/ Solax Power Network Technology (Zhe jiang) Co Ltd X1-Hybrid-3.7-D (AS4777-2 2020) Solax M3-40 | 15.5 |  |  | Solax Power Network Technology (Zhe jiang) Co Ltd | T-BAT H 17.3 V2 | 3 | Solax Power Network Technology (Zhe jiang) Co Ltd | X1-Hybrid-3.7-D (AS4777-2 2020) | SolaX Triple Power | 2027-05-24
2025-05-19 | HBS17312 | Solax Power Network Technology (Zhe jiang) Co Ltd T-BAT H 11.5 V2 (x2) w/ Solax Power Network Technology (Zhe jiang) Co Ltd X1-Hybrid-3.7-D (AS4777-2 2020) Solax M3-40-Dual | 10.4 |  |  | Solax Power Network Technology (Zhe jiang) Co Ltd | T-BAT H 11.5 V2 | 2 | Solax Power Network Technology (Zhe jiang) Co Ltd | X1-Hybrid-3.7-D (AS4777-2 2020) | SolaX Triple Power | 2027-05-24
2025-05-19 | HBS17313 | Solax Power Network Technology (Zhe jiang) Co Ltd T-BAT H 17.3 V2 (x3) w/ Solax Power Network Technology (Zhe jiang) Co Ltd X1-Hybrid-3.7-D (AS4777-2 2020) Solax M3-40-Dual | 15.5 |  |  | Solax Power Network Technology (Zhe jiang) Co Ltd | T-BAT H 17.3 V2 | 3 | Solax Power Network Technology (Zhe jiang) Co Ltd | X1-Hybrid-3.7-D (AS4777-2 2020) | SolaX Triple Power | 2027-05-24
2025-05-19 | HBS17314 | Solax Power Network Technology (Zhe jiang) Co Ltd T-BAT H 11.5 V2 (x2) w/ Solax Power Network Technology (Zhe jiang) Co Ltd X1-Hybrid-5.0-D (AS4777.2 2020) | 10.4 |  |  | Solax Power Network Technology (Zhe jiang) Co Ltd | T-BAT H 11.5 V2 | 2 | Solax Power Network Technology (Zhe jiang) Co Ltd | X1-Hybrid-5.0-D (AS4777.2 2020) | SolaX Triple Power | 2027-05-24
2025-05-19 | HBS17315 | Solax Power Network Technology (Zhe jiang) Co Ltd T-BAT H 17.3 V2 (x3) w/ Solax Power Network Technology (Zhe jiang) Co Ltd X1-Hybrid-5.0-D (AS4777.2 2020) | 15.5 |  |  | Solax Power Network Technology (Zhe jiang) Co Ltd | T-BAT H 17.3 V2 | 3 | Solax Power Network Technology (Zhe jiang) Co Ltd | X1-Hybrid-5.0-D (AS4777.2 2020) | SolaX Triple Power | 2027-05-24
2025-05-19 | HBS17316 | Solax Power Network Technology (Zhe jiang) Co Ltd T-BAT H 11.5 V2 (x2) w/ Solax Power Network Technology (Zhe jiang) Co Ltd X1-Hybrid-5.0-D (AS4777.2 2020) Chint DDSU666 | 10.4 |  |  | Solax Power Network Technology (Zhe jiang) Co Ltd | T-BAT H 11.5 V2 | 2 | Solax Power Network Technology (Zhe jiang) Co Ltd | X1-Hybrid-5.0-D (AS4777.2 2020) | SolaX Triple Power | 2027-05-24
2025-05-19 | HBS17317 | Solax Power Network Technology (Zhe jiang) Co Ltd T-BAT H 17.3 V2 (x3) w/ Solax Power Network Technology (Zhe jiang) Co Ltd X1-Hybrid-5.0-D (AS4777.2 2020) Chint DDSU666 | 15.5 |  |  | Solax Power Network Technology (Zhe jiang) Co Ltd | T-BAT H 17.3 V2 | 3 | Solax Power Network Technology (Zhe jiang) Co Ltd | X1-Hybrid-5.0-D (AS4777.2 2020) | SolaX Triple Power | 2027-05-24
2025-05-19 | HBS17318 | Solax Power Network Technology (Zhe jiang) Co Ltd T-BAT H 11.5 V2 (x2) w/ Solax Power Network Technology (Zhe jiang) Co Ltd X1-Hybrid-5.0-D (AS4777.2 2020) Chint DDSU666-CT | 10.4 |  |  | Solax Power Network Technology (Zhe jiang) Co Ltd | T-BAT H 11.5 V2 | 2 | Solax Power Network Technology (Zhe jiang) Co Ltd | X1-Hybrid-5.0-D (AS4777.2 2020) | SolaX Triple Power | 2027-05-24
2025-05-19 | HBS17319 | Solax Power Network Technology (Zhe jiang) Co Ltd T-BAT H 17.3 V2 (x3) w/ Solax Power Network Technology (Zhe jiang) Co Ltd X1-Hybrid-5.0-D (AS4777.2 2020) Chint DDSU666-CT | 15.5 |  |  | Solax Power Network Technology (Zhe jiang) Co Ltd | T-BAT H 17.3 V2 | 3 | Solax Power Network Technology (Zhe jiang) Co Ltd | X1-Hybrid-5.0-D (AS4777.2 2020) | SolaX Triple Power | 2027-05-24
2025-05-19 | HBS17320 | Solax Power Network Technology (Zhe jiang) Co Ltd T-BAT H 11.5 V2 (x2) w/ Solax Power Network Technology (Zhe jiang) Co Ltd X1-Hybrid-5.0-D (AS4777.2 2020) Chint DTSU666 | 10.4 |  |  | Solax Power Network Technology (Zhe jiang) Co Ltd | T-BAT H 11.5 V2 | 2 | Solax Power Network Technology (Zhe jiang) Co Ltd | X1-Hybrid-5.0-D (AS4777.2 2020) | SolaX Triple Power | 2027-05-24
2025-05-19 | HBS17321 | Solax Power Network Technology (Zhe jiang) Co Ltd T-BAT H 17.3 V2 (x3) w/ Solax Power Network Technology (Zhe jiang) Co Ltd X1-Hybrid-5.0-D (AS4777.2 2020) Chint DTSU666 | 15.5 |  |  | Solax Power Network Technology (Zhe jiang) Co Ltd | T-BAT H 17.3 V2 | 3 | Solax Power Network Technology (Zhe jiang) Co Ltd | X1-Hybrid-5.0-D (AS4777.2 2020) | SolaX Triple Power | 2027-05-24
2025-05-19 | HBS17322 | Solax Power Network Technology (Zhe jiang) Co Ltd T-BAT H 11.5 V2 (x2) w/ Solax Power Network Technology (Zhe jiang) Co Ltd X1-Hybrid-5.0-D (AS4777.2 2020) Chint DTSU666-CT | 10.4 |  |  | Solax Power Network Technology (Zhe jiang) Co Ltd | T-BAT H 11.5 V2 | 2 | Solax Power Network Technology (Zhe jiang) Co Ltd | X1-Hybrid-5.0-D (AS4777.2 2020) | SolaX Triple Power | 2027-05-24
2025-05-19 | HBS17323 | Solax Power Network Technology (Zhe jiang) Co Ltd T-BAT H 17.3 V2 (x3) w/ Solax Power Network Technology (Zhe jiang) Co Ltd X1-Hybrid-5.0-D (AS4777.2 2020) Chint DTSU666-CT | 15.5 |  |  | Solax Power Network Technology (Zhe jiang) Co Ltd | T-BAT H 17.3 V2 | 3 | Solax Power Network Technology (Zhe jiang) Co Ltd | X1-Hybrid-5.0-D (AS4777.2 2020) | SolaX Triple Power | 2027-05-24
2025-05-19 | HBS17324 | Solax Power Network Technology (Zhe jiang) Co Ltd T-BAT H 11.5 V2 (x2) w/ Solax Power Network Technology (Zhe jiang) Co Ltd X1-Hybrid-5.0-D (AS4777.2 2020) Reposit Power Reposit V4 Controller | 10.4 |  |  | Solax Power Network Technology (Zhe jiang) Co Ltd | T-BAT H 11.5 V2 | 2 | Solax Power Network Technology (Zhe jiang) Co Ltd | X1-Hybrid-5.0-D (AS4777.2 2020) | SolaX Triple Power | 2027-05-24
2025-05-19 | HBS17325 | Solax Power Network Technology (Zhe jiang) Co Ltd T-BAT H 17.3 V2 (x3) w/ Solax Power Network Technology (Zhe jiang) Co Ltd X1-Hybrid-5.0-D (AS4777.2 2020) Reposit Power Reposit V4 Controller | 15.5 |  |  | Solax Power Network Technology (Zhe jiang) Co Ltd | T-BAT H 17.3 V2 | 3 | Solax Power Network Technology (Zhe jiang) Co Ltd | X1-Hybrid-5.0-D (AS4777.2 2020) | SolaX Triple Power | 2027-05-24
2025-05-19 | HBS17326 | Solax Power Network Technology (Zhe jiang) Co Ltd T-BAT H 11.5 V2 (x2) w/ Solax Power Network Technology (Zhe jiang) Co Ltd X1-Hybrid-5.0-D (AS4777.2 2020) Solax M1-40 | 10.4 |  |  | Solax Power Network Technology (Zhe jiang) Co Ltd | T-BAT H 11.5 V2 | 2 | Solax Power Network Technology (Zhe jiang) Co Ltd | X1-Hybrid-5.0-D (AS4777.2 2020) | SolaX Triple Power | 2027-05-24
2025-05-19 | HBS17327 | Solax Power Network Technology (Zhe jiang) Co Ltd T-BAT H 17.3 V2 (x3) w/ Solax Power Network Technology (Zhe jiang) Co Ltd X1-Hybrid-5.0-D (AS4777.2 2020) Solax M1-40 | 15.5 |  |  | Solax Power Network Technology (Zhe jiang) Co Ltd | T-BAT H 17.3 V2 | 3 | Solax Power Network Technology (Zhe jiang) Co Ltd | X1-Hybrid-5.0-D (AS4777.2 2020) | SolaX Triple Power | 2027-05-24
2025-05-19 | HBS17328 | Solax Power Network Technology (Zhe jiang) Co Ltd T-BAT H 11.5 V2 (x2) w/ Solax Power Network Technology (Zhe jiang) Co Ltd X1-Hybrid-5.0-D (AS4777.2 2020) Solax M3-40 | 10.4 |  |  | Solax Power Network Technology (Zhe jiang) Co Ltd | T-BAT H 11.5 V2 | 2 | Solax Power Network Technology (Zhe jiang) Co Ltd | X1-Hybrid-5.0-D (AS4777.2 2020) | SolaX Triple Power | 2027-05-24
2025-05-19 | HBS17329 | Solax Power Network Technology (Zhe jiang) Co Ltd T-BAT H 17.3 V2 (x3) w/ Solax Power Network Technology (Zhe jiang) Co Ltd X1-Hybrid-5.0-D (AS4777.2 2020) Solax M3-40 | 15.5 |  |  | Solax Power Network Technology (Zhe jiang) Co Ltd | T-BAT H 17.3 V2 | 3 | Solax Power Network Technology (Zhe jiang) Co Ltd | X1-Hybrid-5.0-D (AS4777.2 2020) | SolaX Triple Power | 2027-05-24
2025-05-19 | HBS17330 | Solax Power Network Technology (Zhe jiang) Co Ltd T-BAT H 11.5 V2 (x2) w/ Solax Power Network Technology (Zhe jiang) Co Ltd X1-Hybrid-5.0-D (AS4777.2 2020) Solax M3-40-Dual | 10.4 |  |  | Solax Power Network Technology (Zhe jiang) Co Ltd | T-BAT H 11.5 V2 | 2 | Solax Power Network Technology (Zhe jiang) Co Ltd | X1-Hybrid-5.0-D (AS4777.2 2020) | SolaX Triple Power | 2027-05-24
2025-05-19 | HBS17331 | Solax Power Network Technology (Zhe jiang) Co Ltd T-BAT H 17.3 V2 (x3) w/ Solax Power Network Technology (Zhe jiang) Co Ltd X1-Hybrid-5.0-D (AS4777.2 2020) Solax M3-40-Dual | 15.5 |  |  | Solax Power Network Technology (Zhe jiang) Co Ltd | T-BAT H 17.3 V2 | 3 | Solax Power Network Technology (Zhe jiang) Co Ltd | X1-Hybrid-5.0-D (AS4777.2 2020) | SolaX Triple Power | 2027-05-24
2025-05-19 | HBS17332 | Solax Power Network Technology (Zhe jiang) Co Ltd T-BAT H 11.5 V2 (x2) w/ Solax Power Network Technology (Zhe jiang) Co Ltd X1-Hybrid-6.0-D (AS4777-2 2020) | 10.4 |  |  | Solax Power Network Technology (Zhe jiang) Co Ltd | T-BAT H 11.5 V2 | 2 | Solax Power Network Technology (Zhe jiang) Co Ltd | X1-Hybrid-6.0-D (AS4777-2 2020) | SolaX Triple Power | 2027-05-24
2025-05-19 | HBS17333 | Solax Power Network Technology (Zhe jiang) Co Ltd T-BAT H 17.3 V2 (x3) w/ Solax Power Network Technology (Zhe jiang) Co Ltd X1-Hybrid-6.0-D (AS4777-2 2020) | 15.5 |  |  | Solax Power Network Technology (Zhe jiang) Co Ltd | T-BAT H 17.3 V2 | 3 | Solax Power Network Technology (Zhe jiang) Co Ltd | X1-Hybrid-6.0-D (AS4777-2 2020) | SolaX Triple Power | 2027-05-24
2025-05-19 | HBS17334 | Solax Power Network Technology (Zhe jiang) Co Ltd T-BAT H 11.5 V2 (x2) w/ Solax Power Network Technology (Zhe jiang) Co Ltd X1-Hybrid-6.0-D (AS4777-2 2020) Chint DDSU666 | 10.4 |  |  | Solax Power Network Technology (Zhe jiang) Co Ltd | T-BAT H 11.5 V2 | 2 | Solax Power Network Technology (Zhe jiang) Co Ltd | X1-Hybrid-6.0-D (AS4777-2 2020) | SolaX Triple Power | 2027-05-24
2025-05-19 | HBS17335 | Solax Power Network Technology (Zhe jiang) Co Ltd T-BAT H 17.3 V2 (x3) w/ Solax Power Network Technology (Zhe jiang) Co Ltd X1-Hybrid-6.0-D (AS4777-2 2020) Chint DDSU666 | 15.5 |  |  | Solax Power Network Technology (Zhe jiang) Co Ltd | T-BAT H 17.3 V2 | 3 | Solax Power Network Technology (Zhe jiang) Co Ltd | X1-Hybrid-6.0-D (AS4777-2 2020) | SolaX Triple Power | 2027-05-24
2025-05-19 | HBS17336 | Solax Power Network Technology (Zhe jiang) Co Ltd T-BAT H 11.5 V2 (x2) w/ Solax Power Network Technology (Zhe jiang) Co Ltd X1-Hybrid-6.0-D (AS4777-2 2020) Chint DDSU666-CT | 10.4 |  |  | Solax Power Network Technology (Zhe jiang) Co Ltd | T-BAT H 11.5 V2 | 2 | Solax Power Network Technology (Zhe jiang) Co Ltd | X1-Hybrid-6.0-D (AS4777-2 2020) | SolaX Triple Power | 2027-05-24
2025-05-19 | HBS17337 | Solax Power Network Technology (Zhe jiang) Co Ltd T-BAT H 17.3 V2 (x3) w/ Solax Power Network Technology (Zhe jiang) Co Ltd X1-Hybrid-6.0-D (AS4777-2 2020) Chint DDSU666-CT | 15.5 |  |  | Solax Power Network Technology (Zhe jiang) Co Ltd | T-BAT H 17.3 V2 | 3 | Solax Power Network Technology (Zhe jiang) Co Ltd | X1-Hybrid-6.0-D (AS4777-2 2020) | SolaX Triple Power | 2027-05-24
2025-05-19 | HBS17338 | Solax Power Network Technology (Zhe jiang) Co Ltd T-BAT H 11.5 V2 (x2) w/ Solax Power Network Technology (Zhe jiang) Co Ltd X1-Hybrid-6.0-D (AS4777-2 2020) Chint DTSU666 | 10.4 |  |  | Solax Power Network Technology (Zhe jiang) Co Ltd | T-BAT H 11.5 V2 | 2 | Solax Power Network Technology (Zhe jiang) Co Ltd | X1-Hybrid-6.0-D (AS4777-2 2020) | SolaX Triple Power | 2027-05-24
2025-05-19 | HBS17339 | Solax Power Network Technology (Zhe jiang) Co Ltd T-BAT H 17.3 V2 (x3) w/ Solax Power Network Technology (Zhe jiang) Co Ltd X1-Hybrid-6.0-D (AS4777-2 2020) Chint DTSU666 | 15.5 |  |  | Solax Power Network Technology (Zhe jiang) Co Ltd | T-BAT H 17.3 V2 | 3 | Solax Power Network Technology (Zhe jiang) Co Ltd | X1-Hybrid-6.0-D (AS4777-2 2020) | SolaX Triple Power | 2027-05-24
2025-05-19 | HBS17340 | Solax Power Network Technology (Zhe jiang) Co Ltd T-BAT H 11.5 V2 (x2) w/ Solax Power Network Technology (Zhe jiang) Co Ltd X1-Hybrid-6.0-D (AS4777-2 2020) Chint DTSU666-CT | 10.4 |  |  | Solax Power Network Technology (Zhe jiang) Co Ltd | T-BAT H 11.5 V2 | 2 | Solax Power Network Technology (Zhe jiang) Co Ltd | X1-Hybrid-6.0-D (AS4777-2 2020) | SolaX Triple Power | 2027-05-24
2025-05-19 | HBS17341 | Solax Power Network Technology (Zhe jiang) Co Ltd T-BAT H 17.3 V2 (x3) w/ Solax Power Network Technology (Zhe jiang) Co Ltd X1-Hybrid-6.0-D (AS4777-2 2020) Chint DTSU666-CT | 15.5 |  |  | Solax Power Network Technology (Zhe jiang) Co Ltd | T-BAT H 17.3 V2 | 3 | Solax Power Network Technology (Zhe jiang) Co Ltd | X1-Hybrid-6.0-D (AS4777-2 2020) | SolaX Triple Power | 2027-05-24
2025-05-19 | HBS17342 | Solax Power Network Technology (Zhe jiang) Co Ltd T-BAT H 11.5 V2 (x2) w/ Solax Power Network Technology (Zhe jiang) Co Ltd X1-Hybrid-6.0-D (AS4777-2 2020) Reposit Power Reposit V4 Controller | 10.4 |  |  | Solax Power Network Technology (Zhe jiang) Co Ltd | T-BAT H 11.5 V2 | 2 | Solax Power Network Technology (Zhe jiang) Co Ltd | X1-Hybrid-6.0-D (AS4777-2 2020) | SolaX Triple Power | 2027-05-24
2025-05-19 | HBS17343 | Solax Power Network Technology (Zhe jiang) Co Ltd T-BAT H 17.3 V2 (x3) w/ Solax Power Network Technology (Zhe jiang) Co Ltd X1-Hybrid-6.0-D (AS4777-2 2020) Reposit Power Reposit V4 Controller | 15.5 |  |  | Solax Power Network Technology (Zhe jiang) Co Ltd | T-BAT H 17.3 V2 | 3 | Solax Power Network Technology (Zhe jiang) Co Ltd | X1-Hybrid-6.0-D (AS4777-2 2020) | SolaX Triple Power | 2027-05-24
2025-05-19 | HBS17344 | Solax Power Network Technology (Zhe jiang) Co Ltd T-BAT H 11.5 V2 (x2) w/ Solax Power Network Technology (Zhe jiang) Co Ltd X1-Hybrid-6.0-D (AS4777-2 2020) Solax M1-40 | 10.4 |  |  | Solax Power Network Technology (Zhe jiang) Co Ltd | T-BAT H 11.5 V2 | 2 | Solax Power Network Technology (Zhe jiang) Co Ltd | X1-Hybrid-6.0-D (AS4777-2 2020) | SolaX Triple Power | 2027-05-24
2025-05-19 | HBS17345 | Solax Power Network Technology (Zhe jiang) Co Ltd T-BAT H 17.3 V2 (x3) w/ Solax Power Network Technology (Zhe jiang) Co Ltd X1-Hybrid-6.0-D (AS4777-2 2020) Solax M1-40 | 15.5 |  |  | Solax Power Network Technology (Zhe jiang) Co Ltd | T-BAT H 17.3 V2 | 3 | Solax Power Network Technology (Zhe jiang) Co Ltd | X1-Hybrid-6.0-D (AS4777-2 2020) | SolaX Triple Power | 2027-05-24
2025-05-19 | HBS17346 | Solax Power Network Technology (Zhe jiang) Co Ltd T-BAT H 11.5 V2 (x2) w/ Solax Power Network Technology (Zhe jiang) Co Ltd X1-Hybrid-6.0-D (AS4777-2 2020) Solax M3-40 | 10.4 |  |  | Solax Power Network Technology (Zhe jiang) Co Ltd | T-BAT H 11.5 V2 | 2 | Solax Power Network Technology (Zhe jiang) Co Ltd | X1-Hybrid-6.0-D (AS4777-2 2020) | SolaX Triple Power | 2027-05-24
2025-05-19 | HBS17347 | Solax Power Network Technology (Zhe jiang) Co Ltd T-BAT H 17.3 V2 (x3) w/ Solax Power Network Technology (Zhe jiang) Co Ltd X1-Hybrid-6.0-D (AS4777-2 2020) Solax M3-40 | 15.5 |  |  | Solax Power Network Technology (Zhe jiang) Co Ltd | T-BAT H 17.3 V2 | 3 | Solax Power Network Technology (Zhe jiang) Co Ltd | X1-Hybrid-6.0-D (AS4777-2 2020) | SolaX Triple Power | 2027-05-24
2025-05-19 | HBS17348 | Solax Power Network Technology (Zhe jiang) Co Ltd T-BAT H 11.5 V2 (x2) w/ Solax Power Network Technology (Zhe jiang) Co Ltd X1-Hybrid-6.0-D (AS4777-2 2020) Solax M3-40-Dual | 10.4 |  |  | Solax Power Network Technology (Zhe jiang) Co Ltd | T-BAT H 11.5 V2 | 2 | Solax Power Network Technology (Zhe jiang) Co Ltd | X1-Hybrid-6.0-D (AS4777-2 2020) | SolaX Triple Power | 2027-05-24
2025-05-19 | HBS17349 | Solax Power Network Technology (Zhe jiang) Co Ltd T-BAT H 17.3 V2 (x3) w/ Solax Power Network Technology (Zhe jiang) Co Ltd X1-Hybrid-6.0-D (AS4777-2 2020) Solax M3-40-Dual | 15.5 |  |  | Solax Power Network Technology (Zhe jiang) Co Ltd | T-BAT H 17.3 V2 | 3 | Solax Power Network Technology (Zhe jiang) Co Ltd | X1-Hybrid-6.0-D (AS4777-2 2020) | SolaX Triple Power | 2027-05-24
2025-05-19 | HBS17350 | Solax Power Network Technology (Zhe jiang) Co Ltd T-BAT H 11.5 V2 (x2) w/ Solax Power Network Technology (Zhe jiang) Co Ltd X1-Hybrid-7.5-D (AS4777-2 2020) | 10.4 |  |  | Solax Power Network Technology (Zhe jiang) Co Ltd | T-BAT H 11.5 V2 | 2 | Solax Power Network Technology (Zhe jiang) Co Ltd | X1-Hybrid-7.5-D (AS4777-2 2020) | SolaX Triple Power | 2027-05-24
2025-05-19 | HBS17351 | Solax Power Network Technology (Zhe jiang) Co Ltd T-BAT H 17.3 V2 (x3) w/ Solax Power Network Technology (Zhe jiang) Co Ltd X1-Hybrid-7.5-D (AS4777-2 2020) | 15.5 |  |  | Solax Power Network Technology (Zhe jiang) Co Ltd | T-BAT H 17.3 V2 | 3 | Solax Power Network Technology (Zhe jiang) Co Ltd | X1-Hybrid-7.5-D (AS4777-2 2020) | SolaX Triple Power | 2027-05-24
2025-05-19 | HBS17352 | Solax Power Network Technology (Zhe jiang) Co Ltd T-BAT H 11.5 V2 (x2) w/ Solax Power Network Technology (Zhe jiang) Co Ltd X1-Hybrid-7.5-D (AS4777-2 2020) Chint DDSU666 | 10.4 |  |  | Solax Power Network Technology (Zhe jiang) Co Ltd | T-BAT H 11.5 V2 | 2 | Solax Power Network Technology (Zhe jiang) Co Ltd | X1-Hybrid-7.5-D (AS4777-2 2020) | SolaX Triple Power | 2027-05-24
2025-05-19 | HBS17353 | Solax Power Network Technology (Zhe jiang) Co Ltd T-BAT H 17.3 V2 (x3) w/ Solax Power Network Technology (Zhe jiang) Co Ltd X1-Hybrid-7.5-D (AS4777-2 2020) Chint DDSU666 | 15.5 |  |  | Solax Power Network Technology (Zhe jiang) Co Ltd | T-BAT H 17.3 V2 | 3 | Solax Power Network Technology (Zhe jiang) Co Ltd | X1-Hybrid-7.5-D (AS4777-2 2020) | SolaX Triple Power | 2027-05-24
2025-05-19 | HBS17354 | Solax Power Network Technology (Zhe jiang) Co Ltd T-BAT H 11.5 V2 (x2) w/ Solax Power Network Technology (Zhe jiang) Co Ltd X1-Hybrid-7.5-D (AS4777-2 2020) Chint DDSU666-CT | 10.4 |  |  | Solax Power Network Technology (Zhe jiang) Co Ltd | T-BAT H 11.5 V2 | 2 | Solax Power Network Technology (Zhe jiang) Co Ltd | X1-Hybrid-7.5-D (AS4777-2 2020) | SolaX Triple Power | 2027-05-24
2025-05-19 | HBS17355 | Solax Power Network Technology (Zhe jiang) Co Ltd T-BAT H 17.3 V2 (x3) w/ Solax Power Network Technology (Zhe jiang) Co Ltd X1-Hybrid-7.5-D (AS4777-2 2020) Chint DDSU666-CT | 15.5 |  |  | Solax Power Network Technology (Zhe jiang) Co Ltd | T-BAT H 17.3 V2 | 3 | Solax Power Network Technology (Zhe jiang) Co Ltd | X1-Hybrid-7.5-D (AS4777-2 2020) | SolaX Triple Power | 2027-05-24
2025-05-19 | HBS17356 | Solax Power Network Technology (Zhe jiang) Co Ltd T-BAT H 11.5 V2 (x2) w/ Solax Power Network Technology (Zhe jiang) Co Ltd X1-Hybrid-7.5-D (AS4777-2 2020) Chint DTSU666 | 10.4 |  |  | Solax Power Network Technology (Zhe jiang) Co Ltd | T-BAT H 11.5 V2 | 2 | Solax Power Network Technology (Zhe jiang) Co Ltd | X1-Hybrid-7.5-D (AS4777-2 2020) | SolaX Triple Power | 2027-05-24
2025-05-19 | HBS17357 | Solax Power Network Technology (Zhe jiang) Co Ltd T-BAT H 17.3 V2 (x3) w/ Solax Power Network Technology (Zhe jiang) Co Ltd X1-Hybrid-7.5-D (AS4777-2 2020) Chint DTSU666 | 15.5 |  |  | Solax Power Network Technology (Zhe jiang) Co Ltd | T-BAT H 17.3 V2 | 3 | Solax Power Network Technology (Zhe jiang) Co Ltd | X1-Hybrid-7.5-D (AS4777-2 2020) | SolaX Triple Power | 2027-05-24
2025-05-19 | HBS17358 | Solax Power Network Technology (Zhe jiang) Co Ltd T-BAT H 11.5 V2 (x2) w/ Solax Power Network Technology (Zhe jiang) Co Ltd X1-Hybrid-7.5-D (AS4777-2 2020) Chint DTSU666-CT | 10.4 |  |  | Solax Power Network Technology (Zhe jiang) Co Ltd | T-BAT H 11.5 V2 | 2 | Solax Power Network Technology (Zhe jiang) Co Ltd | X1-Hybrid-7.5-D (AS4777-2 2020) | SolaX Triple Power | 2027-05-24
2025-05-19 | HBS17359 | Solax Power Network Technology (Zhe jiang) Co Ltd T-BAT H 17.3 V2 (x3) w/ Solax Power Network Technology (Zhe jiang) Co Ltd X1-Hybrid-7.5-D (AS4777-2 2020) Chint DTSU666-CT | 15.5 |  |  | Solax Power Network Technology (Zhe jiang) Co Ltd | T-BAT H 17.3 V2 | 3 | Solax Power Network Technology (Zhe jiang) Co Ltd | X1-Hybrid-7.5-D (AS4777-2 2020) | SolaX Triple Power | 2027-05-24
2025-05-19 | HBS17360 | Solax Power Network Technology (Zhe jiang) Co Ltd T-BAT H 11.5 V2 (x2) w/ Solax Power Network Technology (Zhe jiang) Co Ltd X1-Hybrid-7.5-D (AS4777-2 2020) Reposit Power Reposit V4 Controller | 10.4 |  |  | Solax Power Network Technology (Zhe jiang) Co Ltd | T-BAT H 11.5 V2 | 2 | Solax Power Network Technology (Zhe jiang) Co Ltd | X1-Hybrid-7.5-D (AS4777-2 2020) | SolaX Triple Power | 2027-05-24
2025-05-19 | HBS17361 | Solax Power Network Technology (Zhe jiang) Co Ltd T-BAT H 17.3 V2 (x3) w/ Solax Power Network Technology (Zhe jiang) Co Ltd X1-Hybrid-7.5-D (AS4777-2 2020) Reposit Power Reposit V4 Controller | 15.5 |  |  | Solax Power Network Technology (Zhe jiang) Co Ltd | T-BAT H 17.3 V2 | 3 | Solax Power Network Technology (Zhe jiang) Co Ltd | X1-Hybrid-7.5-D (AS4777-2 2020) | SolaX Triple Power | 2027-05-24
2025-05-19 | HBS17362 | Solax Power Network Technology (Zhe jiang) Co Ltd T-BAT H 11.5 V2 (x2) w/ Solax Power Network Technology (Zhe jiang) Co Ltd X1-Hybrid-7.5-D (AS4777-2 2020) Solax M1-40 | 10.4 |  |  | Solax Power Network Technology (Zhe jiang) Co Ltd | T-BAT H 11.5 V2 | 2 | Solax Power Network Technology (Zhe jiang) Co Ltd | X1-Hybrid-7.5-D (AS4777-2 2020) | SolaX Triple Power | 2027-05-24
2025-05-19 | HBS17363 | Solax Power Network Technology (Zhe jiang) Co Ltd T-BAT H 17.3 V2 (x3) w/ Solax Power Network Technology (Zhe jiang) Co Ltd X1-Hybrid-7.5-D (AS4777-2 2020) Solax M1-40 | 15.5 |  |  | Solax Power Network Technology (Zhe jiang) Co Ltd | T-BAT H 17.3 V2 | 3 | Solax Power Network Technology (Zhe jiang) Co Ltd | X1-Hybrid-7.5-D (AS4777-2 2020) | SolaX Triple Power | 2027-05-24
2025-05-19 | HBS17364 | Solax Power Network Technology (Zhe jiang) Co Ltd T-BAT H 11.5 V2 (x2) w/ Solax Power Network Technology (Zhe jiang) Co Ltd X1-Hybrid-7.5-D (AS4777-2 2020) Solax M3-40 | 10.4 |  |  | Solax Power Network Technology (Zhe jiang) Co Ltd | T-BAT H 11.5 V2 | 2 | Solax Power Network Technology (Zhe jiang) Co Ltd | X1-Hybrid-7.5-D (AS4777-2 2020) | SolaX Triple Power | 2027-05-24
2025-05-19 | HBS17365 | Solax Power Network Technology (Zhe jiang) Co Ltd T-BAT H 17.3 V2 (x3) w/ Solax Power Network Technology (Zhe jiang) Co Ltd X1-Hybrid-7.5-D (AS4777-2 2020) Solax M3-40 | 15.5 |  |  | Solax Power Network Technology (Zhe jiang) Co Ltd | T-BAT H 17.3 V2 | 3 | Solax Power Network Technology (Zhe jiang) Co Ltd | X1-Hybrid-7.5-D (AS4777-2 2020) | SolaX Triple Power | 2027-05-24
2025-05-19 | HBS17366 | Solax Power Network Technology (Zhe jiang) Co Ltd T-BAT H 11.5 V2 (x2) w/ Solax Power Network Technology (Zhe jiang) Co Ltd X1-Hybrid-7.5-D (AS4777-2 2020) Solax M3-40-Dual | 10.4 |  |  | Solax Power Network Technology (Zhe jiang) Co Ltd | T-BAT H 11.5 V2 | 2 | Solax Power Network Technology (Zhe jiang) Co Ltd | X1-Hybrid-7.5-D (AS4777-2 2020) | SolaX Triple Power | 2027-05-24
2025-05-19 | HBS17367 | Solax Power Network Technology (Zhe jiang) Co Ltd T-BAT H 17.3 V2 (x3) w/ Solax Power Network Technology (Zhe jiang) Co Ltd X1-Hybrid-7.5-D (AS4777-2 2020) Solax M3-40-Dual | 15.5 |  |  | Solax Power Network Technology (Zhe jiang) Co Ltd | T-BAT H 17.3 V2 | 3 | Solax Power Network Technology (Zhe jiang) Co Ltd | X1-Hybrid-7.5-D (AS4777-2 2020) | SolaX Triple Power | 2027-05-24
2025-05-19 | HBS17476 | Solax Power Network Technology (Zhe jiang) Co Ltd T-BAT HS7.2 (x2) w/ Solax Power Network Technology (Zhe jiang) Co Ltd X1-Hybrid-3.0-D (AS4777-2 2020) | 6.5 |  |  | Solax Power Network Technology (Zhe jiang) Co Ltd | T-BAT HS7.2 | 2 | Solax Power Network Technology (Zhe jiang) Co Ltd | X1-Hybrid-3.0-D (AS4777-2 2020) | SolaX Triple Power | 2027-05-24
2025-05-19 | HBS17477 | Solax Power Network Technology (Zhe jiang) Co Ltd T-BAT HS10.8 (x3) w/ Solax Power Network Technology (Zhe jiang) Co Ltd X1-Hybrid-3.0-D (AS4777-2 2020) | 9.9 |  |  | Solax Power Network Technology (Zhe jiang) Co Ltd | T-BAT HS10.8 | 3 | Solax Power Network Technology (Zhe jiang) Co Ltd | X1-Hybrid-3.0-D (AS4777-2 2020) | SolaX Triple Power | 2027-05-24
2025-05-19 | HBS17478 | Solax Power Network Technology (Zhe jiang) Co Ltd T-BAT HS14.4 (x4) w/ Solax Power Network Technology (Zhe jiang) Co Ltd X1-Hybrid-3.0-D (AS4777-2 2020) | 13.2 |  |  | Solax Power Network Technology (Zhe jiang) Co Ltd | T-BAT HS14.4 | 4 | Solax Power Network Technology (Zhe jiang) Co Ltd | X1-Hybrid-3.0-D (AS4777-2 2020) | SolaX Triple Power | 2027-05-24
2025-05-19 | HBS17479 | Solax Power Network Technology (Zhe jiang) Co Ltd T-BAT HS18.0 (x5) w/ Solax Power Network Technology (Zhe jiang) Co Ltd X1-Hybrid-3.0-D (AS4777-2 2020) | 16.5 |  |  | Solax Power Network Technology (Zhe jiang) Co Ltd | T-BAT HS18.0 | 5 | Solax Power Network Technology (Zhe jiang) Co Ltd | X1-Hybrid-3.0-D (AS4777-2 2020) | SolaX Triple Power | 2027-05-24
2025-05-19 | HBS17480 | Solax Power Network Technology (Zhe jiang) Co Ltd T-BAT HS21.6 (x6) w/ Solax Power Network Technology (Zhe jiang) Co Ltd X1-Hybrid-3.0-D (AS4777-2 2020) | 19.8 |  |  | Solax Power Network Technology (Zhe jiang) Co Ltd | T-BAT HS21.6 | 6 | Solax Power Network Technology (Zhe jiang) Co Ltd | X1-Hybrid-3.0-D (AS4777-2 2020) | SolaX Triple Power | 2027-05-24
2025-05-19 | HBS17481 | Solax Power Network Technology (Zhe jiang) Co Ltd T-BAT HS25.2 (x7) w/ Solax Power Network Technology (Zhe jiang) Co Ltd X1-Hybrid-3.0-D (AS4777-2 2020) | 23.2 |  |  | Solax Power Network Technology (Zhe jiang) Co Ltd | T-BAT HS25.2 | 7 | Solax Power Network Technology (Zhe jiang) Co Ltd | X1-Hybrid-3.0-D (AS4777-2 2020) | SolaX Triple Power | 2027-05-24
2025-05-19 | HBS17482 | Solax Power Network Technology (Zhe jiang) Co Ltd T-BAT HS28.8 (x8) w/ Solax Power Network Technology (Zhe jiang) Co Ltd X1-Hybrid-3.0-D (AS4777-2 2020) | 26.4 |  |  | Solax Power Network Technology (Zhe jiang) Co Ltd | T-BAT HS28.8 | 8 | Solax Power Network Technology (Zhe jiang) Co Ltd | X1-Hybrid-3.0-D (AS4777-2 2020) | SolaX Triple Power | 2027-05-24
2025-05-19 | HBS17483 | Solax Power Network Technology (Zhe jiang) Co Ltd T-BAT HS7.2 (x2) w/ Solax Power Network Technology (Zhe jiang) Co Ltd X1-Hybrid-3.0-D (AS4777-2 2020) Chint DDSU666 | 6.5 |  |  | Solax Power Network Technology (Zhe jiang) Co Ltd | T-BAT HS7.2 | 2 | Solax Power Network Technology (Zhe jiang) Co Ltd | X1-Hybrid-3.0-D (AS4777-2 2020) | SolaX Triple Power | 2027-05-24
2025-05-19 | HBS17484 | Solax Power Network Technology (Zhe jiang) Co Ltd T-BAT HS10.8 (x3) w/ Solax Power Network Technology (Zhe jiang) Co Ltd X1-Hybrid-3.0-D (AS4777-2 2020) Chint DDSU666 | 9.9 |  |  | Solax Power Network Technology (Zhe jiang) Co Ltd | T-BAT HS10.8 | 3 | Solax Power Network Technology (Zhe jiang) Co Ltd | X1-Hybrid-3.0-D (AS4777-2 2020) | SolaX Triple Power | 2027-05-24
2025-05-19 | HBS17485 | Solax Power Network Technology (Zhe jiang) Co Ltd T-BAT HS14.4 (x4) w/ Solax Power Network Technology (Zhe jiang) Co Ltd X1-Hybrid-3.0-D (AS4777-2 2020) Chint DDSU666 | 13.2 |  |  | Solax Power Network Technology (Zhe jiang) Co Ltd | T-BAT HS14.4 | 4 | Solax Power Network Technology (Zhe jiang) Co Ltd | X1-Hybrid-3.0-D (AS4777-2 2020) | SolaX Triple Power | 2027-05-24
2025-05-19 | HBS17486 | Solax Power Network Technology (Zhe jiang) Co Ltd T-BAT HS18.0 (x5) w/ Solax Power Network Technology (Zhe jiang) Co Ltd X1-Hybrid-3.0-D (AS4777-2 2020) Chint DDSU666 | 16.5 |  |  | Solax Power Network Technology (Zhe jiang) Co Ltd | T-BAT HS18.0 | 5 | Solax Power Network Technology (Zhe jiang) Co Ltd | X1-Hybrid-3.0-D (AS4777-2 2020) | SolaX Triple Power | 2027-05-24
2025-05-19 | HBS17487 | Solax Power Network Technology (Zhe jiang) Co Ltd T-BAT HS21.6 (x6) w/ Solax Power Network Technology (Zhe jiang) Co Ltd X1-Hybrid-3.0-D (AS4777-2 2020) Chint DDSU666 | 19.8 |  |  | Solax Power Network Technology (Zhe jiang) Co Ltd | T-BAT HS21.6 | 6 | Solax Power Network Technology (Zhe jiang) Co Ltd | X1-Hybrid-3.0-D (AS4777-2 2020) | SolaX Triple Power | 2027-05-24
2025-05-19 | HBS17488 | Solax Power Network Technology (Zhe jiang) Co Ltd T-BAT HS25.2 (x7) w/ Solax Power Network Technology (Zhe jiang) Co Ltd X1-Hybrid-3.0-D (AS4777-2 2020) Chint DDSU666 | 23.2 |  |  | Solax Power Network Technology (Zhe jiang) Co Ltd | T-BAT HS25.2 | 7 | Solax Power Network Technology (Zhe jiang) Co Ltd | X1-Hybrid-3.0-D (AS4777-2 2020) | SolaX Triple Power | 2027-05-24
2025-05-19 | HBS17489 | Solax Power Network Technology (Zhe jiang) Co Ltd T-BAT HS28.8 (x8) w/ Solax Power Network Technology (Zhe jiang) Co Ltd X1-Hybrid-3.0-D (AS4777-2 2020) Chint DDSU666 | 26.4 |  |  | Solax Power Network Technology (Zhe jiang) Co Ltd | T-BAT HS28.8 | 8 | Solax Power Network Technology (Zhe jiang) Co Ltd | X1-Hybrid-3.0-D (AS4777-2 2020) | SolaX Triple Power | 2027-05-24
2025-05-19 | HBS17490 | Solax Power Network Technology (Zhe jiang) Co Ltd T-BAT HS7.2 (x2) w/ Solax Power Network Technology (Zhe jiang) Co Ltd X1-Hybrid-3.0-D (AS4777-2 2020) Chint DDSU666-CT | 6.5 |  |  | Solax Power Network Technology (Zhe jiang) Co Ltd | T-BAT HS7.2 | 2 | Solax Power Network Technology (Zhe jiang) Co Ltd | X1-Hybrid-3.0-D (AS4777-2 2020) | SolaX Triple Power | 2027-05-24
2025-05-19 | HBS17491 | Solax Power Network Technology (Zhe jiang) Co Ltd T-BAT HS10.8 (x3) w/ Solax Power Network Technology (Zhe jiang) Co Ltd X1-Hybrid-3.0-D (AS4777-2 2020) Chint DDSU666-CT | 9.9 |  |  | Solax Power Network Technology (Zhe jiang) Co Ltd | T-BAT HS10.8 | 3 | Solax Power Network Technology (Zhe jiang) Co Ltd | X1-Hybrid-3.0-D (AS4777-2 2020) | SolaX Triple Power | 2027-05-24
2025-05-19 | HBS17492 | Solax Power Network Technology (Zhe jiang) Co Ltd T-BAT HS14.4 (x4) w/ Solax Power Network Technology (Zhe jiang) Co Ltd X1-Hybrid-3.0-D (AS4777-2 2020) Chint DDSU666-CT | 13.2 |  |  | Solax Power Network Technology (Zhe jiang) Co Ltd | T-BAT HS14.4 | 4 | Solax Power Network Technology (Zhe jiang) Co Ltd | X1-Hybrid-3.0-D (AS4777-2 2020) | SolaX Triple Power | 2027-05-24
2025-05-19 | HBS17493 | Solax Power Network Technology (Zhe jiang) Co Ltd T-BAT HS18.0 (x5) w/ Solax Power Network Technology (Zhe jiang) Co Ltd X1-Hybrid-3.0-D (AS4777-2 2020) Chint DDSU666-CT | 16.5 |  |  | Solax Power Network Technology (Zhe jiang) Co Ltd | T-BAT HS18.0 | 5 | Solax Power Network Technology (Zhe jiang) Co Ltd | X1-Hybrid-3.0-D (AS4777-2 2020) | SolaX Triple Power | 2027-05-24
2025-05-19 | HBS17494 | Solax Power Network Technology (Zhe jiang) Co Ltd T-BAT HS21.6 (x6) w/ Solax Power Network Technology (Zhe jiang) Co Ltd X1-Hybrid-3.0-D (AS4777-2 2020) Chint DDSU666-CT | 19.8 |  |  | Solax Power Network Technology (Zhe jiang) Co Ltd | T-BAT HS21.6 | 6 | Solax Power Network Technology (Zhe jiang) Co Ltd | X1-Hybrid-3.0-D (AS4777-2 2020) | SolaX Triple Power | 2027-05-24
2025-05-19 | HBS17495 | Solax Power Network Technology (Zhe jiang) Co Ltd T-BAT HS25.2 (x7) w/ Solax Power Network Technology (Zhe jiang) Co Ltd X1-Hybrid-3.0-D (AS4777-2 2020) Chint DDSU666-CT | 23.2 |  |  | Solax Power Network Technology (Zhe jiang) Co Ltd | T-BAT HS25.2 | 7 | Solax Power Network Technology (Zhe jiang) Co Ltd | X1-Hybrid-3.0-D (AS4777-2 2020) | SolaX Triple Power | 2027-05-24
2025-05-19 | HBS17496 | Solax Power Network Technology (Zhe jiang) Co Ltd T-BAT HS28.8 (x8) w/ Solax Power Network Technology (Zhe jiang) Co Ltd X1-Hybrid-3.0-D (AS4777-2 2020) Chint DDSU666-CT | 26.4 |  |  | Solax Power Network Technology (Zhe jiang) Co Ltd | T-BAT HS28.8 | 8 | Solax Power Network Technology (Zhe jiang) Co Ltd | X1-Hybrid-3.0-D (AS4777-2 2020) | SolaX Triple Power | 2027-05-24
2025-05-19 | HBS17497 | Solax Power Network Technology (Zhe jiang) Co Ltd T-BAT HS7.2 (x2) w/ Solax Power Network Technology (Zhe jiang) Co Ltd X1-Hybrid-3.0-D (AS4777-2 2020) Chint DTSU666 | 6.5 |  |  | Solax Power Network Technology (Zhe jiang) Co Ltd | T-BAT HS7.2 | 2 | Solax Power Network Technology (Zhe jiang) Co Ltd | X1-Hybrid-3.0-D (AS4777-2 2020) | SolaX Triple Power | 2027-05-24
2025-05-19 | HBS17498 | Solax Power Network Technology (Zhe jiang) Co Ltd T-BAT HS10.8 (x3) w/ Solax Power Network Technology (Zhe jiang) Co Ltd X1-Hybrid-3.0-D (AS4777-2 2020) Chint DTSU666 | 9.9 |  |  | Solax Power Network Technology (Zhe jiang) Co Ltd | T-BAT HS10.8 | 3 | Solax Power Network Technology (Zhe jiang) Co Ltd | X1-Hybrid-3.0-D (AS4777-2 2020) | SolaX Triple Power | 2027-05-24
2025-05-19 | HBS17499 | Solax Power Network Technology (Zhe jiang) Co Ltd T-BAT HS14.4 (x4) w/ Solax Power Network Technology (Zhe jiang) Co Ltd X1-Hybrid-3.0-D (AS4777-2 2020) Chint DTSU666 | 13.2 |  |  | Solax Power Network Technology (Zhe jiang) Co Ltd | T-BAT HS14.4 | 4 | Solax Power Network Technology (Zhe jiang) Co Ltd | X1-Hybrid-3.0-D (AS4777-2 2020) | SolaX Triple Power | 2027-05-24
2025-05-19 | HBS17500 | Solax Power Network Technology (Zhe jiang) Co Ltd T-BAT HS18.0 (x5) w/ Solax Power Network Technology (Zhe jiang) Co Ltd X1-Hybrid-3.0-D (AS4777-2 2020) Chint DTSU666 | 16.5 |  |  | Solax Power Network Technology (Zhe jiang) Co Ltd | T-BAT HS18.0 | 5 | Solax Power Network Technology (Zhe jiang) Co Ltd | X1-Hybrid-3.0-D (AS4777-2 2020) | SolaX Triple Power | 2027-05-24
2025-05-19 | HBS17501 | Solax Power Network Technology (Zhe jiang) Co Ltd T-BAT HS21.6 (x6) w/ Solax Power Network Technology (Zhe jiang) Co Ltd X1-Hybrid-3.0-D (AS4777-2 2020) Chint DTSU666 | 19.8 |  |  | Solax Power Network Technology (Zhe jiang) Co Ltd | T-BAT HS21.6 | 6 | Solax Power Network Technology (Zhe jiang) Co Ltd | X1-Hybrid-3.0-D (AS4777-2 2020) | SolaX Triple Power | 2027-05-24
2025-05-19 | HBS17502 | Solax Power Network Technology (Zhe jiang) Co Ltd T-BAT HS25.2 (x7) w/ Solax Power Network Technology (Zhe jiang) Co Ltd X1-Hybrid-3.0-D (AS4777-2 2020) Chint DTSU666 | 23.2 |  |  | Solax Power Network Technology (Zhe jiang) Co Ltd | T-BAT HS25.2 | 7 | Solax Power Network Technology (Zhe jiang) Co Ltd | X1-Hybrid-3.0-D (AS4777-2 2020) | SolaX Triple Power | 2027-05-24
2025-05-19 | HBS17503 | Solax Power Network Technology (Zhe jiang) Co Ltd T-BAT HS28.8 (x8) w/ Solax Power Network Technology (Zhe jiang) Co Ltd X1-Hybrid-3.0-D (AS4777-2 2020) Chint DTSU666 | 26.4 |  |  | Solax Power Network Technology (Zhe jiang) Co Ltd | T-BAT HS28.8 | 8 | Solax Power Network Technology (Zhe jiang) Co Ltd | X1-Hybrid-3.0-D (AS4777-2 2020) | SolaX Triple Power | 2027-05-24
2025-05-19 | HBS17504 | Solax Power Network Technology (Zhe jiang) Co Ltd T-BAT HS7.2 (x2) w/ Solax Power Network Technology (Zhe jiang) Co Ltd X1-Hybrid-3.0-D (AS4777-2 2020) Chint DTSU666-CT | 6.5 |  |  | Solax Power Network Technology (Zhe jiang) Co Ltd | T-BAT HS7.2 | 2 | Solax Power Network Technology (Zhe jiang) Co Ltd | X1-Hybrid-3.0-D (AS4777-2 2020) | SolaX Triple Power | 2027-05-24
2025-05-19 | HBS17505 | Solax Power Network Technology (Zhe jiang) Co Ltd T-BAT HS10.8 (x3) w/ Solax Power Network Technology (Zhe jiang) Co Ltd X1-Hybrid-3.0-D (AS4777-2 2020) Chint DTSU666-CT | 9.9 |  |  | Solax Power Network Technology (Zhe jiang) Co Ltd | T-BAT HS10.8 | 3 | Solax Power Network Technology (Zhe jiang) Co Ltd | X1-Hybrid-3.0-D (AS4777-2 2020) | SolaX Triple Power | 2027-05-24
2025-05-19 | HBS17506 | Solax Power Network Technology (Zhe jiang) Co Ltd T-BAT HS14.4 (x4) w/ Solax Power Network Technology (Zhe jiang) Co Ltd X1-Hybrid-3.0-D (AS4777-2 2020) Chint DTSU666-CT | 13.2 |  |  | Solax Power Network Technology (Zhe jiang) Co Ltd | T-BAT HS14.4 | 4 | Solax Power Network Technology (Zhe jiang) Co Ltd | X1-Hybrid-3.0-D (AS4777-2 2020) | SolaX Triple Power | 2027-05-24
2025-05-19 | HBS17507 | Solax Power Network Technology (Zhe jiang) Co Ltd T-BAT HS18.0 (x5) w/ Solax Power Network Technology (Zhe jiang) Co Ltd X1-Hybrid-3.0-D (AS4777-2 2020) Chint DTSU666-CT | 16.5 |  |  | Solax Power Network Technology (Zhe jiang) Co Ltd | T-BAT HS18.0 | 5 | Solax Power Network Technology (Zhe jiang) Co Ltd | X1-Hybrid-3.0-D (AS4777-2 2020) | SolaX Triple Power | 2027-05-24
2025-05-19 | HBS17508 | Solax Power Network Technology (Zhe jiang) Co Ltd T-BAT HS21.6 (x6) w/ Solax Power Network Technology (Zhe jiang) Co Ltd X1-Hybrid-3.0-D (AS4777-2 2020) Chint DTSU666-CT | 19.8 |  |  | Solax Power Network Technology (Zhe jiang) Co Ltd | T-BAT HS21.6 | 6 | Solax Power Network Technology (Zhe jiang) Co Ltd | X1-Hybrid-3.0-D (AS4777-2 2020) | SolaX Triple Power | 2027-05-24
2025-05-19 | HBS17509 | Solax Power Network Technology (Zhe jiang) Co Ltd T-BAT HS25.2 (x7) w/ Solax Power Network Technology (Zhe jiang) Co Ltd X1-Hybrid-3.0-D (AS4777-2 2020) Chint DTSU666-CT | 23.2 |  |  | Solax Power Network Technology (Zhe jiang) Co Ltd | T-BAT HS25.2 | 7 | Solax Power Network Technology (Zhe jiang) Co Ltd | X1-Hybrid-3.0-D (AS4777-2 2020) | SolaX Triple Power | 2027-05-24
2025-05-19 | HBS17510 | Solax Power Network Technology (Zhe jiang) Co Ltd T-BAT HS28.8 (x8) w/ Solax Power Network Technology (Zhe jiang) Co Ltd X1-Hybrid-3.0-D (AS4777-2 2020) Chint DTSU666-CT | 26.4 |  |  | Solax Power Network Technology (Zhe jiang) Co Ltd | T-BAT HS28.8 | 8 | Solax Power Network Technology (Zhe jiang) Co Ltd | X1-Hybrid-3.0-D (AS4777-2 2020) | SolaX Triple Power | 2027-05-24
2025-05-19 | HBS17511 | Solax Power Network Technology (Zhe jiang) Co Ltd T-BAT HS7.2 (x2) w/ Solax Power Network Technology (Zhe jiang) Co Ltd X1-Hybrid-3.0-D (AS4777-2 2020) Reposit Power Reposit V4 Controller | 6.5 |  |  | Solax Power Network Technology (Zhe jiang) Co Ltd | T-BAT HS7.2 | 2 | Solax Power Network Technology (Zhe jiang) Co Ltd | X1-Hybrid-3.0-D (AS4777-2 2020) | SolaX Triple Power | 2027-05-24
2025-05-19 | HBS17512 | Solax Power Network Technology (Zhe jiang) Co Ltd T-BAT HS10.8 (x3) w/ Solax Power Network Technology (Zhe jiang) Co Ltd X1-Hybrid-3.0-D (AS4777-2 2020) Reposit Power Reposit V4 Controller | 9.9 |  |  | Solax Power Network Technology (Zhe jiang) Co Ltd | T-BAT HS10.8 | 3 | Solax Power Network Technology (Zhe jiang) Co Ltd | X1-Hybrid-3.0-D (AS4777-2 2020) | SolaX Triple Power | 2027-05-24
2025-05-19 | HBS17513 | Solax Power Network Technology (Zhe jiang) Co Ltd T-BAT HS14.4 (x4) w/ Solax Power Network Technology (Zhe jiang) Co Ltd X1-Hybrid-3.0-D (AS4777-2 2020) Reposit Power Reposit V4 Controller | 13.2 |  |  | Solax Power Network Technology (Zhe jiang) Co Ltd | T-BAT HS14.4 | 4 | Solax Power Network Technology (Zhe jiang) Co Ltd | X1-Hybrid-3.0-D (AS4777-2 2020) | SolaX Triple Power | 2027-05-24
2025-05-19 | HBS17514 | Solax Power Network Technology (Zhe jiang) Co Ltd T-BAT HS18.0 (x5) w/ Solax Power Network Technology (Zhe jiang) Co Ltd X1-Hybrid-3.0-D (AS4777-2 2020) Reposit Power Reposit V4 Controller | 16.5 |  |  | Solax Power Network Technology (Zhe jiang) Co Ltd | T-BAT HS18.0 | 5 | Solax Power Network Technology (Zhe jiang) Co Ltd | X1-Hybrid-3.0-D (AS4777-2 2020) | SolaX Triple Power | 2027-05-24
2025-05-19 | HBS17515 | Solax Power Network Technology (Zhe jiang) Co Ltd T-BAT HS21.6 (x6) w/ Solax Power Network Technology (Zhe jiang) Co Ltd X1-Hybrid-3.0-D (AS4777-2 2020) Reposit Power Reposit V4 Controller | 19.8 |  |  | Solax Power Network Technology (Zhe jiang) Co Ltd | T-BAT HS21.6 | 6 | Solax Power Network Technology (Zhe jiang) Co Ltd | X1-Hybrid-3.0-D (AS4777-2 2020) | SolaX Triple Power | 2027-05-24
2025-05-19 | HBS17516 | Solax Power Network Technology (Zhe jiang) Co Ltd T-BAT HS25.2 (x7) w/ Solax Power Network Technology (Zhe jiang) Co Ltd X1-Hybrid-3.0-D (AS4777-2 2020) Reposit Power Reposit V4 Controller | 23.2 |  |  | Solax Power Network Technology (Zhe jiang) Co Ltd | T-BAT HS25.2 | 7 | Solax Power Network Technology (Zhe jiang) Co Ltd | X1-Hybrid-3.0-D (AS4777-2 2020) | SolaX Triple Power | 2027-05-24
2025-05-19 | HBS17517 | Solax Power Network Technology (Zhe jiang) Co Ltd T-BAT HS28.8 (x8) w/ Solax Power Network Technology (Zhe jiang) Co Ltd X1-Hybrid-3.0-D (AS4777-2 2020) Reposit Power Reposit V4 Controller | 26.4 |  |  | Solax Power Network Technology (Zhe jiang) Co Ltd | T-BAT HS28.8 | 8 | Solax Power Network Technology (Zhe jiang) Co Ltd | X1-Hybrid-3.0-D (AS4777-2 2020) | SolaX Triple Power | 2027-05-24
2025-05-19 | HBS17518 | Solax Power Network Technology (Zhe jiang) Co Ltd T-BAT HS7.2 (x2) w/ Solax Power Network Technology (Zhe jiang) Co Ltd X1-Hybrid-3.0-D (AS4777-2 2020) Solax M1-40 | 6.5 |  |  | Solax Power Network Technology (Zhe jiang) Co Ltd | T-BAT HS7.2 | 2 | Solax Power Network Technology (Zhe jiang) Co Ltd | X1-Hybrid-3.0-D (AS4777-2 2020) | SolaX Triple Power | 2027-05-24
2025-05-19 | HBS17519 | Solax Power Network Technology (Zhe jiang) Co Ltd T-BAT HS10.8 (x3) w/ Solax Power Network Technology (Zhe jiang) Co Ltd X1-Hybrid-3.0-D (AS4777-2 2020) Solax M1-40 | 9.9 |  |  | Solax Power Network Technology (Zhe jiang) Co Ltd | T-BAT HS10.8 | 3 | Solax Power Network Technology (Zhe jiang) Co Ltd | X1-Hybrid-3.0-D (AS4777-2 2020) | SolaX Triple Power | 2027-05-24
2025-05-19 | HBS17520 | Solax Power Network Technology (Zhe jiang) Co Ltd T-BAT HS14.4 (x4) w/ Solax Power Network Technology (Zhe jiang) Co Ltd X1-Hybrid-3.0-D (AS4777-2 2020) Solax M1-40 | 13.2 |  |  | Solax Power Network Technology (Zhe jiang) Co Ltd | T-BAT HS14.4 | 4 | Solax Power Network Technology (Zhe jiang) Co Ltd | X1-Hybrid-3.0-D (AS4777-2 2020) | SolaX Triple Power | 2027-05-24
2025-05-19 | HBS17521 | Solax Power Network Technology (Zhe jiang) Co Ltd T-BAT HS18.0 (x5) w/ Solax Power Network Technology (Zhe jiang) Co Ltd X1-Hybrid-3.0-D (AS4777-2 2020) Solax M1-40 | 16.5 |  |  | Solax Power Network Technology (Zhe jiang) Co Ltd | T-BAT HS18.0 | 5 | Solax Power Network Technology (Zhe jiang) Co Ltd | X1-Hybrid-3.0-D (AS4777-2 2020) | SolaX Triple Power | 2027-05-24
2025-05-19 | HBS17522 | Solax Power Network Technology (Zhe jiang) Co Ltd T-BAT HS21.6 (x6) w/ Solax Power Network Technology (Zhe jiang) Co Ltd X1-Hybrid-3.0-D (AS4777-2 2020) Solax M1-40 | 19.8 |  |  | Solax Power Network Technology (Zhe jiang) Co Ltd | T-BAT HS21.6 | 6 | Solax Power Network Technology (Zhe jiang) Co Ltd | X1-Hybrid-3.0-D (AS4777-2 2020) | SolaX Triple Power | 2027-05-24
2025-05-19 | HBS17523 | Solax Power Network Technology (Zhe jiang) Co Ltd T-BAT HS25.2 (x7) w/ Solax Power Network Technology (Zhe jiang) Co Ltd X1-Hybrid-3.0-D (AS4777-2 2020) Solax M1-40 | 23.2 |  |  | Solax Power Network Technology (Zhe jiang) Co Ltd | T-BAT HS25.2 | 7 | Solax Power Network Technology (Zhe jiang) Co Ltd | X1-Hybrid-3.0-D (AS4777-2 2020) | SolaX Triple Power | 2027-05-24
2025-05-19 | HBS17524 | Solax Power Network Technology (Zhe jiang) Co Ltd T-BAT HS28.8 (x8) w/ Solax Power Network Technology (Zhe jiang) Co Ltd X1-Hybrid-3.0-D (AS4777-2 2020) Solax M1-40 | 26.4 |  |  | Solax Power Network Technology (Zhe jiang) Co Ltd | T-BAT HS28.8 | 8 | Solax Power Network Technology (Zhe jiang) Co Ltd | X1-Hybrid-3.0-D (AS4777-2 2020) | SolaX Triple Power | 2027-05-24
2025-05-19 | HBS17525 | Solax Power Network Technology (Zhe jiang) Co Ltd T-BAT HS7.2 (x2) w/ Solax Power Network Technology (Zhe jiang) Co Ltd X1-Hybrid-3.0-D (AS4777-2 2020) Solax M3-40 | 6.5 |  |  | Solax Power Network Technology (Zhe jiang) Co Ltd | T-BAT HS7.2 | 2 | Solax Power Network Technology (Zhe jiang) Co Ltd | X1-Hybrid-3.0-D (AS4777-2 2020) | SolaX Triple Power | 2027-05-24
2025-05-19 | HBS17526 | Solax Power Network Technology (Zhe jiang) Co Ltd T-BAT HS10.8 (x3) w/ Solax Power Network Technology (Zhe jiang) Co Ltd X1-Hybrid-3.0-D (AS4777-2 2020) Solax M3-40 | 9.9 |  |  | Solax Power Network Technology (Zhe jiang) Co Ltd | T-BAT HS10.8 | 3 | Solax Power Network Technology (Zhe jiang) Co Ltd | X1-Hybrid-3.0-D (AS4777-2 2020) | SolaX Triple Power | 2027-05-24
2025-05-19 | HBS17527 | Solax Power Network Technology (Zhe jiang) Co Ltd T-BAT HS14.4 (x4) w/ Solax Power Network Technology (Zhe jiang) Co Ltd X1-Hybrid-3.0-D (AS4777-2 2020) Solax M3-40 | 13.2 |  |  | Solax Power Network Technology (Zhe jiang) Co Ltd | T-BAT HS14.4 | 4 | Solax Power Network Technology (Zhe jiang) Co Ltd | X1-Hybrid-3.0-D (AS4777-2 2020) | SolaX Triple Power | 2027-05-24
2025-05-19 | HBS17528 | Solax Power Network Technology (Zhe jiang) Co Ltd T-BAT HS18.0 (x5) w/ Solax Power Network Technology (Zhe jiang) Co Ltd X1-Hybrid-3.0-D (AS4777-2 2020) Solax M3-40 | 16.5 |  |  | Solax Power Network Technology (Zhe jiang) Co Ltd | T-BAT HS18.0 | 5 | Solax Power Network Technology (Zhe jiang) Co Ltd | X1-Hybrid-3.0-D (AS4777-2 2020) | SolaX Triple Power | 2027-05-24
2025-05-19 | HBS17529 | Solax Power Network Technology (Zhe jiang) Co Ltd T-BAT HS21.6 (x6) w/ Solax Power Network Technology (Zhe jiang) Co Ltd X1-Hybrid-3.0-D (AS4777-2 2020) Solax M3-40 | 19.8 |  |  | Solax Power Network Technology (Zhe jiang) Co Ltd | T-BAT HS21.6 | 6 | Solax Power Network Technology (Zhe jiang) Co Ltd | X1-Hybrid-3.0-D (AS4777-2 2020) | SolaX Triple Power | 2027-05-24
2025-05-19 | HBS17530 | Solax Power Network Technology (Zhe jiang) Co Ltd T-BAT HS25.2 (x7) w/ Solax Power Network Technology (Zhe jiang) Co Ltd X1-Hybrid-3.0-D (AS4777-2 2020) Solax M3-40 | 23.2 |  |  | Solax Power Network Technology (Zhe jiang) Co Ltd | T-BAT HS25.2 | 7 | Solax Power Network Technology (Zhe jiang) Co Ltd | X1-Hybrid-3.0-D (AS4777-2 2020) | SolaX Triple Power | 2027-05-24
2025-05-19 | HBS17531 | Solax Power Network Technology (Zhe jiang) Co Ltd T-BAT HS28.8 (x8) w/ Solax Power Network Technology (Zhe jiang) Co Ltd X1-Hybrid-3.0-D (AS4777-2 2020) Solax M3-40 | 26.4 |  |  | Solax Power Network Technology (Zhe jiang) Co Ltd | T-BAT HS28.8 | 8 | Solax Power Network Technology (Zhe jiang) Co Ltd | X1-Hybrid-3.0-D (AS4777-2 2020) | SolaX Triple Power | 2027-05-24
2025-05-19 | HBS17532 | Solax Power Network Technology (Zhe jiang) Co Ltd T-BAT HS7.2 (x2) w/ Solax Power Network Technology (Zhe jiang) Co Ltd X1-Hybrid-3.0-D (AS4777-2 2020) Solax M3-40-Dual | 6.5 |  |  | Solax Power Network Technology (Zhe jiang) Co Ltd | T-BAT HS7.2 | 2 | Solax Power Network Technology (Zhe jiang) Co Ltd | X1-Hybrid-3.0-D (AS4777-2 2020) | SolaX Triple Power | 2027-05-24
2025-05-19 | HBS17533 | Solax Power Network Technology (Zhe jiang) Co Ltd T-BAT HS10.8 (x3) w/ Solax Power Network Technology (Zhe jiang) Co Ltd X1-Hybrid-3.0-D (AS4777-2 2020) Solax M3-40-Dual | 9.9 |  |  | Solax Power Network Technology (Zhe jiang) Co Ltd | T-BAT HS10.8 | 3 | Solax Power Network Technology (Zhe jiang) Co Ltd | X1-Hybrid-3.0-D (AS4777-2 2020) | SolaX Triple Power | 2027-05-24
2025-05-19 | HBS17534 | Solax Power Network Technology (Zhe jiang) Co Ltd T-BAT HS14.4 (x4) w/ Solax Power Network Technology (Zhe jiang) Co Ltd X1-Hybrid-3.0-D (AS4777-2 2020) Solax M3-40-Dual | 13.2 |  |  | Solax Power Network Technology (Zhe jiang) Co Ltd | T-BAT HS14.4 | 4 | Solax Power Network Technology (Zhe jiang) Co Ltd | X1-Hybrid-3.0-D (AS4777-2 2020) | SolaX Triple Power | 2027-05-24
2025-05-19 | HBS17535 | Solax Power Network Technology (Zhe jiang) Co Ltd T-BAT HS18.0 (x5) w/ Solax Power Network Technology (Zhe jiang) Co Ltd X1-Hybrid-3.0-D (AS4777-2 2020) Solax M3-40-Dual | 16.5 |  |  | Solax Power Network Technology (Zhe jiang) Co Ltd | T-BAT HS18.0 | 5 | Solax Power Network Technology (Zhe jiang) Co Ltd | X1-Hybrid-3.0-D (AS4777-2 2020) | SolaX Triple Power | 2027-05-24
2025-05-19 | HBS17536 | Solax Power Network Technology (Zhe jiang) Co Ltd T-BAT HS21.6 (x6) w/ Solax Power Network Technology (Zhe jiang) Co Ltd X1-Hybrid-3.0-D (AS4777-2 2020) Solax M3-40-Dual | 19.8 |  |  | Solax Power Network Technology (Zhe jiang) Co Ltd | T-BAT HS21.6 | 6 | Solax Power Network Technology (Zhe jiang) Co Ltd | X1-Hybrid-3.0-D (AS4777-2 2020) | SolaX Triple Power | 2027-05-24
2025-05-19 | HBS17537 | Solax Power Network Technology (Zhe jiang) Co Ltd T-BAT HS25.2 (x7) w/ Solax Power Network Technology (Zhe jiang) Co Ltd X1-Hybrid-3.0-D (AS4777-2 2020) Solax M3-40-Dual | 23.2 |  |  | Solax Power Network Technology (Zhe jiang) Co Ltd | T-BAT HS25.2 | 7 | Solax Power Network Technology (Zhe jiang) Co Ltd | X1-Hybrid-3.0-D (AS4777-2 2020) | SolaX Triple Power | 2027-05-24
2025-05-19 | HBS17538 | Solax Power Network Technology (Zhe jiang) Co Ltd T-BAT HS28.8 (x8) w/ Solax Power Network Technology (Zhe jiang) Co Ltd X1-Hybrid-3.0-D (AS4777-2 2020) Solax M3-40-Dual | 26.4 |  |  | Solax Power Network Technology (Zhe jiang) Co Ltd | T-BAT HS28.8 | 8 | Solax Power Network Technology (Zhe jiang) Co Ltd | X1-Hybrid-3.0-D (AS4777-2 2020) | SolaX Triple Power | 2027-05-24
2025-05-19 | HBS17539 | Solax Power Network Technology (Zhe jiang) Co Ltd T-BAT HS7.2 (x2) w/ Solax Power Network Technology (Zhe jiang) Co Ltd X1-Hybrid-3.7-D (AS4777-2 2020) | 6.5 |  |  | Solax Power Network Technology (Zhe jiang) Co Ltd | T-BAT HS7.2 | 2 | Solax Power Network Technology (Zhe jiang) Co Ltd | X1-Hybrid-3.7-D (AS4777-2 2020) | SolaX Triple Power | 2027-05-24
2025-05-19 | HBS17540 | Solax Power Network Technology (Zhe jiang) Co Ltd T-BAT HS10.8 (x3) w/ Solax Power Network Technology (Zhe jiang) Co Ltd X1-Hybrid-3.7-D (AS4777-2 2020) | 9.9 |  |  | Solax Power Network Technology (Zhe jiang) Co Ltd | T-BAT HS10.8 | 3 | Solax Power Network Technology (Zhe jiang) Co Ltd | X1-Hybrid-3.7-D (AS4777-2 2020) | SolaX Triple Power | 2027-05-24
2025-05-19 | HBS17541 | Solax Power Network Technology (Zhe jiang) Co Ltd T-BAT HS14.4 (x4) w/ Solax Power Network Technology (Zhe jiang) Co Ltd X1-Hybrid-3.7-D (AS4777-2 2020) | 13.2 |  |  | Solax Power Network Technology (Zhe jiang) Co Ltd | T-BAT HS14.4 | 4 | Solax Power Network Technology (Zhe jiang) Co Ltd | X1-Hybrid-3.7-D (AS4777-2 2020) | SolaX Triple Power | 2027-05-24
2025-05-19 | HBS17542 | Solax Power Network Technology (Zhe jiang) Co Ltd T-BAT HS18.0 (x5) w/ Solax Power Network Technology (Zhe jiang) Co Ltd X1-Hybrid-3.7-D (AS4777-2 2020) | 16.5 |  |  | Solax Power Network Technology (Zhe jiang) Co Ltd | T-BAT HS18.0 | 5 | Solax Power Network Technology (Zhe jiang) Co Ltd | X1-Hybrid-3.7-D (AS4777-2 2020) | SolaX Triple Power | 2027-05-24
2025-05-19 | HBS17543 | Solax Power Network Technology (Zhe jiang) Co Ltd T-BAT HS21.6 (x6) w/ Solax Power Network Technology (Zhe jiang) Co Ltd X1-Hybrid-3.7-D (AS4777-2 2020) | 19.8 |  |  | Solax Power Network Technology (Zhe jiang) Co Ltd | T-BAT HS21.6 | 6 | Solax Power Network Technology (Zhe jiang) Co Ltd | X1-Hybrid-3.7-D (AS4777-2 2020) | SolaX Triple Power | 2027-05-24
2025-05-19 | HBS17544 | Solax Power Network Technology (Zhe jiang) Co Ltd T-BAT HS25.2 (x7) w/ Solax Power Network Technology (Zhe jiang) Co Ltd X1-Hybrid-3.7-D (AS4777-2 2020) | 23.2 |  |  | Solax Power Network Technology (Zhe jiang) Co Ltd | T-BAT HS25.2 | 7 | Solax Power Network Technology (Zhe jiang) Co Ltd | X1-Hybrid-3.7-D (AS4777-2 2020) | SolaX Triple Power | 2027-05-24
2025-05-19 | HBS17545 | Solax Power Network Technology (Zhe jiang) Co Ltd T-BAT HS28.8 (x8) w/ Solax Power Network Technology (Zhe jiang) Co Ltd X1-Hybrid-3.7-D (AS4777-2 2020) | 26.4 |  |  | Solax Power Network Technology (Zhe jiang) Co Ltd | T-BAT HS28.8 | 8 | Solax Power Network Technology (Zhe jiang) Co Ltd | X1-Hybrid-3.7-D (AS4777-2 2020) | SolaX Triple Power | 2027-05-24
2025-05-19 | HBS17546 | Solax Power Network Technology (Zhe jiang) Co Ltd T-BAT HS7.2 (x2) w/ Solax Power Network Technology (Zhe jiang) Co Ltd X1-Hybrid-3.7-D (AS4777-2 2020) Chint DDSU666 | 6.5 |  |  | Solax Power Network Technology (Zhe jiang) Co Ltd | T-BAT HS7.2 | 2 | Solax Power Network Technology (Zhe jiang) Co Ltd | X1-Hybrid-3.7-D (AS4777-2 2020) | SolaX Triple Power | 2027-05-24
2025-05-19 | HBS17547 | Solax Power Network Technology (Zhe jiang) Co Ltd T-BAT HS10.8 (x3) w/ Solax Power Network Technology (Zhe jiang) Co Ltd X1-Hybrid-3.7-D (AS4777-2 2020) Chint DDSU666 | 9.9 |  |  | Solax Power Network Technology (Zhe jiang) Co Ltd | T-BAT HS10.8 | 3 | Solax Power Network Technology (Zhe jiang) Co Ltd | X1-Hybrid-3.7-D (AS4777-2 2020) | SolaX Triple Power | 2027-05-24
2025-05-19 | HBS17548 | Solax Power Network Technology (Zhe jiang) Co Ltd T-BAT HS14.4 (x4) w/ Solax Power Network Technology (Zhe jiang) Co Ltd X1-Hybrid-3.7-D (AS4777-2 2020) Chint DDSU666 | 13.2 |  |  | Solax Power Network Technology (Zhe jiang) Co Ltd | T-BAT HS14.4 | 4 | Solax Power Network Technology (Zhe jiang) Co Ltd | X1-Hybrid-3.7-D (AS4777-2 2020) | SolaX Triple Power | 2027-05-24
2025-05-19 | HBS17549 | Solax Power Network Technology (Zhe jiang) Co Ltd T-BAT HS18.0 (x5) w/ Solax Power Network Technology (Zhe jiang) Co Ltd X1-Hybrid-3.7-D (AS4777-2 2020) Chint DDSU666 | 16.5 |  |  | Solax Power Network Technology (Zhe jiang) Co Ltd | T-BAT HS18.0 | 5 | Solax Power Network Technology (Zhe jiang) Co Ltd | X1-Hybrid-3.7-D (AS4777-2 2020) | SolaX Triple Power | 2027-05-24
2025-05-19 | HBS17550 | Solax Power Network Technology (Zhe jiang) Co Ltd T-BAT HS21.6 (x6) w/ Solax Power Network Technology (Zhe jiang) Co Ltd X1-Hybrid-3.7-D (AS4777-2 2020) Chint DDSU666 | 19.8 |  |  | Solax Power Network Technology (Zhe jiang) Co Ltd | T-BAT HS21.6 | 6 | Solax Power Network Technology (Zhe jiang) Co Ltd | X1-Hybrid-3.7-D (AS4777-2 2020) | SolaX Triple Power | 2027-05-24
2025-05-19 | HBS17551 | Solax Power Network Technology (Zhe jiang) Co Ltd T-BAT HS25.2 (x7) w/ Solax Power Network Technology (Zhe jiang) Co Ltd X1-Hybrid-3.7-D (AS4777-2 2020) Chint DDSU666 | 23.2 |  |  | Solax Power Network Technology (Zhe jiang) Co Ltd | T-BAT HS25.2 | 7 | Solax Power Network Technology (Zhe jiang) Co Ltd | X1-Hybrid-3.7-D (AS4777-2 2020) | SolaX Triple Power | 2027-05-24
2025-05-19 | HBS17552 | Solax Power Network Technology (Zhe jiang) Co Ltd T-BAT HS28.8 (x8) w/ Solax Power Network Technology (Zhe jiang) Co Ltd X1-Hybrid-3.7-D (AS4777-2 2020) Chint DDSU666 | 26.4 |  |  | Solax Power Network Technology (Zhe jiang) Co Ltd | T-BAT HS28.8 | 8 | Solax Power Network Technology (Zhe jiang) Co Ltd | X1-Hybrid-3.7-D (AS4777-2 2020) | SolaX Triple Power | 2027-05-24
2025-05-19 | HBS17553 | Solax Power Network Technology (Zhe jiang) Co Ltd T-BAT HS7.2 (x2) w/ Solax Power Network Technology (Zhe jiang) Co Ltd X1-Hybrid-3.7-D (AS4777-2 2020) Chint DDSU666-CT | 6.5 |  |  | Solax Power Network Technology (Zhe jiang) Co Ltd | T-BAT HS7.2 | 2 | Solax Power Network Technology (Zhe jiang) Co Ltd | X1-Hybrid-3.7-D (AS4777-2 2020) | SolaX Triple Power | 2027-05-24
2025-05-19 | HBS17554 | Solax Power Network Technology (Zhe jiang) Co Ltd T-BAT HS10.8 (x3) w/ Solax Power Network Technology (Zhe jiang) Co Ltd X1-Hybrid-3.7-D (AS4777-2 2020) Chint DDSU666-CT | 9.9 |  |  | Solax Power Network Technology (Zhe jiang) Co Ltd | T-BAT HS10.8 | 3 | Solax Power Network Technology (Zhe jiang) Co Ltd | X1-Hybrid-3.7-D (AS4777-2 2020) | SolaX Triple Power | 2027-05-24
2025-05-19 | HBS17555 | Solax Power Network Technology (Zhe jiang) Co Ltd T-BAT HS14.4 (x4) w/ Solax Power Network Technology (Zhe jiang) Co Ltd X1-Hybrid-3.7-D (AS4777-2 2020) Chint DDSU666-CT | 13.2 |  |  | Solax Power Network Technology (Zhe jiang) Co Ltd | T-BAT HS14.4 | 4 | Solax Power Network Technology (Zhe jiang) Co Ltd | X1-Hybrid-3.7-D (AS4777-2 2020) | SolaX Triple Power | 2027-05-24
2025-05-19 | HBS17556 | Solax Power Network Technology (Zhe jiang) Co Ltd T-BAT HS18.0 (x5) w/ Solax Power Network Technology (Zhe jiang) Co Ltd X1-Hybrid-3.7-D (AS4777-2 2020) Chint DDSU666-CT | 16.5 |  |  | Solax Power Network Technology (Zhe jiang) Co Ltd | T-BAT HS18.0 | 5 | Solax Power Network Technology (Zhe jiang) Co Ltd | X1-Hybrid-3.7-D (AS4777-2 2020) | SolaX Triple Power | 2027-05-24
2025-05-19 | HBS17557 | Solax Power Network Technology (Zhe jiang) Co Ltd T-BAT HS21.6 (x6) w/ Solax Power Network Technology (Zhe jiang) Co Ltd X1-Hybrid-3.7-D (AS4777-2 2020) Chint DDSU666-CT | 19.8 |  |  | Solax Power Network Technology (Zhe jiang) Co Ltd | T-BAT HS21.6 | 6 | Solax Power Network Technology (Zhe jiang) Co Ltd | X1-Hybrid-3.7-D (AS4777-2 2020) | SolaX Triple Power | 2027-05-24
2025-05-19 | HBS17558 | Solax Power Network Technology (Zhe jiang) Co Ltd T-BAT HS25.2 (x7) w/ Solax Power Network Technology (Zhe jiang) Co Ltd X1-Hybrid-3.7-D (AS4777-2 2020) Chint DDSU666-CT | 23.2 |  |  | Solax Power Network Technology (Zhe jiang) Co Ltd | T-BAT HS25.2 | 7 | Solax Power Network Technology (Zhe jiang) Co Ltd | X1-Hybrid-3.7-D (AS4777-2 2020) | SolaX Triple Power | 2027-05-24
2025-05-19 | HBS17559 | Solax Power Network Technology (Zhe jiang) Co Ltd T-BAT HS28.8 (x8) w/ Solax Power Network Technology (Zhe jiang) Co Ltd X1-Hybrid-3.7-D (AS4777-2 2020) Chint DDSU666-CT | 26.4 |  |  | Solax Power Network Technology (Zhe jiang) Co Ltd | T-BAT HS28.8 | 8 | Solax Power Network Technology (Zhe jiang) Co Ltd | X1-Hybrid-3.7-D (AS4777-2 2020) | SolaX Triple Power | 2027-05-24
2025-05-19 | HBS17560 | Solax Power Network Technology (Zhe jiang) Co Ltd T-BAT HS7.2 (x2) w/ Solax Power Network Technology (Zhe jiang) Co Ltd X1-Hybrid-3.7-D (AS4777-2 2020) Chint DTSU666 | 6.5 |  |  | Solax Power Network Technology (Zhe jiang) Co Ltd | T-BAT HS7.2 | 2 | Solax Power Network Technology (Zhe jiang) Co Ltd | X1-Hybrid-3.7-D (AS4777-2 2020) | SolaX Triple Power | 2027-05-24
2025-05-19 | HBS17561 | Solax Power Network Technology (Zhe jiang) Co Ltd T-BAT HS10.8 (x3) w/ Solax Power Network Technology (Zhe jiang) Co Ltd X1-Hybrid-3.7-D (AS4777-2 2020) Chint DTSU666 | 9.9 |  |  | Solax Power Network Technology (Zhe jiang) Co Ltd | T-BAT HS10.8 | 3 | Solax Power Network Technology (Zhe jiang) Co Ltd | X1-Hybrid-3.7-D (AS4777-2 2020) | SolaX Triple Power | 2027-05-24
2025-05-19 | HBS17562 | Solax Power Network Technology (Zhe jiang) Co Ltd T-BAT HS14.4 (x4) w/ Solax Power Network Technology (Zhe jiang) Co Ltd X1-Hybrid-3.7-D (AS4777-2 2020) Chint DTSU666 | 13.2 |  |  | Solax Power Network Technology (Zhe jiang) Co Ltd | T-BAT HS14.4 | 4 | Solax Power Network Technology (Zhe jiang) Co Ltd | X1-Hybrid-3.7-D (AS4777-2 2020) | SolaX Triple Power | 2027-05-24
2025-05-19 | HBS17563 | Solax Power Network Technology (Zhe jiang) Co Ltd T-BAT HS18.0 (x5) w/ Solax Power Network Technology (Zhe jiang) Co Ltd X1-Hybrid-3.7-D (AS4777-2 2020) Chint DTSU666 | 16.5 |  |  | Solax Power Network Technology (Zhe jiang) Co Ltd | T-BAT HS18.0 | 5 | Solax Power Network Technology (Zhe jiang) Co Ltd | X1-Hybrid-3.7-D (AS4777-2 2020) | SolaX Triple Power | 2027-05-24
2025-05-19 | HBS17564 | Solax Power Network Technology (Zhe jiang) Co Ltd T-BAT HS21.6 (x6) w/ Solax Power Network Technology (Zhe jiang) Co Ltd X1-Hybrid-3.7-D (AS4777-2 2020) Chint DTSU666 | 19.8 |  |  | Solax Power Network Technology (Zhe jiang) Co Ltd | T-BAT HS21.6 | 6 | Solax Power Network Technology (Zhe jiang) Co Ltd | X1-Hybrid-3.7-D (AS4777-2 2020) | SolaX Triple Power | 2027-05-24
2025-05-19 | HBS17565 | Solax Power Network Technology (Zhe jiang) Co Ltd T-BAT HS25.2 (x7) w/ Solax Power Network Technology (Zhe jiang) Co Ltd X1-Hybrid-3.7-D (AS4777-2 2020) Chint DTSU666 | 23.2 |  |  | Solax Power Network Technology (Zhe jiang) Co Ltd | T-BAT HS25.2 | 7 | Solax Power Network Technology (Zhe jiang) Co Ltd | X1-Hybrid-3.7-D (AS4777-2 2020) | SolaX Triple Power | 2027-05-24
2025-05-19 | HBS17566 | Solax Power Network Technology (Zhe jiang) Co Ltd T-BAT HS28.8 (x8) w/ Solax Power Network Technology (Zhe jiang) Co Ltd X1-Hybrid-3.7-D (AS4777-2 2020) Chint DTSU666 | 26.4 |  |  | Solax Power Network Technology (Zhe jiang) Co Ltd | T-BAT HS28.8 | 8 | Solax Power Network Technology (Zhe jiang) Co Ltd | X1-Hybrid-3.7-D (AS4777-2 2020) | SolaX Triple Power | 2027-05-24
2025-05-19 | HBS17567 | Solax Power Network Technology (Zhe jiang) Co Ltd T-BAT HS7.2 (x2) w/ Solax Power Network Technology (Zhe jiang) Co Ltd X1-Hybrid-3.7-D (AS4777-2 2020) Chint DTSU666-CT | 6.5 |  |  | Solax Power Network Technology (Zhe jiang) Co Ltd | T-BAT HS7.2 | 2 | Solax Power Network Technology (Zhe jiang) Co Ltd | X1-Hybrid-3.7-D (AS4777-2 2020) | SolaX Triple Power | 2027-05-24
2025-05-19 | HBS17568 | Solax Power Network Technology (Zhe jiang) Co Ltd T-BAT HS10.8 (x3) w/ Solax Power Network Technology (Zhe jiang) Co Ltd X1-Hybrid-3.7-D (AS4777-2 2020) Chint DTSU666-CT | 9.9 |  |  | Solax Power Network Technology (Zhe jiang) Co Ltd | T-BAT HS10.8 | 3 | Solax Power Network Technology (Zhe jiang) Co Ltd | X1-Hybrid-3.7-D (AS4777-2 2020) | SolaX Triple Power | 2027-05-24
2025-05-19 | HBS17569 | Solax Power Network Technology (Zhe jiang) Co Ltd T-BAT HS14.4 (x4) w/ Solax Power Network Technology (Zhe jiang) Co Ltd X1-Hybrid-3.7-D (AS4777-2 2020) Chint DTSU666-CT | 13.2 |  |  | Solax Power Network Technology (Zhe jiang) Co Ltd | T-BAT HS14.4 | 4 | Solax Power Network Technology (Zhe jiang) Co Ltd | X1-Hybrid-3.7-D (AS4777-2 2020) | SolaX Triple Power | 2027-05-24
2025-05-19 | HBS17570 | Solax Power Network Technology (Zhe jiang) Co Ltd T-BAT HS18.0 (x5) w/ Solax Power Network Technology (Zhe jiang) Co Ltd X1-Hybrid-3.7-D (AS4777-2 2020) Chint DTSU666-CT | 16.5 |  |  | Solax Power Network Technology (Zhe jiang) Co Ltd | T-BAT HS18.0 | 5 | Solax Power Network Technology (Zhe jiang) Co Ltd | X1-Hybrid-3.7-D (AS4777-2 2020) | SolaX Triple Power | 2027-05-24
2025-05-19 | HBS17571 | Solax Power Network Technology (Zhe jiang) Co Ltd T-BAT HS21.6 (x6) w/ Solax Power Network Technology (Zhe jiang) Co Ltd X1-Hybrid-3.7-D (AS4777-2 2020) Chint DTSU666-CT | 19.8 |  |  | Solax Power Network Technology (Zhe jiang) Co Ltd | T-BAT HS21.6 | 6 | Solax Power Network Technology (Zhe jiang) Co Ltd | X1-Hybrid-3.7-D (AS4777-2 2020) | SolaX Triple Power | 2027-05-24
2025-05-19 | HBS17572 | Solax Power Network Technology (Zhe jiang) Co Ltd T-BAT HS25.2 (x7) w/ Solax Power Network Technology (Zhe jiang) Co Ltd X1-Hybrid-3.7-D (AS4777-2 2020) Chint DTSU666-CT | 23.2 |  |  | Solax Power Network Technology (Zhe jiang) Co Ltd | T-BAT HS25.2 | 7 | Solax Power Network Technology (Zhe jiang) Co Ltd | X1-Hybrid-3.7-D (AS4777-2 2020) | SolaX Triple Power | 2027-05-24
2025-05-19 | HBS17573 | Solax Power Network Technology (Zhe jiang) Co Ltd T-BAT HS28.8 (x8) w/ Solax Power Network Technology (Zhe jiang) Co Ltd X1-Hybrid-3.7-D (AS4777-2 2020) Chint DTSU666-CT | 26.4 |  |  | Solax Power Network Technology (Zhe jiang) Co Ltd | T-BAT HS28.8 | 8 | Solax Power Network Technology (Zhe jiang) Co Ltd | X1-Hybrid-3.7-D (AS4777-2 2020) | SolaX Triple Power | 2027-05-24
2025-05-19 | HBS17574 | Solax Power Network Technology (Zhe jiang) Co Ltd T-BAT HS7.2 (x2) w/ Solax Power Network Technology (Zhe jiang) Co Ltd X1-Hybrid-3.7-D (AS4777-2 2020) Reposit Power Reposit V4 Controller | 6.5 |  |  | Solax Power Network Technology (Zhe jiang) Co Ltd | T-BAT HS7.2 | 2 | Solax Power Network Technology (Zhe jiang) Co Ltd | X1-Hybrid-3.7-D (AS4777-2 2020) | SolaX Triple Power | 2027-05-24
2025-05-19 | HBS17575 | Solax Power Network Technology (Zhe jiang) Co Ltd T-BAT HS10.8 (x3) w/ Solax Power Network Technology (Zhe jiang) Co Ltd X1-Hybrid-3.7-D (AS4777-2 2020) Reposit Power Reposit V4 Controller | 9.9 |  |  | Solax Power Network Technology (Zhe jiang) Co Ltd | T-BAT HS10.8 | 3 | Solax Power Network Technology (Zhe jiang) Co Ltd | X1-Hybrid-3.7-D (AS4777-2 2020) | SolaX Triple Power | 2027-05-24
2025-05-19 | HBS17576 | Solax Power Network Technology (Zhe jiang) Co Ltd T-BAT HS14.4 (x4) w/ Solax Power Network Technology (Zhe jiang) Co Ltd X1-Hybrid-3.7-D (AS4777-2 2020) Reposit Power Reposit V4 Controller | 13.2 |  |  | Solax Power Network Technology (Zhe jiang) Co Ltd | T-BAT HS14.4 | 4 | Solax Power Network Technology (Zhe jiang) Co Ltd | X1-Hybrid-3.7-D (AS4777-2 2020) | SolaX Triple Power | 2027-05-24
2025-05-19 | HBS17577 | Solax Power Network Technology (Zhe jiang) Co Ltd T-BAT HS18.0 (x5) w/ Solax Power Network Technology (Zhe jiang) Co Ltd X1-Hybrid-3.7-D (AS4777-2 2020) Reposit Power Reposit V4 Controller | 16.5 |  |  | Solax Power Network Technology (Zhe jiang) Co Ltd | T-BAT HS18.0 | 5 | Solax Power Network Technology (Zhe jiang) Co Ltd | X1-Hybrid-3.7-D (AS4777-2 2020) | SolaX Triple Power | 2027-05-24
2025-05-19 | HBS17578 | Solax Power Network Technology (Zhe jiang) Co Ltd T-BAT HS21.6 (x6) w/ Solax Power Network Technology (Zhe jiang) Co Ltd X1-Hybrid-3.7-D (AS4777-2 2020) Reposit Power Reposit V4 Controller | 19.8 |  |  | Solax Power Network Technology (Zhe jiang) Co Ltd | T-BAT HS21.6 | 6 | Solax Power Network Technology (Zhe jiang) Co Ltd | X1-Hybrid-3.7-D (AS4777-2 2020) | SolaX Triple Power | 2027-05-24
2025-05-19 | HBS17579 | Solax Power Network Technology (Zhe jiang) Co Ltd T-BAT HS25.2 (x7) w/ Solax Power Network Technology (Zhe jiang) Co Ltd X1-Hybrid-3.7-D (AS4777-2 2020) Reposit Power Reposit V4 Controller | 23.2 |  |  | Solax Power Network Technology (Zhe jiang) Co Ltd | T-BAT HS25.2 | 7 | Solax Power Network Technology (Zhe jiang) Co Ltd | X1-Hybrid-3.7-D (AS4777-2 2020) | SolaX Triple Power | 2027-05-24
2025-05-19 | HBS17580 | Solax Power Network Technology (Zhe jiang) Co Ltd T-BAT HS28.8 (x8) w/ Solax Power Network Technology (Zhe jiang) Co Ltd X1-Hybrid-3.7-D (AS4777-2 2020) Reposit Power Reposit V4 Controller | 26.4 |  |  | Solax Power Network Technology (Zhe jiang) Co Ltd | T-BAT HS28.8 | 8 | Solax Power Network Technology (Zhe jiang) Co Ltd | X1-Hybrid-3.7-D (AS4777-2 2020) | SolaX Triple Power | 2027-05-24
2025-05-19 | HBS17581 | Solax Power Network Technology (Zhe jiang) Co Ltd T-BAT HS7.2 (x2) w/ Solax Power Network Technology (Zhe jiang) Co Ltd X1-Hybrid-3.7-D (AS4777-2 2020) Solax M1-40 | 6.5 |  |  | Solax Power Network Technology (Zhe jiang) Co Ltd | T-BAT HS7.2 | 2 | Solax Power Network Technology (Zhe jiang) Co Ltd | X1-Hybrid-3.7-D (AS4777-2 2020) | SolaX Triple Power | 2027-05-24
2025-05-19 | HBS17582 | Solax Power Network Technology (Zhe jiang) Co Ltd T-BAT HS10.8 (x3) w/ Solax Power Network Technology (Zhe jiang) Co Ltd X1-Hybrid-3.7-D (AS4777-2 2020) Solax M1-40 | 9.9 |  |  | Solax Power Network Technology (Zhe jiang) Co Ltd | T-BAT HS10.8 | 3 | Solax Power Network Technology (Zhe jiang) Co Ltd | X1-Hybrid-3.7-D (AS4777-2 2020) | SolaX Triple Power | 2027-05-24
2025-05-19 | HBS17583 | Solax Power Network Technology (Zhe jiang) Co Ltd T-BAT HS14.4 (x4) w/ Solax Power Network Technology (Zhe jiang) Co Ltd X1-Hybrid-3.7-D (AS4777-2 2020) Solax M1-40 | 13.2 |  |  | Solax Power Network Technology (Zhe jiang) Co Ltd | T-BAT HS14.4 | 4 | Solax Power Network Technology (Zhe jiang) Co Ltd | X1-Hybrid-3.7-D (AS4777-2 2020) | SolaX Triple Power | 2027-05-24
2025-05-19 | HBS17584 | Solax Power Network Technology (Zhe jiang) Co Ltd T-BAT HS18.0 (x5) w/ Solax Power Network Technology (Zhe jiang) Co Ltd X1-Hybrid-3.7-D (AS4777-2 2020) Solax M1-40 | 16.5 |  |  | Solax Power Network Technology (Zhe jiang) Co Ltd | T-BAT HS18.0 | 5 | Solax Power Network Technology (Zhe jiang) Co Ltd | X1-Hybrid-3.7-D (AS4777-2 2020) | SolaX Triple Power | 2027-05-24
2025-05-19 | HBS17585 | Solax Power Network Technology (Zhe jiang) Co Ltd T-BAT HS21.6 (x6) w/ Solax Power Network Technology (Zhe jiang) Co Ltd X1-Hybrid-3.7-D (AS4777-2 2020) Solax M1-40 | 19.8 |  |  | Solax Power Network Technology (Zhe jiang) Co Ltd | T-BAT HS21.6 | 6 | Solax Power Network Technology (Zhe jiang) Co Ltd | X1-Hybrid-3.7-D (AS4777-2 2020) | SolaX Triple Power | 2027-05-24
2025-05-19 | HBS17586 | Solax Power Network Technology (Zhe jiang) Co Ltd T-BAT HS25.2 (x7) w/ Solax Power Network Technology (Zhe jiang) Co Ltd X1-Hybrid-3.7-D (AS4777-2 2020) Solax M1-40 | 23.2 |  |  | Solax Power Network Technology (Zhe jiang) Co Ltd | T-BAT HS25.2 | 7 | Solax Power Network Technology (Zhe jiang) Co Ltd | X1-Hybrid-3.7-D (AS4777-2 2020) | SolaX Triple Power | 2027-05-24
2025-05-19 | HBS17587 | Solax Power Network Technology (Zhe jiang) Co Ltd T-BAT HS28.8 (x8) w/ Solax Power Network Technology (Zhe jiang) Co Ltd X1-Hybrid-3.7-D (AS4777-2 2020) Solax M1-40 | 26.4 |  |  | Solax Power Network Technology (Zhe jiang) Co Ltd | T-BAT HS28.8 | 8 | Solax Power Network Technology (Zhe jiang) Co Ltd | X1-Hybrid-3.7-D (AS4777-2 2020) | SolaX Triple Power | 2027-05-24
2025-05-19 | HBS17588 | Solax Power Network Technology (Zhe jiang) Co Ltd T-BAT HS7.2 (x2) w/ Solax Power Network Technology (Zhe jiang) Co Ltd X1-Hybrid-3.7-D (AS4777-2 2020) Solax M3-40 | 6.5 |  |  | Solax Power Network Technology (Zhe jiang) Co Ltd | T-BAT HS7.2 | 2 | Solax Power Network Technology (Zhe jiang) Co Ltd | X1-Hybrid-3.7-D (AS4777-2 2020) | SolaX Triple Power | 2027-05-24
2025-05-19 | HBS17589 | Solax Power Network Technology (Zhe jiang) Co Ltd T-BAT HS10.8 (x3) w/ Solax Power Network Technology (Zhe jiang) Co Ltd X1-Hybrid-3.7-D (AS4777-2 2020) Solax M3-40 | 9.9 |  |  | Solax Power Network Technology (Zhe jiang) Co Ltd | T-BAT HS10.8 | 3 | Solax Power Network Technology (Zhe jiang) Co Ltd | X1-Hybrid-3.7-D (AS4777-2 2020) | SolaX Triple Power | 2027-05-24
2025-05-19 | HBS17590 | Solax Power Network Technology (Zhe jiang) Co Ltd T-BAT HS14.4 (x4) w/ Solax Power Network Technology (Zhe jiang) Co Ltd X1-Hybrid-3.7-D (AS4777-2 2020) Solax M3-40 | 13.2 |  |  | Solax Power Network Technology (Zhe jiang) Co Ltd | T-BAT HS14.4 | 4 | Solax Power Network Technology (Zhe jiang) Co Ltd | X1-Hybrid-3.7-D (AS4777-2 2020) | SolaX Triple Power | 2027-05-24
2025-05-19 | HBS17591 | Solax Power Network Technology (Zhe jiang) Co Ltd T-BAT HS18.0 (x5) w/ Solax Power Network Technology (Zhe jiang) Co Ltd X1-Hybrid-3.7-D (AS4777-2 2020) Solax M3-40 | 16.5 |  |  | Solax Power Network Technology (Zhe jiang) Co Ltd | T-BAT HS18.0 | 5 | Solax Power Network Technology (Zhe jiang) Co Ltd | X1-Hybrid-3.7-D (AS4777-2 2020) | SolaX Triple Power | 2027-05-24
2025-05-19 | HBS17592 | Solax Power Network Technology (Zhe jiang) Co Ltd T-BAT HS21.6 (x6) w/ Solax Power Network Technology (Zhe jiang) Co Ltd X1-Hybrid-3.7-D (AS4777-2 2020) Solax M3-40 | 19.8 |  |  | Solax Power Network Technology (Zhe jiang) Co Ltd | T-BAT HS21.6 | 6 | Solax Power Network Technology (Zhe jiang) Co Ltd | X1-Hybrid-3.7-D (AS4777-2 2020) | SolaX Triple Power | 2027-05-24
2025-05-19 | HBS17593 | Solax Power Network Technology (Zhe jiang) Co Ltd T-BAT HS25.2 (x7) w/ Solax Power Network Technology (Zhe jiang) Co Ltd X1-Hybrid-3.7-D (AS4777-2 2020) Solax M3-40 | 23.2 |  |  | Solax Power Network Technology (Zhe jiang) Co Ltd | T-BAT HS25.2 | 7 | Solax Power Network Technology (Zhe jiang) Co Ltd | X1-Hybrid-3.7-D (AS4777-2 2020) | SolaX Triple Power | 2027-05-24
2025-05-19 | HBS17594 | Solax Power Network Technology (Zhe jiang) Co Ltd T-BAT HS28.8 (x8) w/ Solax Power Network Technology (Zhe jiang) Co Ltd X1-Hybrid-3.7-D (AS4777-2 2020) Solax M3-40 | 26.4 |  |  | Solax Power Network Technology (Zhe jiang) Co Ltd | T-BAT HS28.8 | 8 | Solax Power Network Technology (Zhe jiang) Co Ltd | X1-Hybrid-3.7-D (AS4777-2 2020) | SolaX Triple Power | 2027-05-24
2025-05-19 | HBS17595 | Solax Power Network Technology (Zhe jiang) Co Ltd T-BAT HS7.2 (x2) w/ Solax Power Network Technology (Zhe jiang) Co Ltd X1-Hybrid-3.7-D (AS4777-2 2020) Solax M3-40-Dual | 6.5 |  |  | Solax Power Network Technology (Zhe jiang) Co Ltd | T-BAT HS7.2 | 2 | Solax Power Network Technology (Zhe jiang) Co Ltd | X1-Hybrid-3.7-D (AS4777-2 2020) | SolaX Triple Power | 2027-05-24
2025-05-19 | HBS17596 | Solax Power Network Technology (Zhe jiang) Co Ltd T-BAT HS10.8 (x3) w/ Solax Power Network Technology (Zhe jiang) Co Ltd X1-Hybrid-3.7-D (AS4777-2 2020) Solax M3-40-Dual | 9.9 |  |  | Solax Power Network Technology (Zhe jiang) Co Ltd | T-BAT HS10.8 | 3 | Solax Power Network Technology (Zhe jiang) Co Ltd | X1-Hybrid-3.7-D (AS4777-2 2020) | SolaX Triple Power | 2027-05-24
2025-05-19 | HBS17597 | Solax Power Network Technology (Zhe jiang) Co Ltd T-BAT HS14.4 (x4) w/ Solax Power Network Technology (Zhe jiang) Co Ltd X1-Hybrid-3.7-D (AS4777-2 2020) Solax M3-40-Dual | 13.2 |  |  | Solax Power Network Technology (Zhe jiang) Co Ltd | T-BAT HS14.4 | 4 | Solax Power Network Technology (Zhe jiang) Co Ltd | X1-Hybrid-3.7-D (AS4777-2 2020) | SolaX Triple Power | 2027-05-24
2025-05-19 | HBS17598 | Solax Power Network Technology (Zhe jiang) Co Ltd T-BAT HS18.0 (x5) w/ Solax Power Network Technology (Zhe jiang) Co Ltd X1-Hybrid-3.7-D (AS4777-2 2020) Solax M3-40-Dual | 16.5 |  |  | Solax Power Network Technology (Zhe jiang) Co Ltd | T-BAT HS18.0 | 5 | Solax Power Network Technology (Zhe jiang) Co Ltd | X1-Hybrid-3.7-D (AS4777-2 2020) | SolaX Triple Power | 2027-05-24
2025-05-19 | HBS17599 | Solax Power Network Technology (Zhe jiang) Co Ltd T-BAT HS21.6 (x6) w/ Solax Power Network Technology (Zhe jiang) Co Ltd X1-Hybrid-3.7-D (AS4777-2 2020) Solax M3-40-Dual | 19.8 |  |  | Solax Power Network Technology (Zhe jiang) Co Ltd | T-BAT HS21.6 | 6 | Solax Power Network Technology (Zhe jiang) Co Ltd | X1-Hybrid-3.7-D (AS4777-2 2020) | SolaX Triple Power | 2027-05-24
2025-05-19 | HBS17600 | Solax Power Network Technology (Zhe jiang) Co Ltd T-BAT HS25.2 (x7) w/ Solax Power Network Technology (Zhe jiang) Co Ltd X1-Hybrid-3.7-D (AS4777-2 2020) Solax M3-40-Dual | 23.2 |  |  | Solax Power Network Technology (Zhe jiang) Co Ltd | T-BAT HS25.2 | 7 | Solax Power Network Technology (Zhe jiang) Co Ltd | X1-Hybrid-3.7-D (AS4777-2 2020) | SolaX Triple Power | 2027-05-24
2025-05-19 | HBS17601 | Solax Power Network Technology (Zhe jiang) Co Ltd T-BAT HS28.8 (x8) w/ Solax Power Network Technology (Zhe jiang) Co Ltd X1-Hybrid-3.7-D (AS4777-2 2020) Solax M3-40-Dual | 26.4 |  |  | Solax Power Network Technology (Zhe jiang) Co Ltd | T-BAT HS28.8 | 8 | Solax Power Network Technology (Zhe jiang) Co Ltd | X1-Hybrid-3.7-D (AS4777-2 2020) | SolaX Triple Power | 2027-05-24
2025-05-19 | HBS17602 | Solax Power Network Technology (Zhe jiang) Co Ltd T-BAT HS7.2 (x2) w/ Solax Power Network Technology (Zhe jiang) Co Ltd X1-Hybrid-5.0-D (AS4777.2 2020) | 6.5 |  |  | Solax Power Network Technology (Zhe jiang) Co Ltd | T-BAT HS7.2 | 2 | Solax Power Network Technology (Zhe jiang) Co Ltd | X1-Hybrid-5.0-D (AS4777.2 2020) | SolaX Triple Power | 2027-05-24
2025-05-19 | HBS17603 | Solax Power Network Technology (Zhe jiang) Co Ltd T-BAT HS10.8 (x3) w/ Solax Power Network Technology (Zhe jiang) Co Ltd X1-Hybrid-5.0-D (AS4777.2 2020) | 9.9 |  |  | Solax Power Network Technology (Zhe jiang) Co Ltd | T-BAT HS10.8 | 3 | Solax Power Network Technology (Zhe jiang) Co Ltd | X1-Hybrid-5.0-D (AS4777.2 2020) | SolaX Triple Power | 2027-05-24
2025-05-19 | HBS17604 | Solax Power Network Technology (Zhe jiang) Co Ltd T-BAT HS14.4 (x4) w/ Solax Power Network Technology (Zhe jiang) Co Ltd X1-Hybrid-5.0-D (AS4777.2 2020) | 13.2 |  |  | Solax Power Network Technology (Zhe jiang) Co Ltd | T-BAT HS14.4 | 4 | Solax Power Network Technology (Zhe jiang) Co Ltd | X1-Hybrid-5.0-D (AS4777.2 2020) | SolaX Triple Power | 2027-05-24
2025-05-19 | HBS17605 | Solax Power Network Technology (Zhe jiang) Co Ltd T-BAT HS18.0 (x5) w/ Solax Power Network Technology (Zhe jiang) Co Ltd X1-Hybrid-5.0-D (AS4777.2 2020) | 16.5 |  |  | Solax Power Network Technology (Zhe jiang) Co Ltd | T-BAT HS18.0 | 5 | Solax Power Network Technology (Zhe jiang) Co Ltd | X1-Hybrid-5.0-D (AS4777.2 2020) | SolaX Triple Power | 2027-05-24
2025-05-19 | HBS17606 | Solax Power Network Technology (Zhe jiang) Co Ltd T-BAT HS21.6 (x6) w/ Solax Power Network Technology (Zhe jiang) Co Ltd X1-Hybrid-5.0-D (AS4777.2 2020) | 19.8 |  |  | Solax Power Network Technology (Zhe jiang) Co Ltd | T-BAT HS21.6 | 6 | Solax Power Network Technology (Zhe jiang) Co Ltd | X1-Hybrid-5.0-D (AS4777.2 2020) | SolaX Triple Power | 2027-05-24
2025-05-19 | HBS17607 | Solax Power Network Technology (Zhe jiang) Co Ltd T-BAT HS25.2 (x7) w/ Solax Power Network Technology (Zhe jiang) Co Ltd X1-Hybrid-5.0-D (AS4777.2 2020) | 23.2 |  |  | Solax Power Network Technology (Zhe jiang) Co Ltd | T-BAT HS25.2 | 7 | Solax Power Network Technology (Zhe jiang) Co Ltd | X1-Hybrid-5.0-D (AS4777.2 2020) | SolaX Triple Power | 2027-05-24
2025-05-19 | HBS17608 | Solax Power Network Technology (Zhe jiang) Co Ltd T-BAT HS28.8 (x8) w/ Solax Power Network Technology (Zhe jiang) Co Ltd X1-Hybrid-5.0-D (AS4777.2 2020) | 26.4 |  |  | Solax Power Network Technology (Zhe jiang) Co Ltd | T-BAT HS28.8 | 8 | Solax Power Network Technology (Zhe jiang) Co Ltd | X1-Hybrid-5.0-D (AS4777.2 2020) | SolaX Triple Power | 2027-05-24
2025-05-19 | HBS17609 | Solax Power Network Technology (Zhe jiang) Co Ltd T-BAT HS7.2 (x2) w/ Solax Power Network Technology (Zhe jiang) Co Ltd X1-Hybrid-5.0-D (AS4777.2 2020) Chint DDSU666 | 6.5 |  |  | Solax Power Network Technology (Zhe jiang) Co Ltd | T-BAT HS7.2 | 2 | Solax Power Network Technology (Zhe jiang) Co Ltd | X1-Hybrid-5.0-D (AS4777.2 2020) | SolaX Triple Power | 2027-05-24
2025-05-19 | HBS17610 | Solax Power Network Technology (Zhe jiang) Co Ltd T-BAT HS10.8 (x3) w/ Solax Power Network Technology (Zhe jiang) Co Ltd X1-Hybrid-5.0-D (AS4777.2 2020) Chint DDSU666 | 9.9 |  |  | Solax Power Network Technology (Zhe jiang) Co Ltd | T-BAT HS10.8 | 3 | Solax Power Network Technology (Zhe jiang) Co Ltd | X1-Hybrid-5.0-D (AS4777.2 2020) | SolaX Triple Power | 2027-05-24
2025-05-19 | HBS17611 | Solax Power Network Technology (Zhe jiang) Co Ltd T-BAT HS14.4 (x4) w/ Solax Power Network Technology (Zhe jiang) Co Ltd X1-Hybrid-5.0-D (AS4777.2 2020) Chint DDSU666 | 13.2 |  |  | Solax Power Network Technology (Zhe jiang) Co Ltd | T-BAT HS14.4 | 4 | Solax Power Network Technology (Zhe jiang) Co Ltd | X1-Hybrid-5.0-D (AS4777.2 2020) | SolaX Triple Power | 2027-05-24
2025-05-19 | HBS17612 | Solax Power Network Technology (Zhe jiang) Co Ltd T-BAT HS18.0 (x5) w/ Solax Power Network Technology (Zhe jiang) Co Ltd X1-Hybrid-5.0-D (AS4777.2 2020) Chint DDSU666 | 16.5 |  |  | Solax Power Network Technology (Zhe jiang) Co Ltd | T-BAT HS18.0 | 5 | Solax Power Network Technology (Zhe jiang) Co Ltd | X1-Hybrid-5.0-D (AS4777.2 2020) | SolaX Triple Power | 2027-05-24
2025-05-19 | HBS17613 | Solax Power Network Technology (Zhe jiang) Co Ltd T-BAT HS21.6 (x6) w/ Solax Power Network Technology (Zhe jiang) Co Ltd X1-Hybrid-5.0-D (AS4777.2 2020) Chint DDSU666 | 19.8 |  |  | Solax Power Network Technology (Zhe jiang) Co Ltd | T-BAT HS21.6 | 6 | Solax Power Network Technology (Zhe jiang) Co Ltd | X1-Hybrid-5.0-D (AS4777.2 2020) | SolaX Triple Power | 2027-05-24
2025-05-19 | HBS17614 | Solax Power Network Technology (Zhe jiang) Co Ltd T-BAT HS25.2 (x7) w/ Solax Power Network Technology (Zhe jiang) Co Ltd X1-Hybrid-5.0-D (AS4777.2 2020) Chint DDSU666 | 23.2 |  |  | Solax Power Network Technology (Zhe jiang) Co Ltd | T-BAT HS25.2 | 7 | Solax Power Network Technology (Zhe jiang) Co Ltd | X1-Hybrid-5.0-D (AS4777.2 2020) | SolaX Triple Power | 2027-05-24
2025-05-19 | HBS17615 | Solax Power Network Technology (Zhe jiang) Co Ltd T-BAT HS28.8 (x8) w/ Solax Power Network Technology (Zhe jiang) Co Ltd X1-Hybrid-5.0-D (AS4777.2 2020) Chint DDSU666 | 26.4 |  |  | Solax Power Network Technology (Zhe jiang) Co Ltd | T-BAT HS28.8 | 8 | Solax Power Network Technology (Zhe jiang) Co Ltd | X1-Hybrid-5.0-D (AS4777.2 2020) | SolaX Triple Power | 2027-05-24
2025-05-19 | HBS17616 | Solax Power Network Technology (Zhe jiang) Co Ltd T-BAT HS7.2 (x2) w/ Solax Power Network Technology (Zhe jiang) Co Ltd X1-Hybrid-5.0-D (AS4777.2 2020) Chint DDSU666-CT | 6.5 |  |  | Solax Power Network Technology (Zhe jiang) Co Ltd | T-BAT HS7.2 | 2 | Solax Power Network Technology (Zhe jiang) Co Ltd | X1-Hybrid-5.0-D (AS4777.2 2020) | SolaX Triple Power | 2027-05-24
2025-05-19 | HBS17617 | Solax Power Network Technology (Zhe jiang) Co Ltd T-BAT HS10.8 (x3) w/ Solax Power Network Technology (Zhe jiang) Co Ltd X1-Hybrid-5.0-D (AS4777.2 2020) Chint DDSU666-CT | 9.9 |  |  | Solax Power Network Technology (Zhe jiang) Co Ltd | T-BAT HS10.8 | 3 | Solax Power Network Technology (Zhe jiang) Co Ltd | X1-Hybrid-5.0-D (AS4777.2 2020) | SolaX Triple Power | 2027-05-24
2025-05-19 | HBS17618 | Solax Power Network Technology (Zhe jiang) Co Ltd T-BAT HS14.4 (x4) w/ Solax Power Network Technology (Zhe jiang) Co Ltd X1-Hybrid-5.0-D (AS4777.2 2020) Chint DDSU666-CT | 13.2 |  |  | Solax Power Network Technology (Zhe jiang) Co Ltd | T-BAT HS14.4 | 4 | Solax Power Network Technology (Zhe jiang) Co Ltd | X1-Hybrid-5.0-D (AS4777.2 2020) | SolaX Triple Power | 2027-05-24
2025-05-19 | HBS17619 | Solax Power Network Technology (Zhe jiang) Co Ltd T-BAT HS18.0 (x5) w/ Solax Power Network Technology (Zhe jiang) Co Ltd X1-Hybrid-5.0-D (AS4777.2 2020) Chint DDSU666-CT | 16.5 |  |  | Solax Power Network Technology (Zhe jiang) Co Ltd | T-BAT HS18.0 | 5 | Solax Power Network Technology (Zhe jiang) Co Ltd | X1-Hybrid-5.0-D (AS4777.2 2020) | SolaX Triple Power | 2027-05-24
2025-05-19 | HBS17620 | Solax Power Network Technology (Zhe jiang) Co Ltd T-BAT HS21.6 (x6) w/ Solax Power Network Technology (Zhe jiang) Co Ltd X1-Hybrid-5.0-D (AS4777.2 2020) Chint DDSU666-CT | 19.8 |  |  | Solax Power Network Technology (Zhe jiang) Co Ltd | T-BAT HS21.6 | 6 | Solax Power Network Technology (Zhe jiang) Co Ltd | X1-Hybrid-5.0-D (AS4777.2 2020) | SolaX Triple Power | 2027-05-24
2025-05-19 | HBS17621 | Solax Power Network Technology (Zhe jiang) Co Ltd T-BAT HS25.2 (x7) w/ Solax Power Network Technology (Zhe jiang) Co Ltd X1-Hybrid-5.0-D (AS4777.2 2020) Chint DDSU666-CT | 23.2 |  |  | Solax Power Network Technology (Zhe jiang) Co Ltd | T-BAT HS25.2 | 7 | Solax Power Network Technology (Zhe jiang) Co Ltd | X1-Hybrid-5.0-D (AS4777.2 2020) | SolaX Triple Power | 2027-05-24
2025-05-19 | HBS17622 | Solax Power Network Technology (Zhe jiang) Co Ltd T-BAT HS28.8 (x8) w/ Solax Power Network Technology (Zhe jiang) Co Ltd X1-Hybrid-5.0-D (AS4777.2 2020) Chint DDSU666-CT | 26.4 |  |  | Solax Power Network Technology (Zhe jiang) Co Ltd | T-BAT HS28.8 | 8 | Solax Power Network Technology (Zhe jiang) Co Ltd | X1-Hybrid-5.0-D (AS4777.2 2020) | SolaX Triple Power | 2027-05-24
2025-05-19 | HBS17623 | Solax Power Network Technology (Zhe jiang) Co Ltd T-BAT HS7.2 (x2) w/ Solax Power Network Technology (Zhe jiang) Co Ltd X1-Hybrid-5.0-D (AS4777.2 2020) Chint DTSU666 | 6.5 |  |  | Solax Power Network Technology (Zhe jiang) Co Ltd | T-BAT HS7.2 | 2 | Solax Power Network Technology (Zhe jiang) Co Ltd | X1-Hybrid-5.0-D (AS4777.2 2020) | SolaX Triple Power | 2027-05-24
2025-05-19 | HBS17624 | Solax Power Network Technology (Zhe jiang) Co Ltd T-BAT HS10.8 (x3) w/ Solax Power Network Technology (Zhe jiang) Co Ltd X1-Hybrid-5.0-D (AS4777.2 2020) Chint DTSU666 | 9.9 |  |  | Solax Power Network Technology (Zhe jiang) Co Ltd | T-BAT HS10.8 | 3 | Solax Power Network Technology (Zhe jiang) Co Ltd | X1-Hybrid-5.0-D (AS4777.2 2020) | SolaX Triple Power | 2027-05-24
2025-05-19 | HBS17625 | Solax Power Network Technology (Zhe jiang) Co Ltd T-BAT HS14.4 (x4) w/ Solax Power Network Technology (Zhe jiang) Co Ltd X1-Hybrid-5.0-D (AS4777.2 2020) Chint DTSU666 | 13.2 |  |  | Solax Power Network Technology (Zhe jiang) Co Ltd | T-BAT HS14.4 | 4 | Solax Power Network Technology (Zhe jiang) Co Ltd | X1-Hybrid-5.0-D (AS4777.2 2020) | SolaX Triple Power | 2027-05-24
2025-05-19 | HBS17626 | Solax Power Network Technology (Zhe jiang) Co Ltd T-BAT HS18.0 (x5) w/ Solax Power Network Technology (Zhe jiang) Co Ltd X1-Hybrid-5.0-D (AS4777.2 2020) Chint DTSU666 | 16.5 |  |  | Solax Power Network Technology (Zhe jiang) Co Ltd | T-BAT HS18.0 | 5 | Solax Power Network Technology (Zhe jiang) Co Ltd | X1-Hybrid-5.0-D (AS4777.2 2020) | SolaX Triple Power | 2027-05-24
2025-05-19 | HBS17627 | Solax Power Network Technology (Zhe jiang) Co Ltd T-BAT HS21.6 (x6) w/ Solax Power Network Technology (Zhe jiang) Co Ltd X1-Hybrid-5.0-D (AS4777.2 2020) Chint DTSU666 | 19.8 |  |  | Solax Power Network Technology (Zhe jiang) Co Ltd | T-BAT HS21.6 | 6 | Solax Power Network Technology (Zhe jiang) Co Ltd | X1-Hybrid-5.0-D (AS4777.2 2020) | SolaX Triple Power | 2027-05-24
2025-05-19 | HBS17628 | Solax Power Network Technology (Zhe jiang) Co Ltd T-BAT HS25.2 (x7) w/ Solax Power Network Technology (Zhe jiang) Co Ltd X1-Hybrid-5.0-D (AS4777.2 2020) Chint DTSU666 | 23.2 |  |  | Solax Power Network Technology (Zhe jiang) Co Ltd | T-BAT HS25.2 | 7 | Solax Power Network Technology (Zhe jiang) Co Ltd | X1-Hybrid-5.0-D (AS4777.2 2020) | SolaX Triple Power | 2027-05-24
2025-05-19 | HBS17629 | Solax Power Network Technology (Zhe jiang) Co Ltd T-BAT HS28.8 (x8) w/ Solax Power Network Technology (Zhe jiang) Co Ltd X1-Hybrid-5.0-D (AS4777.2 2020) Chint DTSU666 | 26.4 |  |  | Solax Power Network Technology (Zhe jiang) Co Ltd | T-BAT HS28.8 | 8 | Solax Power Network Technology (Zhe jiang) Co Ltd | X1-Hybrid-5.0-D (AS4777.2 2020) | SolaX Triple Power | 2027-05-24
2025-05-19 | HBS17630 | Solax Power Network Technology (Zhe jiang) Co Ltd T-BAT HS7.2 (x2) w/ Solax Power Network Technology (Zhe jiang) Co Ltd X1-Hybrid-5.0-D (AS4777.2 2020) Chint DTSU666-CT | 6.5 |  |  | Solax Power Network Technology (Zhe jiang) Co Ltd | T-BAT HS7.2 | 2 | Solax Power Network Technology (Zhe jiang) Co Ltd | X1-Hybrid-5.0-D (AS4777.2 2020) | SolaX Triple Power | 2027-05-24
2025-05-19 | HBS17631 | Solax Power Network Technology (Zhe jiang) Co Ltd T-BAT HS10.8 (x3) w/ Solax Power Network Technology (Zhe jiang) Co Ltd X1-Hybrid-5.0-D (AS4777.2 2020) Chint DTSU666-CT | 9.9 |  |  | Solax Power Network Technology (Zhe jiang) Co Ltd | T-BAT HS10.8 | 3 | Solax Power Network Technology (Zhe jiang) Co Ltd | X1-Hybrid-5.0-D (AS4777.2 2020) | SolaX Triple Power | 2027-05-24
2025-05-19 | HBS17632 | Solax Power Network Technology (Zhe jiang) Co Ltd T-BAT HS14.4 (x4) w/ Solax Power Network Technology (Zhe jiang) Co Ltd X1-Hybrid-5.0-D (AS4777.2 2020) Chint DTSU666-CT | 13.2 |  |  | Solax Power Network Technology (Zhe jiang) Co Ltd | T-BAT HS14.4 | 4 | Solax Power Network Technology (Zhe jiang) Co Ltd | X1-Hybrid-5.0-D (AS4777.2 2020) | SolaX Triple Power | 2027-05-24
2025-05-19 | HBS17633 | Solax Power Network Technology (Zhe jiang) Co Ltd T-BAT HS18.0 (x5) w/ Solax Power Network Technology (Zhe jiang) Co Ltd X1-Hybrid-5.0-D (AS4777.2 2020) Chint DTSU666-CT | 16.5 |  |  | Solax Power Network Technology (Zhe jiang) Co Ltd | T-BAT HS18.0 | 5 | Solax Power Network Technology (Zhe jiang) Co Ltd | X1-Hybrid-5.0-D (AS4777.2 2020) | SolaX Triple Power | 2027-05-24
2025-05-19 | HBS17634 | Solax Power Network Technology (Zhe jiang) Co Ltd T-BAT HS21.6 (x6) w/ Solax Power Network Technology (Zhe jiang) Co Ltd X1-Hybrid-5.0-D (AS4777.2 2020) Chint DTSU666-CT | 19.8 |  |  | Solax Power Network Technology (Zhe jiang) Co Ltd | T-BAT HS21.6 | 6 | Solax Power Network Technology (Zhe jiang) Co Ltd | X1-Hybrid-5.0-D (AS4777.2 2020) | SolaX Triple Power | 2027-05-24
2025-05-19 | HBS17635 | Solax Power Network Technology (Zhe jiang) Co Ltd T-BAT HS25.2 (x7) w/ Solax Power Network Technology (Zhe jiang) Co Ltd X1-Hybrid-5.0-D (AS4777.2 2020) Chint DTSU666-CT | 23.2 |  |  | Solax Power Network Technology (Zhe jiang) Co Ltd | T-BAT HS25.2 | 7 | Solax Power Network Technology (Zhe jiang) Co Ltd | X1-Hybrid-5.0-D (AS4777.2 2020) | SolaX Triple Power | 2027-05-24
2025-05-19 | HBS17636 | Solax Power Network Technology (Zhe jiang) Co Ltd T-BAT HS28.8 (x8) w/ Solax Power Network Technology (Zhe jiang) Co Ltd X1-Hybrid-5.0-D (AS4777.2 2020) Chint DTSU666-CT | 26.4 |  |  | Solax Power Network Technology (Zhe jiang) Co Ltd | T-BAT HS28.8 | 8 | Solax Power Network Technology (Zhe jiang) Co Ltd | X1-Hybrid-5.0-D (AS4777.2 2020) | SolaX Triple Power | 2027-05-24
2025-05-19 | HBS17637 | Solax Power Network Technology (Zhe jiang) Co Ltd T-BAT HS7.2 (x2) w/ Solax Power Network Technology (Zhe jiang) Co Ltd X1-Hybrid-5.0-D (AS4777.2 2020) Reposit Power Reposit V4 Controller | 6.5 |  |  | Solax Power Network Technology (Zhe jiang) Co Ltd | T-BAT HS7.2 | 2 | Solax Power Network Technology (Zhe jiang) Co Ltd | X1-Hybrid-5.0-D (AS4777.2 2020) | SolaX Triple Power | 2027-05-24
2025-05-19 | HBS17638 | Solax Power Network Technology (Zhe jiang) Co Ltd T-BAT HS10.8 (x3) w/ Solax Power Network Technology (Zhe jiang) Co Ltd X1-Hybrid-5.0-D (AS4777.2 2020) Reposit Power Reposit V4 Controller | 9.9 |  |  | Solax Power Network Technology (Zhe jiang) Co Ltd | T-BAT HS10.8 | 3 | Solax Power Network Technology (Zhe jiang) Co Ltd | X1-Hybrid-5.0-D (AS4777.2 2020) | SolaX Triple Power | 2027-05-24
2025-05-19 | HBS17639 | Solax Power Network Technology (Zhe jiang) Co Ltd T-BAT HS14.4 (x4) w/ Solax Power Network Technology (Zhe jiang) Co Ltd X1-Hybrid-5.0-D (AS4777.2 2020) Reposit Power Reposit V4 Controller | 13.2 |  |  | Solax Power Network Technology (Zhe jiang) Co Ltd | T-BAT HS14.4 | 4 | Solax Power Network Technology (Zhe jiang) Co Ltd | X1-Hybrid-5.0-D (AS4777.2 2020) | SolaX Triple Power | 2027-05-24
2025-05-19 | HBS17640 | Solax Power Network Technology (Zhe jiang) Co Ltd T-BAT HS18.0 (x5) w/ Solax Power Network Technology (Zhe jiang) Co Ltd X1-Hybrid-5.0-D (AS4777.2 2020) Reposit Power Reposit V4 Controller | 16.5 |  |  | Solax Power Network Technology (Zhe jiang) Co Ltd | T-BAT HS18.0 | 5 | Solax Power Network Technology (Zhe jiang) Co Ltd | X1-Hybrid-5.0-D (AS4777.2 2020) | SolaX Triple Power | 2027-05-24
2025-05-19 | HBS17641 | Solax Power Network Technology (Zhe jiang) Co Ltd T-BAT HS21.6 (x6) w/ Solax Power Network Technology (Zhe jiang) Co Ltd X1-Hybrid-5.0-D (AS4777.2 2020) Reposit Power Reposit V4 Controller | 19.8 |  |  | Solax Power Network Technology (Zhe jiang) Co Ltd | T-BAT HS21.6 | 6 | Solax Power Network Technology (Zhe jiang) Co Ltd | X1-Hybrid-5.0-D (AS4777.2 2020) | SolaX Triple Power | 2027-05-24
2025-05-19 | HBS17642 | Solax Power Network Technology (Zhe jiang) Co Ltd T-BAT HS25.2 (x7) w/ Solax Power Network Technology (Zhe jiang) Co Ltd X1-Hybrid-5.0-D (AS4777.2 2020) Reposit Power Reposit V4 Controller | 23.2 |  |  | Solax Power Network Technology (Zhe jiang) Co Ltd | T-BAT HS25.2 | 7 | Solax Power Network Technology (Zhe jiang) Co Ltd | X1-Hybrid-5.0-D (AS4777.2 2020) | SolaX Triple Power | 2027-05-24
2025-05-19 | HBS17643 | Solax Power Network Technology (Zhe jiang) Co Ltd T-BAT HS28.8 (x8) w/ Solax Power Network Technology (Zhe jiang) Co Ltd X1-Hybrid-5.0-D (AS4777.2 2020) Reposit Power Reposit V4 Controller | 26.4 |  |  | Solax Power Network Technology (Zhe jiang) Co Ltd | T-BAT HS28.8 | 8 | Solax Power Network Technology (Zhe jiang) Co Ltd | X1-Hybrid-5.0-D (AS4777.2 2020) | SolaX Triple Power | 2027-05-24
2025-05-19 | HBS17644 | Solax Power Network Technology (Zhe jiang) Co Ltd T-BAT HS7.2 (x2) w/ Solax Power Network Technology (Zhe jiang) Co Ltd X1-Hybrid-5.0-D (AS4777.2 2020) Solax M1-40 | 6.5 |  |  | Solax Power Network Technology (Zhe jiang) Co Ltd | T-BAT HS7.2 | 2 | Solax Power Network Technology (Zhe jiang) Co Ltd | X1-Hybrid-5.0-D (AS4777.2 2020) | SolaX Triple Power | 2027-05-24
2025-05-19 | HBS17645 | Solax Power Network Technology (Zhe jiang) Co Ltd T-BAT HS10.8 (x3) w/ Solax Power Network Technology (Zhe jiang) Co Ltd X1-Hybrid-5.0-D (AS4777.2 2020) Solax M1-40 | 9.9 |  |  | Solax Power Network Technology (Zhe jiang) Co Ltd | T-BAT HS10.8 | 3 | Solax Power Network Technology (Zhe jiang) Co Ltd | X1-Hybrid-5.0-D (AS4777.2 2020) | SolaX Triple Power | 2027-05-24
2025-05-19 | HBS17646 | Solax Power Network Technology (Zhe jiang) Co Ltd T-BAT HS14.4 (x4) w/ Solax Power Network Technology (Zhe jiang) Co Ltd X1-Hybrid-5.0-D (AS4777.2 2020) Solax M1-40 | 13.2 |  |  | Solax Power Network Technology (Zhe jiang) Co Ltd | T-BAT HS14.4 | 4 | Solax Power Network Technology (Zhe jiang) Co Ltd | X1-Hybrid-5.0-D (AS4777.2 2020) | SolaX Triple Power | 2027-05-24
2025-05-19 | HBS17647 | Solax Power Network Technology (Zhe jiang) Co Ltd T-BAT HS18.0 (x5) w/ Solax Power Network Technology (Zhe jiang) Co Ltd X1-Hybrid-5.0-D (AS4777.2 2020) Solax M1-40 | 16.5 |  |  | Solax Power Network Technology (Zhe jiang) Co Ltd | T-BAT HS18.0 | 5 | Solax Power Network Technology (Zhe jiang) Co Ltd | X1-Hybrid-5.0-D (AS4777.2 2020) | SolaX Triple Power | 2027-05-24
2025-05-19 | HBS17648 | Solax Power Network Technology (Zhe jiang) Co Ltd T-BAT HS21.6 (x6) w/ Solax Power Network Technology (Zhe jiang) Co Ltd X1-Hybrid-5.0-D (AS4777.2 2020) Solax M1-40 | 19.8 |  |  | Solax Power Network Technology (Zhe jiang) Co Ltd | T-BAT HS21.6 | 6 | Solax Power Network Technology (Zhe jiang) Co Ltd | X1-Hybrid-5.0-D (AS4777.2 2020) | SolaX Triple Power | 2027-05-24
2025-05-19 | HBS17649 | Solax Power Network Technology (Zhe jiang) Co Ltd T-BAT HS25.2 (x7) w/ Solax Power Network Technology (Zhe jiang) Co Ltd X1-Hybrid-5.0-D (AS4777.2 2020) Solax M1-40 | 23.2 |  |  | Solax Power Network Technology (Zhe jiang) Co Ltd | T-BAT HS25.2 | 7 | Solax Power Network Technology (Zhe jiang) Co Ltd | X1-Hybrid-5.0-D (AS4777.2 2020) | SolaX Triple Power | 2027-05-24
2025-05-19 | HBS17650 | Solax Power Network Technology (Zhe jiang) Co Ltd T-BAT HS28.8 (x8) w/ Solax Power Network Technology (Zhe jiang) Co Ltd X1-Hybrid-5.0-D (AS4777.2 2020) Solax M1-40 | 26.4 |  |  | Solax Power Network Technology (Zhe jiang) Co Ltd | T-BAT HS28.8 | 8 | Solax Power Network Technology (Zhe jiang) Co Ltd | X1-Hybrid-5.0-D (AS4777.2 2020) | SolaX Triple Power | 2027-05-24
2025-05-19 | HBS17651 | Solax Power Network Technology (Zhe jiang) Co Ltd T-BAT HS7.2 (x2) w/ Solax Power Network Technology (Zhe jiang) Co Ltd X1-Hybrid-5.0-D (AS4777.2 2020) Solax M3-40 | 6.5 |  |  | Solax Power Network Technology (Zhe jiang) Co Ltd | T-BAT HS7.2 | 2 | Solax Power Network Technology (Zhe jiang) Co Ltd | X1-Hybrid-5.0-D (AS4777.2 2020) | SolaX Triple Power | 2027-05-24
2025-05-19 | HBS17652 | Solax Power Network Technology (Zhe jiang) Co Ltd T-BAT HS10.8 (x3) w/ Solax Power Network Technology (Zhe jiang) Co Ltd X1-Hybrid-5.0-D (AS4777.2 2020) Solax M3-40 | 9.9 |  |  | Solax Power Network Technology (Zhe jiang) Co Ltd | T-BAT HS10.8 | 3 | Solax Power Network Technology (Zhe jiang) Co Ltd | X1-Hybrid-5.0-D (AS4777.2 2020) | SolaX Triple Power | 2027-05-24
2025-05-19 | HBS17653 | Solax Power Network Technology (Zhe jiang) Co Ltd T-BAT HS14.4 (x4) w/ Solax Power Network Technology (Zhe jiang) Co Ltd X1-Hybrid-5.0-D (AS4777.2 2020) Solax M3-40 | 13.2 |  |  | Solax Power Network Technology (Zhe jiang) Co Ltd | T-BAT HS14.4 | 4 | Solax Power Network Technology (Zhe jiang) Co Ltd | X1-Hybrid-5.0-D (AS4777.2 2020) | SolaX Triple Power | 2027-05-24
2025-05-19 | HBS17654 | Solax Power Network Technology (Zhe jiang) Co Ltd T-BAT HS18.0 (x5) w/ Solax Power Network Technology (Zhe jiang) Co Ltd X1-Hybrid-5.0-D (AS4777.2 2020) Solax M3-40 | 16.5 |  |  | Solax Power Network Technology (Zhe jiang) Co Ltd | T-BAT HS18.0 | 5 | Solax Power Network Technology (Zhe jiang) Co Ltd | X1-Hybrid-5.0-D (AS4777.2 2020) | SolaX Triple Power | 2027-05-24
2025-05-19 | HBS17655 | Solax Power Network Technology (Zhe jiang) Co Ltd T-BAT HS21.6 (x6) w/ Solax Power Network Technology (Zhe jiang) Co Ltd X1-Hybrid-5.0-D (AS4777.2 2020) Solax M3-40 | 19.8 |  |  | Solax Power Network Technology (Zhe jiang) Co Ltd | T-BAT HS21.6 | 6 | Solax Power Network Technology (Zhe jiang) Co Ltd | X1-Hybrid-5.0-D (AS4777.2 2020) | SolaX Triple Power | 2027-05-24
2025-05-19 | HBS17656 | Solax Power Network Technology (Zhe jiang) Co Ltd T-BAT HS25.2 (x7) w/ Solax Power Network Technology (Zhe jiang) Co Ltd X1-Hybrid-5.0-D (AS4777.2 2020) Solax M3-40 | 23.2 |  |  | Solax Power Network Technology (Zhe jiang) Co Ltd | T-BAT HS25.2 | 7 | Solax Power Network Technology (Zhe jiang) Co Ltd | X1-Hybrid-5.0-D (AS4777.2 2020) | SolaX Triple Power | 2027-05-24
2025-05-19 | HBS17657 | Solax Power Network Technology (Zhe jiang) Co Ltd T-BAT HS28.8 (x8) w/ Solax Power Network Technology (Zhe jiang) Co Ltd X1-Hybrid-5.0-D (AS4777.2 2020) Solax M3-40 | 26.4 |  |  | Solax Power Network Technology (Zhe jiang) Co Ltd | T-BAT HS28.8 | 8 | Solax Power Network Technology (Zhe jiang) Co Ltd | X1-Hybrid-5.0-D (AS4777.2 2020) | SolaX Triple Power | 2027-05-24
2025-05-19 | HBS17658 | Solax Power Network Technology (Zhe jiang) Co Ltd T-BAT HS7.2 (x2) w/ Solax Power Network Technology (Zhe jiang) Co Ltd X1-Hybrid-5.0-D (AS4777.2 2020) Solax M3-40-Dual | 6.5 |  |  | Solax Power Network Technology (Zhe jiang) Co Ltd | T-BAT HS7.2 | 2 | Solax Power Network Technology (Zhe jiang) Co Ltd | X1-Hybrid-5.0-D (AS4777.2 2020) | SolaX Triple Power | 2027-05-24
2025-05-19 | HBS17659 | Solax Power Network Technology (Zhe jiang) Co Ltd T-BAT HS10.8 (x3) w/ Solax Power Network Technology (Zhe jiang) Co Ltd X1-Hybrid-5.0-D (AS4777.2 2020) Solax M3-40-Dual | 9.9 |  |  | Solax Power Network Technology (Zhe jiang) Co Ltd | T-BAT HS10.8 | 3 | Solax Power Network Technology (Zhe jiang) Co Ltd | X1-Hybrid-5.0-D (AS4777.2 2020) | SolaX Triple Power | 2027-05-24
2025-05-19 | HBS17660 | Solax Power Network Technology (Zhe jiang) Co Ltd T-BAT HS14.4 (x4) w/ Solax Power Network Technology (Zhe jiang) Co Ltd X1-Hybrid-5.0-D (AS4777.2 2020) Solax M3-40-Dual | 13.2 |  |  | Solax Power Network Technology (Zhe jiang) Co Ltd | T-BAT HS14.4 | 4 | Solax Power Network Technology (Zhe jiang) Co Ltd | X1-Hybrid-5.0-D (AS4777.2 2020) | SolaX Triple Power | 2027-05-24
2025-05-19 | HBS17661 | Solax Power Network Technology (Zhe jiang) Co Ltd T-BAT HS18.0 (x5) w/ Solax Power Network Technology (Zhe jiang) Co Ltd X1-Hybrid-5.0-D (AS4777.2 2020) Solax M3-40-Dual | 16.5 |  |  | Solax Power Network Technology (Zhe jiang) Co Ltd | T-BAT HS18.0 | 5 | Solax Power Network Technology (Zhe jiang) Co Ltd | X1-Hybrid-5.0-D (AS4777.2 2020) | SolaX Triple Power | 2027-05-24
2025-05-19 | HBS17662 | Solax Power Network Technology (Zhe jiang) Co Ltd T-BAT HS21.6 (x6) w/ Solax Power Network Technology (Zhe jiang) Co Ltd X1-Hybrid-5.0-D (AS4777.2 2020) Solax M3-40-Dual | 19.8 |  |  | Solax Power Network Technology (Zhe jiang) Co Ltd | T-BAT HS21.6 | 6 | Solax Power Network Technology (Zhe jiang) Co Ltd | X1-Hybrid-5.0-D (AS4777.2 2020) | SolaX Triple Power | 2027-05-24
2025-05-19 | HBS17663 | Solax Power Network Technology (Zhe jiang) Co Ltd T-BAT HS25.2 (x7) w/ Solax Power Network Technology (Zhe jiang) Co Ltd X1-Hybrid-5.0-D (AS4777.2 2020) Solax M3-40-Dual | 23.2 |  |  | Solax Power Network Technology (Zhe jiang) Co Ltd | T-BAT HS25.2 | 7 | Solax Power Network Technology (Zhe jiang) Co Ltd | X1-Hybrid-5.0-D (AS4777.2 2020) | SolaX Triple Power | 2027-05-24
2025-05-19 | HBS17664 | Solax Power Network Technology (Zhe jiang) Co Ltd T-BAT HS28.8 (x8) w/ Solax Power Network Technology (Zhe jiang) Co Ltd X1-Hybrid-5.0-D (AS4777.2 2020) Solax M3-40-Dual | 26.4 |  |  | Solax Power Network Technology (Zhe jiang) Co Ltd | T-BAT HS28.8 | 8 | Solax Power Network Technology (Zhe jiang) Co Ltd | X1-Hybrid-5.0-D (AS4777.2 2020) | SolaX Triple Power | 2027-05-24
2025-05-19 | HBS17665 | Solax Power Network Technology (Zhe jiang) Co Ltd T-BAT HS7.2 (x2) w/ Solax Power Network Technology (Zhe jiang) Co Ltd X1-Hybrid-6.0-D (AS4777-2 2020) | 6.5 |  |  | Solax Power Network Technology (Zhe jiang) Co Ltd | T-BAT HS7.2 | 2 | Solax Power Network Technology (Zhe jiang) Co Ltd | X1-Hybrid-6.0-D (AS4777-2 2020) | SolaX Triple Power | 2027-05-24
2025-05-19 | HBS17666 | Solax Power Network Technology (Zhe jiang) Co Ltd T-BAT HS10.8 (x3) w/ Solax Power Network Technology (Zhe jiang) Co Ltd X1-Hybrid-6.0-D (AS4777-2 2020) | 9.9 |  |  | Solax Power Network Technology (Zhe jiang) Co Ltd | T-BAT HS10.8 | 3 | Solax Power Network Technology (Zhe jiang) Co Ltd | X1-Hybrid-6.0-D (AS4777-2 2020) | SolaX Triple Power | 2027-05-24
2025-05-19 | HBS17667 | Solax Power Network Technology (Zhe jiang) Co Ltd T-BAT HS14.4 (x4) w/ Solax Power Network Technology (Zhe jiang) Co Ltd X1-Hybrid-6.0-D (AS4777-2 2020) | 13.2 |  |  | Solax Power Network Technology (Zhe jiang) Co Ltd | T-BAT HS14.4 | 4 | Solax Power Network Technology (Zhe jiang) Co Ltd | X1-Hybrid-6.0-D (AS4777-2 2020) | SolaX Triple Power | 2027-05-24
2025-05-19 | HBS17668 | Solax Power Network Technology (Zhe jiang) Co Ltd T-BAT HS18.0 (x5) w/ Solax Power Network Technology (Zhe jiang) Co Ltd X1-Hybrid-6.0-D (AS4777-2 2020) | 16.5 |  |  | Solax Power Network Technology (Zhe jiang) Co Ltd | T-BAT HS18.0 | 5 | Solax Power Network Technology (Zhe jiang) Co Ltd | X1-Hybrid-6.0-D (AS4777-2 2020) | SolaX Triple Power | 2027-05-24
2025-05-19 | HBS17669 | Solax Power Network Technology (Zhe jiang) Co Ltd T-BAT HS21.6 (x6) w/ Solax Power Network Technology (Zhe jiang) Co Ltd X1-Hybrid-6.0-D (AS4777-2 2020) | 19.8 |  |  | Solax Power Network Technology (Zhe jiang) Co Ltd | T-BAT HS21.6 | 6 | Solax Power Network Technology (Zhe jiang) Co Ltd | X1-Hybrid-6.0-D (AS4777-2 2020) | SolaX Triple Power | 2027-05-24
2025-05-19 | HBS17670 | Solax Power Network Technology (Zhe jiang) Co Ltd T-BAT HS25.2 (x7) w/ Solax Power Network Technology (Zhe jiang) Co Ltd X1-Hybrid-6.0-D (AS4777-2 2020) | 23.2 |  |  | Solax Power Network Technology (Zhe jiang) Co Ltd | T-BAT HS25.2 | 7 | Solax Power Network Technology (Zhe jiang) Co Ltd | X1-Hybrid-6.0-D (AS4777-2 2020) | SolaX Triple Power | 2027-05-24
2025-05-19 | HBS17671 | Solax Power Network Technology (Zhe jiang) Co Ltd T-BAT HS28.8 (x8) w/ Solax Power Network Technology (Zhe jiang) Co Ltd X1-Hybrid-6.0-D (AS4777-2 2020) | 26.4 |  |  | Solax Power Network Technology (Zhe jiang) Co Ltd | T-BAT HS28.8 | 8 | Solax Power Network Technology (Zhe jiang) Co Ltd | X1-Hybrid-6.0-D (AS4777-2 2020) | SolaX Triple Power | 2027-05-24
2025-05-19 | HBS17672 | Solax Power Network Technology (Zhe jiang) Co Ltd T-BAT HS7.2 (x2) w/ Solax Power Network Technology (Zhe jiang) Co Ltd X1-Hybrid-6.0-D (AS4777-2 2020) Chint DDSU666 | 6.5 |  |  | Solax Power Network Technology (Zhe jiang) Co Ltd | T-BAT HS7.2 | 2 | Solax Power Network Technology (Zhe jiang) Co Ltd | X1-Hybrid-6.0-D (AS4777-2 2020) | SolaX Triple Power | 2027-05-24
2025-05-19 | HBS17673 | Solax Power Network Technology (Zhe jiang) Co Ltd T-BAT HS10.8 (x3) w/ Solax Power Network Technology (Zhe jiang) Co Ltd X1-Hybrid-6.0-D (AS4777-2 2020) Chint DDSU666 | 9.9 |  |  | Solax Power Network Technology (Zhe jiang) Co Ltd | T-BAT HS10.8 | 3 | Solax Power Network Technology (Zhe jiang) Co Ltd | X1-Hybrid-6.0-D (AS4777-2 2020) | SolaX Triple Power | 2027-05-24
2025-05-19 | HBS17674 | Solax Power Network Technology (Zhe jiang) Co Ltd T-BAT HS14.4 (x4) w/ Solax Power Network Technology (Zhe jiang) Co Ltd X1-Hybrid-6.0-D (AS4777-2 2020) Chint DDSU666 | 13.2 |  |  | Solax Power Network Technology (Zhe jiang) Co Ltd | T-BAT HS14.4 | 4 | Solax Power Network Technology (Zhe jiang) Co Ltd | X1-Hybrid-6.0-D (AS4777-2 2020) | SolaX Triple Power | 2027-05-24
2025-05-19 | HBS17675 | Solax Power Network Technology (Zhe jiang) Co Ltd T-BAT HS18.0 (x5) w/ Solax Power Network Technology (Zhe jiang) Co Ltd X1-Hybrid-6.0-D (AS4777-2 2020) Chint DDSU666 | 16.5 |  |  | Solax Power Network Technology (Zhe jiang) Co Ltd | T-BAT HS18.0 | 5 | Solax Power Network Technology (Zhe jiang) Co Ltd | X1-Hybrid-6.0-D (AS4777-2 2020) | SolaX Triple Power | 2027-05-24
2025-05-19 | HBS17676 | Solax Power Network Technology (Zhe jiang) Co Ltd T-BAT HS21.6 (x6) w/ Solax Power Network Technology (Zhe jiang) Co Ltd X1-Hybrid-6.0-D (AS4777-2 2020) Chint DDSU666 | 19.8 |  |  | Solax Power Network Technology (Zhe jiang) Co Ltd | T-BAT HS21.6 | 6 | Solax Power Network Technology (Zhe jiang) Co Ltd | X1-Hybrid-6.0-D (AS4777-2 2020) | SolaX Triple Power | 2027-05-24
2025-05-19 | HBS17677 | Solax Power Network Technology (Zhe jiang) Co Ltd T-BAT HS25.2 (x7) w/ Solax Power Network Technology (Zhe jiang) Co Ltd X1-Hybrid-6.0-D (AS4777-2 2020) Chint DDSU666 | 23.2 |  |  | Solax Power Network Technology (Zhe jiang) Co Ltd | T-BAT HS25.2 | 7 | Solax Power Network Technology (Zhe jiang) Co Ltd | X1-Hybrid-6.0-D (AS4777-2 2020) | SolaX Triple Power | 2027-05-24
2025-05-19 | HBS17678 | Solax Power Network Technology (Zhe jiang) Co Ltd T-BAT HS28.8 (x8) w/ Solax Power Network Technology (Zhe jiang) Co Ltd X1-Hybrid-6.0-D (AS4777-2 2020) Chint DDSU666 | 26.4 |  |  | Solax Power Network Technology (Zhe jiang) Co Ltd | T-BAT HS28.8 | 8 | Solax Power Network Technology (Zhe jiang) Co Ltd | X1-Hybrid-6.0-D (AS4777-2 2020) | SolaX Triple Power | 2027-05-24
2025-05-19 | HBS17679 | Solax Power Network Technology (Zhe jiang) Co Ltd T-BAT HS7.2 (x2) w/ Solax Power Network Technology (Zhe jiang) Co Ltd X1-Hybrid-6.0-D (AS4777-2 2020) Chint DDSU666-CT | 6.5 |  |  | Solax Power Network Technology (Zhe jiang) Co Ltd | T-BAT HS7.2 | 2 | Solax Power Network Technology (Zhe jiang) Co Ltd | X1-Hybrid-6.0-D (AS4777-2 2020) | SolaX Triple Power | 2027-05-24
2025-05-19 | HBS17680 | Solax Power Network Technology (Zhe jiang) Co Ltd T-BAT HS10.8 (x3) w/ Solax Power Network Technology (Zhe jiang) Co Ltd X1-Hybrid-6.0-D (AS4777-2 2020) Chint DDSU666-CT | 9.9 |  |  | Solax Power Network Technology (Zhe jiang) Co Ltd | T-BAT HS10.8 | 3 | Solax Power Network Technology (Zhe jiang) Co Ltd | X1-Hybrid-6.0-D (AS4777-2 2020) | SolaX Triple Power | 2027-05-24
2025-05-19 | HBS17681 | Solax Power Network Technology (Zhe jiang) Co Ltd T-BAT HS14.4 (x4) w/ Solax Power Network Technology (Zhe jiang) Co Ltd X1-Hybrid-6.0-D (AS4777-2 2020) Chint DDSU666-CT | 13.2 |  |  | Solax Power Network Technology (Zhe jiang) Co Ltd | T-BAT HS14.4 | 4 | Solax Power Network Technology (Zhe jiang) Co Ltd | X1-Hybrid-6.0-D (AS4777-2 2020) | SolaX Triple Power | 2027-05-24
2025-05-19 | HBS17682 | Solax Power Network Technology (Zhe jiang) Co Ltd T-BAT HS18.0 (x5) w/ Solax Power Network Technology (Zhe jiang) Co Ltd X1-Hybrid-6.0-D (AS4777-2 2020) Chint DDSU666-CT | 16.5 |  |  | Solax Power Network Technology (Zhe jiang) Co Ltd | T-BAT HS18.0 | 5 | Solax Power Network Technology (Zhe jiang) Co Ltd | X1-Hybrid-6.0-D (AS4777-2 2020) | SolaX Triple Power | 2027-05-24
2025-05-19 | HBS17683 | Solax Power Network Technology (Zhe jiang) Co Ltd T-BAT HS21.6 (x6) w/ Solax Power Network Technology (Zhe jiang) Co Ltd X1-Hybrid-6.0-D (AS4777-2 2020) Chint DDSU666-CT | 19.8 |  |  | Solax Power Network Technology (Zhe jiang) Co Ltd | T-BAT HS21.6 | 6 | Solax Power Network Technology (Zhe jiang) Co Ltd | X1-Hybrid-6.0-D (AS4777-2 2020) | SolaX Triple Power | 2027-05-24
2025-05-19 | HBS17684 | Solax Power Network Technology (Zhe jiang) Co Ltd T-BAT HS25.2 (x7) w/ Solax Power Network Technology (Zhe jiang) Co Ltd X1-Hybrid-6.0-D (AS4777-2 2020) Chint DDSU666-CT | 23.2 |  |  | Solax Power Network Technology (Zhe jiang) Co Ltd | T-BAT HS25.2 | 7 | Solax Power Network Technology (Zhe jiang) Co Ltd | X1-Hybrid-6.0-D (AS4777-2 2020) | SolaX Triple Power | 2027-05-24
2025-05-19 | HBS17685 | Solax Power Network Technology (Zhe jiang) Co Ltd T-BAT HS28.8 (x8) w/ Solax Power Network Technology (Zhe jiang) Co Ltd X1-Hybrid-6.0-D (AS4777-2 2020) Chint DDSU666-CT | 26.4 |  |  | Solax Power Network Technology (Zhe jiang) Co Ltd | T-BAT HS28.8 | 8 | Solax Power Network Technology (Zhe jiang) Co Ltd | X1-Hybrid-6.0-D (AS4777-2 2020) | SolaX Triple Power | 2027-05-24
2025-05-19 | HBS17686 | Solax Power Network Technology (Zhe jiang) Co Ltd T-BAT HS7.2 (x2) w/ Solax Power Network Technology (Zhe jiang) Co Ltd X1-Hybrid-6.0-D (AS4777-2 2020) Chint DTSU666 | 6.5 |  |  | Solax Power Network Technology (Zhe jiang) Co Ltd | T-BAT HS7.2 | 2 | Solax Power Network Technology (Zhe jiang) Co Ltd | X1-Hybrid-6.0-D (AS4777-2 2020) | SolaX Triple Power | 2027-05-24
2025-05-19 | HBS17687 | Solax Power Network Technology (Zhe jiang) Co Ltd T-BAT HS10.8 (x3) w/ Solax Power Network Technology (Zhe jiang) Co Ltd X1-Hybrid-6.0-D (AS4777-2 2020) Chint DTSU666 | 9.9 |  |  | Solax Power Network Technology (Zhe jiang) Co Ltd | T-BAT HS10.8 | 3 | Solax Power Network Technology (Zhe jiang) Co Ltd | X1-Hybrid-6.0-D (AS4777-2 2020) | SolaX Triple Power | 2027-05-24
2025-05-19 | HBS17688 | Solax Power Network Technology (Zhe jiang) Co Ltd T-BAT HS14.4 (x4) w/ Solax Power Network Technology (Zhe jiang) Co Ltd X1-Hybrid-6.0-D (AS4777-2 2020) Chint DTSU666 | 13.2 |  |  | Solax Power Network Technology (Zhe jiang) Co Ltd | T-BAT HS14.4 | 4 | Solax Power Network Technology (Zhe jiang) Co Ltd | X1-Hybrid-6.0-D (AS4777-2 2020) | SolaX Triple Power | 2027-05-24
2025-05-19 | HBS17689 | Solax Power Network Technology (Zhe jiang) Co Ltd T-BAT HS18.0 (x5) w/ Solax Power Network Technology (Zhe jiang) Co Ltd X1-Hybrid-6.0-D (AS4777-2 2020) Chint DTSU666 | 16.5 |  |  | Solax Power Network Technology (Zhe jiang) Co Ltd | T-BAT HS18.0 | 5 | Solax Power Network Technology (Zhe jiang) Co Ltd | X1-Hybrid-6.0-D (AS4777-2 2020) | SolaX Triple Power | 2027-05-24
2025-05-19 | HBS17690 | Solax Power Network Technology (Zhe jiang) Co Ltd T-BAT HS21.6 (x6) w/ Solax Power Network Technology (Zhe jiang) Co Ltd X1-Hybrid-6.0-D (AS4777-2 2020) Chint DTSU666 | 19.8 |  |  | Solax Power Network Technology (Zhe jiang) Co Ltd | T-BAT HS21.6 | 6 | Solax Power Network Technology (Zhe jiang) Co Ltd | X1-Hybrid-6.0-D (AS4777-2 2020) | SolaX Triple Power | 2027-05-24
2025-05-19 | HBS17691 | Solax Power Network Technology (Zhe jiang) Co Ltd T-BAT HS25.2 (x7) w/ Solax Power Network Technology (Zhe jiang) Co Ltd X1-Hybrid-6.0-D (AS4777-2 2020) Chint DTSU666 | 23.2 |  |  | Solax Power Network Technology (Zhe jiang) Co Ltd | T-BAT HS25.2 | 7 | Solax Power Network Technology (Zhe jiang) Co Ltd | X1-Hybrid-6.0-D (AS4777-2 2020) | SolaX Triple Power | 2027-05-24
2025-05-19 | HBS17692 | Solax Power Network Technology (Zhe jiang) Co Ltd T-BAT HS28.8 (x8) w/ Solax Power Network Technology (Zhe jiang) Co Ltd X1-Hybrid-6.0-D (AS4777-2 2020) Chint DTSU666 | 26.4 |  |  | Solax Power Network Technology (Zhe jiang) Co Ltd | T-BAT HS28.8 | 8 | Solax Power Network Technology (Zhe jiang) Co Ltd | X1-Hybrid-6.0-D (AS4777-2 2020) | SolaX Triple Power | 2027-05-24
2025-05-19 | HBS17693 | Solax Power Network Technology (Zhe jiang) Co Ltd T-BAT HS7.2 (x2) w/ Solax Power Network Technology (Zhe jiang) Co Ltd X1-Hybrid-6.0-D (AS4777-2 2020) Chint DTSU666-CT | 6.5 |  |  | Solax Power Network Technology (Zhe jiang) Co Ltd | T-BAT HS7.2 | 2 | Solax Power Network Technology (Zhe jiang) Co Ltd | X1-Hybrid-6.0-D (AS4777-2 2020) | SolaX Triple Power | 2027-05-24
2025-05-19 | HBS17694 | Solax Power Network Technology (Zhe jiang) Co Ltd T-BAT HS10.8 (x3) w/ Solax Power Network Technology (Zhe jiang) Co Ltd X1-Hybrid-6.0-D (AS4777-2 2020) Chint DTSU666-CT | 9.9 |  |  | Solax Power Network Technology (Zhe jiang) Co Ltd | T-BAT HS10.8 | 3 | Solax Power Network Technology (Zhe jiang) Co Ltd | X1-Hybrid-6.0-D (AS4777-2 2020) | SolaX Triple Power | 2027-05-24
2025-05-19 | HBS17695 | Solax Power Network Technology (Zhe jiang) Co Ltd T-BAT HS14.4 (x4) w/ Solax Power Network Technology (Zhe jiang) Co Ltd X1-Hybrid-6.0-D (AS4777-2 2020) Chint DTSU666-CT | 13.2 |  |  | Solax Power Network Technology (Zhe jiang) Co Ltd | T-BAT HS14.4 | 4 | Solax Power Network Technology (Zhe jiang) Co Ltd | X1-Hybrid-6.0-D (AS4777-2 2020) | SolaX Triple Power | 2027-05-24
2025-05-19 | HBS17696 | Solax Power Network Technology (Zhe jiang) Co Ltd T-BAT HS18.0 (x5) w/ Solax Power Network Technology (Zhe jiang) Co Ltd X1-Hybrid-6.0-D (AS4777-2 2020) Chint DTSU666-CT | 16.5 |  |  | Solax Power Network Technology (Zhe jiang) Co Ltd | T-BAT HS18.0 | 5 | Solax Power Network Technology (Zhe jiang) Co Ltd | X1-Hybrid-6.0-D (AS4777-2 2020) | SolaX Triple Power | 2027-05-24
2025-05-19 | HBS17697 | Solax Power Network Technology (Zhe jiang) Co Ltd T-BAT HS21.6 (x6) w/ Solax Power Network Technology (Zhe jiang) Co Ltd X1-Hybrid-6.0-D (AS4777-2 2020) Chint DTSU666-CT | 19.8 |  |  | Solax Power Network Technology (Zhe jiang) Co Ltd | T-BAT HS21.6 | 6 | Solax Power Network Technology (Zhe jiang) Co Ltd | X1-Hybrid-6.0-D (AS4777-2 2020) | SolaX Triple Power | 2027-05-24
2025-05-19 | HBS17698 | Solax Power Network Technology (Zhe jiang) Co Ltd T-BAT HS25.2 (x7) w/ Solax Power Network Technology (Zhe jiang) Co Ltd X1-Hybrid-6.0-D (AS4777-2 2020) Chint DTSU666-CT | 23.2 |  |  | Solax Power Network Technology (Zhe jiang) Co Ltd | T-BAT HS25.2 | 7 | Solax Power Network Technology (Zhe jiang) Co Ltd | X1-Hybrid-6.0-D (AS4777-2 2020) | SolaX Triple Power | 2027-05-24
2025-05-19 | HBS17699 | Solax Power Network Technology (Zhe jiang) Co Ltd T-BAT HS28.8 (x8) w/ Solax Power Network Technology (Zhe jiang) Co Ltd X1-Hybrid-6.0-D (AS4777-2 2020) Chint DTSU666-CT | 26.4 |  |  | Solax Power Network Technology (Zhe jiang) Co Ltd | T-BAT HS28.8 | 8 | Solax Power Network Technology (Zhe jiang) Co Ltd | X1-Hybrid-6.0-D (AS4777-2 2020) | SolaX Triple Power | 2027-05-24
2025-05-19 | HBS17700 | Solax Power Network Technology (Zhe jiang) Co Ltd T-BAT HS7.2 (x2) w/ Solax Power Network Technology (Zhe jiang) Co Ltd X1-Hybrid-6.0-D (AS4777-2 2020) Reposit Power Reposit V4 Controller | 6.5 |  |  | Solax Power Network Technology (Zhe jiang) Co Ltd | T-BAT HS7.2 | 2 | Solax Power Network Technology (Zhe jiang) Co Ltd | X1-Hybrid-6.0-D (AS4777-2 2020) | SolaX Triple Power | 2027-05-24
2025-05-19 | HBS17701 | Solax Power Network Technology (Zhe jiang) Co Ltd T-BAT HS10.8 (x3) w/ Solax Power Network Technology (Zhe jiang) Co Ltd X1-Hybrid-6.0-D (AS4777-2 2020) Reposit Power Reposit V4 Controller | 9.9 |  |  | Solax Power Network Technology (Zhe jiang) Co Ltd | T-BAT HS10.8 | 3 | Solax Power Network Technology (Zhe jiang) Co Ltd | X1-Hybrid-6.0-D (AS4777-2 2020) | SolaX Triple Power | 2027-05-24
2025-05-19 | HBS17702 | Solax Power Network Technology (Zhe jiang) Co Ltd T-BAT HS14.4 (x4) w/ Solax Power Network Technology (Zhe jiang) Co Ltd X1-Hybrid-6.0-D (AS4777-2 2020) Reposit Power Reposit V4 Controller | 13.2 |  |  | Solax Power Network Technology (Zhe jiang) Co Ltd | T-BAT HS14.4 | 4 | Solax Power Network Technology (Zhe jiang) Co Ltd | X1-Hybrid-6.0-D (AS4777-2 2020) | SolaX Triple Power | 2027-05-24
2025-05-19 | HBS17703 | Solax Power Network Technology (Zhe jiang) Co Ltd T-BAT HS18.0 (x5) w/ Solax Power Network Technology (Zhe jiang) Co Ltd X1-Hybrid-6.0-D (AS4777-2 2020) Reposit Power Reposit V4 Controller | 16.5 |  |  | Solax Power Network Technology (Zhe jiang) Co Ltd | T-BAT HS18.0 | 5 | Solax Power Network Technology (Zhe jiang) Co Ltd | X1-Hybrid-6.0-D (AS4777-2 2020) | SolaX Triple Power | 2027-05-24
2025-05-19 | HBS17704 | Solax Power Network Technology (Zhe jiang) Co Ltd T-BAT HS21.6 (x6) w/ Solax Power Network Technology (Zhe jiang) Co Ltd X1-Hybrid-6.0-D (AS4777-2 2020) Reposit Power Reposit V4 Controller | 19.8 |  |  | Solax Power Network Technology (Zhe jiang) Co Ltd | T-BAT HS21.6 | 6 | Solax Power Network Technology (Zhe jiang) Co Ltd | X1-Hybrid-6.0-D (AS4777-2 2020) | SolaX Triple Power | 2027-05-24
2025-05-19 | HBS17705 | Solax Power Network Technology (Zhe jiang) Co Ltd T-BAT HS25.2 (x7) w/ Solax Power Network Technology (Zhe jiang) Co Ltd X1-Hybrid-6.0-D (AS4777-2 2020) Reposit Power Reposit V4 Controller | 23.2 |  |  | Solax Power Network Technology (Zhe jiang) Co Ltd | T-BAT HS25.2 | 7 | Solax Power Network Technology (Zhe jiang) Co Ltd | X1-Hybrid-6.0-D (AS4777-2 2020) | SolaX Triple Power | 2027-05-24
2025-05-19 | HBS17706 | Solax Power Network Technology (Zhe jiang) Co Ltd T-BAT HS28.8 (x8) w/ Solax Power Network Technology (Zhe jiang) Co Ltd X1-Hybrid-6.0-D (AS4777-2 2020) Reposit Power Reposit V4 Controller | 26.4 |  |  | Solax Power Network Technology (Zhe jiang) Co Ltd | T-BAT HS28.8 | 8 | Solax Power Network Technology (Zhe jiang) Co Ltd | X1-Hybrid-6.0-D (AS4777-2 2020) | SolaX Triple Power | 2027-05-24
2025-05-19 | HBS17707 | Solax Power Network Technology (Zhe jiang) Co Ltd T-BAT HS7.2 (x2) w/ Solax Power Network Technology (Zhe jiang) Co Ltd X1-Hybrid-6.0-D (AS4777-2 2020) Solax M1-40 | 6.5 |  |  | Solax Power Network Technology (Zhe jiang) Co Ltd | T-BAT HS7.2 | 2 | Solax Power Network Technology (Zhe jiang) Co Ltd | X1-Hybrid-6.0-D (AS4777-2 2020) | SolaX Triple Power | 2027-05-24
2025-05-19 | HBS17708 | Solax Power Network Technology (Zhe jiang) Co Ltd T-BAT HS10.8 (x3) w/ Solax Power Network Technology (Zhe jiang) Co Ltd X1-Hybrid-6.0-D (AS4777-2 2020) Solax M1-40 | 9.9 |  |  | Solax Power Network Technology (Zhe jiang) Co Ltd | T-BAT HS10.8 | 3 | Solax Power Network Technology (Zhe jiang) Co Ltd | X1-Hybrid-6.0-D (AS4777-2 2020) | SolaX Triple Power | 2027-05-24
2025-05-19 | HBS17709 | Solax Power Network Technology (Zhe jiang) Co Ltd T-BAT HS14.4 (x4) w/ Solax Power Network Technology (Zhe jiang) Co Ltd X1-Hybrid-6.0-D (AS4777-2 2020) Solax M1-40 | 13.2 |  |  | Solax Power Network Technology (Zhe jiang) Co Ltd | T-BAT HS14.4 | 4 | Solax Power Network Technology (Zhe jiang) Co Ltd | X1-Hybrid-6.0-D (AS4777-2 2020) | SolaX Triple Power | 2027-05-24
2025-05-19 | HBS17710 | Solax Power Network Technology (Zhe jiang) Co Ltd T-BAT HS18.0 (x5) w/ Solax Power Network Technology (Zhe jiang) Co Ltd X1-Hybrid-6.0-D (AS4777-2 2020) Solax M1-40 | 16.5 |  |  | Solax Power Network Technology (Zhe jiang) Co Ltd | T-BAT HS18.0 | 5 | Solax Power Network Technology (Zhe jiang) Co Ltd | X1-Hybrid-6.0-D (AS4777-2 2020) | SolaX Triple Power | 2027-05-24
2025-05-19 | HBS17711 | Solax Power Network Technology (Zhe jiang) Co Ltd T-BAT HS21.6 (x6) w/ Solax Power Network Technology (Zhe jiang) Co Ltd X1-Hybrid-6.0-D (AS4777-2 2020) Solax M1-40 | 19.8 |  |  | Solax Power Network Technology (Zhe jiang) Co Ltd | T-BAT HS21.6 | 6 | Solax Power Network Technology (Zhe jiang) Co Ltd | X1-Hybrid-6.0-D (AS4777-2 2020) | SolaX Triple Power | 2027-05-24
2025-05-19 | HBS17712 | Solax Power Network Technology (Zhe jiang) Co Ltd T-BAT HS25.2 (x7) w/ Solax Power Network Technology (Zhe jiang) Co Ltd X1-Hybrid-6.0-D (AS4777-2 2020) Solax M1-40 | 23.2 |  |  | Solax Power Network Technology (Zhe jiang) Co Ltd | T-BAT HS25.2 | 7 | Solax Power Network Technology (Zhe jiang) Co Ltd | X1-Hybrid-6.0-D (AS4777-2 2020) | SolaX Triple Power | 2027-05-24
2025-05-19 | HBS17713 | Solax Power Network Technology (Zhe jiang) Co Ltd T-BAT HS28.8 (x8) w/ Solax Power Network Technology (Zhe jiang) Co Ltd X1-Hybrid-6.0-D (AS4777-2 2020) Solax M1-40 | 26.4 |  |  | Solax Power Network Technology (Zhe jiang) Co Ltd | T-BAT HS28.8 | 8 | Solax Power Network Technology (Zhe jiang) Co Ltd | X1-Hybrid-6.0-D (AS4777-2 2020) | SolaX Triple Power | 2027-05-24
2025-05-19 | HBS17714 | Solax Power Network Technology (Zhe jiang) Co Ltd T-BAT HS7.2 (x2) w/ Solax Power Network Technology (Zhe jiang) Co Ltd X1-Hybrid-6.0-D (AS4777-2 2020) Solax M3-40 | 6.5 |  |  | Solax Power Network Technology (Zhe jiang) Co Ltd | T-BAT HS7.2 | 2 | Solax Power Network Technology (Zhe jiang) Co Ltd | X1-Hybrid-6.0-D (AS4777-2 2020) | SolaX Triple Power | 2027-05-24
2025-05-19 | HBS17715 | Solax Power Network Technology (Zhe jiang) Co Ltd T-BAT HS10.8 (x3) w/ Solax Power Network Technology (Zhe jiang) Co Ltd X1-Hybrid-6.0-D (AS4777-2 2020) Solax M3-40 | 9.9 |  |  | Solax Power Network Technology (Zhe jiang) Co Ltd | T-BAT HS10.8 | 3 | Solax Power Network Technology (Zhe jiang) Co Ltd | X1-Hybrid-6.0-D (AS4777-2 2020) | SolaX Triple Power | 2027-05-24
2025-05-19 | HBS17716 | Solax Power Network Technology (Zhe jiang) Co Ltd T-BAT HS14.4 (x4) w/ Solax Power Network Technology (Zhe jiang) Co Ltd X1-Hybrid-6.0-D (AS4777-2 2020) Solax M3-40 | 13.2 |  |  | Solax Power Network Technology (Zhe jiang) Co Ltd | T-BAT HS14.4 | 4 | Solax Power Network Technology (Zhe jiang) Co Ltd | X1-Hybrid-6.0-D (AS4777-2 2020) | SolaX Triple Power | 2027-05-24
2025-05-19 | HBS17717 | Solax Power Network Technology (Zhe jiang) Co Ltd T-BAT HS18.0 (x5) w/ Solax Power Network Technology (Zhe jiang) Co Ltd X1-Hybrid-6.0-D (AS4777-2 2020) Solax M3-40 | 16.5 |  |  | Solax Power Network Technology (Zhe jiang) Co Ltd | T-BAT HS18.0 | 5 | Solax Power Network Technology (Zhe jiang) Co Ltd | X1-Hybrid-6.0-D (AS4777-2 2020) | SolaX Triple Power | 2027-05-24
2025-05-19 | HBS17718 | Solax Power Network Technology (Zhe jiang) Co Ltd T-BAT HS21.6 (x6) w/ Solax Power Network Technology (Zhe jiang) Co Ltd X1-Hybrid-6.0-D (AS4777-2 2020) Solax M3-40 | 19.8 |  |  | Solax Power Network Technology (Zhe jiang) Co Ltd | T-BAT HS21.6 | 6 | Solax Power Network Technology (Zhe jiang) Co Ltd | X1-Hybrid-6.0-D (AS4777-2 2020) | SolaX Triple Power | 2027-05-24
2025-05-19 | HBS17719 | Solax Power Network Technology (Zhe jiang) Co Ltd T-BAT HS25.2 (x7) w/ Solax Power Network Technology (Zhe jiang) Co Ltd X1-Hybrid-6.0-D (AS4777-2 2020) Solax M3-40 | 23.2 |  |  | Solax Power Network Technology (Zhe jiang) Co Ltd | T-BAT HS25.2 | 7 | Solax Power Network Technology (Zhe jiang) Co Ltd | X1-Hybrid-6.0-D (AS4777-2 2020) | SolaX Triple Power | 2027-05-24
2025-05-19 | HBS17720 | Solax Power Network Technology (Zhe jiang) Co Ltd T-BAT HS28.8 (x8) w/ Solax Power Network Technology (Zhe jiang) Co Ltd X1-Hybrid-6.0-D (AS4777-2 2020) Solax M3-40 | 26.4 |  |  | Solax Power Network Technology (Zhe jiang) Co Ltd | T-BAT HS28.8 | 8 | Solax Power Network Technology (Zhe jiang) Co Ltd | X1-Hybrid-6.0-D (AS4777-2 2020) | SolaX Triple Power | 2027-05-24
2025-05-19 | HBS17721 | Solax Power Network Technology (Zhe jiang) Co Ltd T-BAT HS7.2 (x2) w/ Solax Power Network Technology (Zhe jiang) Co Ltd X1-Hybrid-6.0-D (AS4777-2 2020) Solax M3-40-Dual | 6.5 |  |  | Solax Power Network Technology (Zhe jiang) Co Ltd | T-BAT HS7.2 | 2 | Solax Power Network Technology (Zhe jiang) Co Ltd | X1-Hybrid-6.0-D (AS4777-2 2020) | SolaX Triple Power | 2027-05-24
2025-05-19 | HBS17722 | Solax Power Network Technology (Zhe jiang) Co Ltd T-BAT HS10.8 (x3) w/ Solax Power Network Technology (Zhe jiang) Co Ltd X1-Hybrid-6.0-D (AS4777-2 2020) Solax M3-40-Dual | 9.9 |  |  | Solax Power Network Technology (Zhe jiang) Co Ltd | T-BAT HS10.8 | 3 | Solax Power Network Technology (Zhe jiang) Co Ltd | X1-Hybrid-6.0-D (AS4777-2 2020) | SolaX Triple Power | 2027-05-24
2025-05-19 | HBS17723 | Solax Power Network Technology (Zhe jiang) Co Ltd T-BAT HS14.4 (x4) w/ Solax Power Network Technology (Zhe jiang) Co Ltd X1-Hybrid-6.0-D (AS4777-2 2020) Solax M3-40-Dual | 13.2 |  |  | Solax Power Network Technology (Zhe jiang) Co Ltd | T-BAT HS14.4 | 4 | Solax Power Network Technology (Zhe jiang) Co Ltd | X1-Hybrid-6.0-D (AS4777-2 2020) | SolaX Triple Power | 2027-05-24
2025-05-19 | HBS17724 | Solax Power Network Technology (Zhe jiang) Co Ltd T-BAT HS18.0 (x5) w/ Solax Power Network Technology (Zhe jiang) Co Ltd X1-Hybrid-6.0-D (AS4777-2 2020) Solax M3-40-Dual | 16.5 |  |  | Solax Power Network Technology (Zhe jiang) Co Ltd | T-BAT HS18.0 | 5 | Solax Power Network Technology (Zhe jiang) Co Ltd | X1-Hybrid-6.0-D (AS4777-2 2020) | SolaX Triple Power | 2027-05-24
2025-05-19 | HBS17725 | Solax Power Network Technology (Zhe jiang) Co Ltd T-BAT HS21.6 (x6) w/ Solax Power Network Technology (Zhe jiang) Co Ltd X1-Hybrid-6.0-D (AS4777-2 2020) Solax M3-40-Dual | 19.8 |  |  | Solax Power Network Technology (Zhe jiang) Co Ltd | T-BAT HS21.6 | 6 | Solax Power Network Technology (Zhe jiang) Co Ltd | X1-Hybrid-6.0-D (AS4777-2 2020) | SolaX Triple Power | 2027-05-24
2025-05-19 | HBS17726 | Solax Power Network Technology (Zhe jiang) Co Ltd T-BAT HS25.2 (x7) w/ Solax Power Network Technology (Zhe jiang) Co Ltd X1-Hybrid-6.0-D (AS4777-2 2020) Solax M3-40-Dual | 23.2 |  |  | Solax Power Network Technology (Zhe jiang) Co Ltd | T-BAT HS25.2 | 7 | Solax Power Network Technology (Zhe jiang) Co Ltd | X1-Hybrid-6.0-D (AS4777-2 2020) | SolaX Triple Power | 2027-05-24
2025-05-19 | HBS17727 | Solax Power Network Technology (Zhe jiang) Co Ltd T-BAT HS28.8 (x8) w/ Solax Power Network Technology (Zhe jiang) Co Ltd X1-Hybrid-6.0-D (AS4777-2 2020) Solax M3-40-Dual | 26.4 |  |  | Solax Power Network Technology (Zhe jiang) Co Ltd | T-BAT HS28.8 | 8 | Solax Power Network Technology (Zhe jiang) Co Ltd | X1-Hybrid-6.0-D (AS4777-2 2020) | SolaX Triple Power | 2027-05-24
2025-05-19 | HBS17728 | Solax Power Network Technology (Zhe jiang) Co Ltd T-BAT HS7.2 (x2) w/ Solax Power Network Technology (Zhe jiang) Co Ltd X1-Hybrid-7.5-D (AS4777-2 2020) | 6.5 |  |  | Solax Power Network Technology (Zhe jiang) Co Ltd | T-BAT HS7.2 | 2 | Solax Power Network Technology (Zhe jiang) Co Ltd | X1-Hybrid-7.5-D (AS4777-2 2020) | SolaX Triple Power | 2027-05-24
2025-05-19 | HBS17729 | Solax Power Network Technology (Zhe jiang) Co Ltd T-BAT HS10.8 (x3) w/ Solax Power Network Technology (Zhe jiang) Co Ltd X1-Hybrid-7.5-D (AS4777-2 2020) | 9.9 |  |  | Solax Power Network Technology (Zhe jiang) Co Ltd | T-BAT HS10.8 | 3 | Solax Power Network Technology (Zhe jiang) Co Ltd | X1-Hybrid-7.5-D (AS4777-2 2020) | SolaX Triple Power | 2027-05-24
2025-05-19 | HBS17730 | Solax Power Network Technology (Zhe jiang) Co Ltd T-BAT HS14.4 (x4) w/ Solax Power Network Technology (Zhe jiang) Co Ltd X1-Hybrid-7.5-D (AS4777-2 2020) | 13.2 |  |  | Solax Power Network Technology (Zhe jiang) Co Ltd | T-BAT HS14.4 | 4 | Solax Power Network Technology (Zhe jiang) Co Ltd | X1-Hybrid-7.5-D (AS4777-2 2020) | SolaX Triple Power | 2027-05-24
2025-05-19 | HBS17731 | Solax Power Network Technology (Zhe jiang) Co Ltd T-BAT HS18.0 (x5) w/ Solax Power Network Technology (Zhe jiang) Co Ltd X1-Hybrid-7.5-D (AS4777-2 2020) | 16.5 |  |  | Solax Power Network Technology (Zhe jiang) Co Ltd | T-BAT HS18.0 | 5 | Solax Power Network Technology (Zhe jiang) Co Ltd | X1-Hybrid-7.5-D (AS4777-2 2020) | SolaX Triple Power | 2027-05-24
2025-05-19 | HBS17732 | Solax Power Network Technology (Zhe jiang) Co Ltd T-BAT HS21.6 (x6) w/ Solax Power Network Technology (Zhe jiang) Co Ltd X1-Hybrid-7.5-D (AS4777-2 2020) | 19.8 |  |  | Solax Power Network Technology (Zhe jiang) Co Ltd | T-BAT HS21.6 | 6 | Solax Power Network Technology (Zhe jiang) Co Ltd | X1-Hybrid-7.5-D (AS4777-2 2020) | SolaX Triple Power | 2027-05-24
2025-05-19 | HBS17733 | Solax Power Network Technology (Zhe jiang) Co Ltd T-BAT HS25.2 (x7) w/ Solax Power Network Technology (Zhe jiang) Co Ltd X1-Hybrid-7.5-D (AS4777-2 2020) | 23.2 |  |  | Solax Power Network Technology (Zhe jiang) Co Ltd | T-BAT HS25.2 | 7 | Solax Power Network Technology (Zhe jiang) Co Ltd | X1-Hybrid-7.5-D (AS4777-2 2020) | SolaX Triple Power | 2027-05-24
2025-05-19 | HBS17734 | Solax Power Network Technology (Zhe jiang) Co Ltd T-BAT HS28.8 (x8) w/ Solax Power Network Technology (Zhe jiang) Co Ltd X1-Hybrid-7.5-D (AS4777-2 2020) | 26.4 |  |  | Solax Power Network Technology (Zhe jiang) Co Ltd | T-BAT HS28.8 | 8 | Solax Power Network Technology (Zhe jiang) Co Ltd | X1-Hybrid-7.5-D (AS4777-2 2020) | SolaX Triple Power | 2027-05-24
2025-05-19 | HBS17735 | Solax Power Network Technology (Zhe jiang) Co Ltd T-BAT HS7.2 (x2) w/ Solax Power Network Technology (Zhe jiang) Co Ltd X1-Hybrid-7.5-D (AS4777-2 2020) Chint DDSU666 | 6.5 |  |  | Solax Power Network Technology (Zhe jiang) Co Ltd | T-BAT HS7.2 | 2 | Solax Power Network Technology (Zhe jiang) Co Ltd | X1-Hybrid-7.5-D (AS4777-2 2020) | SolaX Triple Power | 2027-05-24
2025-05-19 | HBS17736 | Solax Power Network Technology (Zhe jiang) Co Ltd T-BAT HS10.8 (x3) w/ Solax Power Network Technology (Zhe jiang) Co Ltd X1-Hybrid-7.5-D (AS4777-2 2020) Chint DDSU666 | 9.9 |  |  | Solax Power Network Technology (Zhe jiang) Co Ltd | T-BAT HS10.8 | 3 | Solax Power Network Technology (Zhe jiang) Co Ltd | X1-Hybrid-7.5-D (AS4777-2 2020) | SolaX Triple Power | 2027-05-24
2025-05-19 | HBS17737 | Solax Power Network Technology (Zhe jiang) Co Ltd T-BAT HS14.4 (x4) w/ Solax Power Network Technology (Zhe jiang) Co Ltd X1-Hybrid-7.5-D (AS4777-2 2020) Chint DDSU666 | 13.2 |  |  | Solax Power Network Technology (Zhe jiang) Co Ltd | T-BAT HS14.4 | 4 | Solax Power Network Technology (Zhe jiang) Co Ltd | X1-Hybrid-7.5-D (AS4777-2 2020) | SolaX Triple Power | 2027-05-24
2025-05-19 | HBS17738 | Solax Power Network Technology (Zhe jiang) Co Ltd T-BAT HS18.0 (x5) w/ Solax Power Network Technology (Zhe jiang) Co Ltd X1-Hybrid-7.5-D (AS4777-2 2020) Chint DDSU666 | 16.5 |  |  | Solax Power Network Technology (Zhe jiang) Co Ltd | T-BAT HS18.0 | 5 | Solax Power Network Technology (Zhe jiang) Co Ltd | X1-Hybrid-7.5-D (AS4777-2 2020) | SolaX Triple Power | 2027-05-24
2025-05-19 | HBS17739 | Solax Power Network Technology (Zhe jiang) Co Ltd T-BAT HS21.6 (x6) w/ Solax Power Network Technology (Zhe jiang) Co Ltd X1-Hybrid-7.5-D (AS4777-2 2020) Chint DDSU666 | 19.8 |  |  | Solax Power Network Technology (Zhe jiang) Co Ltd | T-BAT HS21.6 | 6 | Solax Power Network Technology (Zhe jiang) Co Ltd | X1-Hybrid-7.5-D (AS4777-2 2020) | SolaX Triple Power | 2027-05-24
2025-05-19 | HBS17740 | Solax Power Network Technology (Zhe jiang) Co Ltd T-BAT HS25.2 (x7) w/ Solax Power Network Technology (Zhe jiang) Co Ltd X1-Hybrid-7.5-D (AS4777-2 2020) Chint DDSU666 | 23.2 |  |  | Solax Power Network Technology (Zhe jiang) Co Ltd | T-BAT HS25.2 | 7 | Solax Power Network Technology (Zhe jiang) Co Ltd | X1-Hybrid-7.5-D (AS4777-2 2020) | SolaX Triple Power | 2027-05-24
2025-05-19 | HBS17741 | Solax Power Network Technology (Zhe jiang) Co Ltd T-BAT HS28.8 (x8) w/ Solax Power Network Technology (Zhe jiang) Co Ltd X1-Hybrid-7.5-D (AS4777-2 2020) Chint DDSU666 | 26.4 |  |  | Solax Power Network Technology (Zhe jiang) Co Ltd | T-BAT HS28.8 | 8 | Solax Power Network Technology (Zhe jiang) Co Ltd | X1-Hybrid-7.5-D (AS4777-2 2020) | SolaX Triple Power | 2027-05-24
2025-05-19 | HBS17742 | Solax Power Network Technology (Zhe jiang) Co Ltd T-BAT HS7.2 (x2) w/ Solax Power Network Technology (Zhe jiang) Co Ltd X1-Hybrid-7.5-D (AS4777-2 2020) Chint DDSU666-CT | 6.5 |  |  | Solax Power Network Technology (Zhe jiang) Co Ltd | T-BAT HS7.2 | 2 | Solax Power Network Technology (Zhe jiang) Co Ltd | X1-Hybrid-7.5-D (AS4777-2 2020) | SolaX Triple Power | 2027-05-24
2025-05-19 | HBS17743 | Solax Power Network Technology (Zhe jiang) Co Ltd T-BAT HS10.8 (x3) w/ Solax Power Network Technology (Zhe jiang) Co Ltd X1-Hybrid-7.5-D (AS4777-2 2020) Chint DDSU666-CT | 9.9 |  |  | Solax Power Network Technology (Zhe jiang) Co Ltd | T-BAT HS10.8 | 3 | Solax Power Network Technology (Zhe jiang) Co Ltd | X1-Hybrid-7.5-D (AS4777-2 2020) | SolaX Triple Power | 2027-05-24
2025-05-19 | HBS17744 | Solax Power Network Technology (Zhe jiang) Co Ltd T-BAT HS14.4 (x4) w/ Solax Power Network Technology (Zhe jiang) Co Ltd X1-Hybrid-7.5-D (AS4777-2 2020) Chint DDSU666-CT | 13.2 |  |  | Solax Power Network Technology (Zhe jiang) Co Ltd | T-BAT HS14.4 | 4 | Solax Power Network Technology (Zhe jiang) Co Ltd | X1-Hybrid-7.5-D (AS4777-2 2020) | SolaX Triple Power | 2027-05-24
2025-05-19 | HBS17745 | Solax Power Network Technology (Zhe jiang) Co Ltd T-BAT HS18.0 (x5) w/ Solax Power Network Technology (Zhe jiang) Co Ltd X1-Hybrid-7.5-D (AS4777-2 2020) Chint DDSU666-CT | 16.5 |  |  | Solax Power Network Technology (Zhe jiang) Co Ltd | T-BAT HS18.0 | 5 | Solax Power Network Technology (Zhe jiang) Co Ltd | X1-Hybrid-7.5-D (AS4777-2 2020) | SolaX Triple Power | 2027-05-24
2025-05-19 | HBS17746 | Solax Power Network Technology (Zhe jiang) Co Ltd T-BAT HS21.6 (x6) w/ Solax Power Network Technology (Zhe jiang) Co Ltd X1-Hybrid-7.5-D (AS4777-2 2020) Chint DDSU666-CT | 19.8 |  |  | Solax Power Network Technology (Zhe jiang) Co Ltd | T-BAT HS21.6 | 6 | Solax Power Network Technology (Zhe jiang) Co Ltd | X1-Hybrid-7.5-D (AS4777-2 2020) | SolaX Triple Power | 2027-05-24
2025-05-19 | HBS17747 | Solax Power Network Technology (Zhe jiang) Co Ltd T-BAT HS25.2 (x7) w/ Solax Power Network Technology (Zhe jiang) Co Ltd X1-Hybrid-7.5-D (AS4777-2 2020) Chint DDSU666-CT | 23.2 |  |  | Solax Power Network Technology (Zhe jiang) Co Ltd | T-BAT HS25.2 | 7 | Solax Power Network Technology (Zhe jiang) Co Ltd | X1-Hybrid-7.5-D (AS4777-2 2020) | SolaX Triple Power | 2027-05-24
2025-05-19 | HBS17748 | Solax Power Network Technology (Zhe jiang) Co Ltd T-BAT HS28.8 (x8) w/ Solax Power Network Technology (Zhe jiang) Co Ltd X1-Hybrid-7.5-D (AS4777-2 2020) Chint DDSU666-CT | 26.4 |  |  | Solax Power Network Technology (Zhe jiang) Co Ltd | T-BAT HS28.8 | 8 | Solax Power Network Technology (Zhe jiang) Co Ltd | X1-Hybrid-7.5-D (AS4777-2 2020) | SolaX Triple Power | 2027-05-24
2025-05-19 | HBS17749 | Solax Power Network Technology (Zhe jiang) Co Ltd T-BAT HS7.2 (x2) w/ Solax Power Network Technology (Zhe jiang) Co Ltd X1-Hybrid-7.5-D (AS4777-2 2020) Chint DTSU666 | 6.5 |  |  | Solax Power Network Technology (Zhe jiang) Co Ltd | T-BAT HS7.2 | 2 | Solax Power Network Technology (Zhe jiang) Co Ltd | X1-Hybrid-7.5-D (AS4777-2 2020) | SolaX Triple Power | 2027-05-24
2025-05-19 | HBS17750 | Solax Power Network Technology (Zhe jiang) Co Ltd T-BAT HS10.8 (x3) w/ Solax Power Network Technology (Zhe jiang) Co Ltd X1-Hybrid-7.5-D (AS4777-2 2020) Chint DTSU666 | 9.9 |  |  | Solax Power Network Technology (Zhe jiang) Co Ltd | T-BAT HS10.8 | 3 | Solax Power Network Technology (Zhe jiang) Co Ltd | X1-Hybrid-7.5-D (AS4777-2 2020) | SolaX Triple Power | 2027-05-24
2025-05-19 | HBS17751 | Solax Power Network Technology (Zhe jiang) Co Ltd T-BAT HS14.4 (x4) w/ Solax Power Network Technology (Zhe jiang) Co Ltd X1-Hybrid-7.5-D (AS4777-2 2020) Chint DTSU666 | 13.2 |  |  | Solax Power Network Technology (Zhe jiang) Co Ltd | T-BAT HS14.4 | 4 | Solax Power Network Technology (Zhe jiang) Co Ltd | X1-Hybrid-7.5-D (AS4777-2 2020) | SolaX Triple Power | 2027-05-24
2025-05-19 | HBS17752 | Solax Power Network Technology (Zhe jiang) Co Ltd T-BAT HS18.0 (x5) w/ Solax Power Network Technology (Zhe jiang) Co Ltd X1-Hybrid-7.5-D (AS4777-2 2020) Chint DTSU666 | 16.5 |  |  | Solax Power Network Technology (Zhe jiang) Co Ltd | T-BAT HS18.0 | 5 | Solax Power Network Technology (Zhe jiang) Co Ltd | X1-Hybrid-7.5-D (AS4777-2 2020) | SolaX Triple Power | 2027-05-24
2025-05-19 | HBS17753 | Solax Power Network Technology (Zhe jiang) Co Ltd T-BAT HS21.6 (x6) w/ Solax Power Network Technology (Zhe jiang) Co Ltd X1-Hybrid-7.5-D (AS4777-2 2020) Chint DTSU666 | 19.8 |  |  | Solax Power Network Technology (Zhe jiang) Co Ltd | T-BAT HS21.6 | 6 | Solax Power Network Technology (Zhe jiang) Co Ltd | X1-Hybrid-7.5-D (AS4777-2 2020) | SolaX Triple Power | 2027-05-24
2025-05-19 | HBS17754 | Solax Power Network Technology (Zhe jiang) Co Ltd T-BAT HS25.2 (x7) w/ Solax Power Network Technology (Zhe jiang) Co Ltd X1-Hybrid-7.5-D (AS4777-2 2020) Chint DTSU666 | 23.2 |  |  | Solax Power Network Technology (Zhe jiang) Co Ltd | T-BAT HS25.2 | 7 | Solax Power Network Technology (Zhe jiang) Co Ltd | X1-Hybrid-7.5-D (AS4777-2 2020) | SolaX Triple Power | 2027-05-24
2025-05-19 | HBS17755 | Solax Power Network Technology (Zhe jiang) Co Ltd T-BAT HS28.8 (x8) w/ Solax Power Network Technology (Zhe jiang) Co Ltd X1-Hybrid-7.5-D (AS4777-2 2020) Chint DTSU666 | 26.4 |  |  | Solax Power Network Technology (Zhe jiang) Co Ltd | T-BAT HS28.8 | 8 | Solax Power Network Technology (Zhe jiang) Co Ltd | X1-Hybrid-7.5-D (AS4777-2 2020) | SolaX Triple Power | 2027-05-24
2025-05-19 | HBS17756 | Solax Power Network Technology (Zhe jiang) Co Ltd T-BAT HS7.2 (x2) w/ Solax Power Network Technology (Zhe jiang) Co Ltd X1-Hybrid-7.5-D (AS4777-2 2020) Chint DTSU666-CT | 6.5 |  |  | Solax Power Network Technology (Zhe jiang) Co Ltd | T-BAT HS7.2 | 2 | Solax Power Network Technology (Zhe jiang) Co Ltd | X1-Hybrid-7.5-D (AS4777-2 2020) | SolaX Triple Power | 2027-05-24
2025-05-19 | HBS17757 | Solax Power Network Technology (Zhe jiang) Co Ltd T-BAT HS10.8 (x3) w/ Solax Power Network Technology (Zhe jiang) Co Ltd X1-Hybrid-7.5-D (AS4777-2 2020) Chint DTSU666-CT | 9.9 |  |  | Solax Power Network Technology (Zhe jiang) Co Ltd | T-BAT HS10.8 | 3 | Solax Power Network Technology (Zhe jiang) Co Ltd | X1-Hybrid-7.5-D (AS4777-2 2020) | SolaX Triple Power | 2027-05-24
2025-05-19 | HBS17758 | Solax Power Network Technology (Zhe jiang) Co Ltd T-BAT HS14.4 (x4) w/ Solax Power Network Technology (Zhe jiang) Co Ltd X1-Hybrid-7.5-D (AS4777-2 2020) Chint DTSU666-CT | 13.2 |  |  | Solax Power Network Technology (Zhe jiang) Co Ltd | T-BAT HS14.4 | 4 | Solax Power Network Technology (Zhe jiang) Co Ltd | X1-Hybrid-7.5-D (AS4777-2 2020) | SolaX Triple Power | 2027-05-24
2025-05-19 | HBS17759 | Solax Power Network Technology (Zhe jiang) Co Ltd T-BAT HS18.0 (x5) w/ Solax Power Network Technology (Zhe jiang) Co Ltd X1-Hybrid-7.5-D (AS4777-2 2020) Chint DTSU666-CT | 16.5 |  |  | Solax Power Network Technology (Zhe jiang) Co Ltd | T-BAT HS18.0 | 5 | Solax Power Network Technology (Zhe jiang) Co Ltd | X1-Hybrid-7.5-D (AS4777-2 2020) | SolaX Triple Power | 2027-05-24
2025-05-19 | HBS17760 | Solax Power Network Technology (Zhe jiang) Co Ltd T-BAT HS21.6 (x6) w/ Solax Power Network Technology (Zhe jiang) Co Ltd X1-Hybrid-7.5-D (AS4777-2 2020) Chint DTSU666-CT | 19.8 |  |  | Solax Power Network Technology (Zhe jiang) Co Ltd | T-BAT HS21.6 | 6 | Solax Power Network Technology (Zhe jiang) Co Ltd | X1-Hybrid-7.5-D (AS4777-2 2020) | SolaX Triple Power | 2027-05-24
2025-05-19 | HBS17761 | Solax Power Network Technology (Zhe jiang) Co Ltd T-BAT HS25.2 (x7) w/ Solax Power Network Technology (Zhe jiang) Co Ltd X1-Hybrid-7.5-D (AS4777-2 2020) Chint DTSU666-CT | 23.2 |  |  | Solax Power Network Technology (Zhe jiang) Co Ltd | T-BAT HS25.2 | 7 | Solax Power Network Technology (Zhe jiang) Co Ltd | X1-Hybrid-7.5-D (AS4777-2 2020) | SolaX Triple Power | 2027-05-24
2025-05-19 | HBS17762 | Solax Power Network Technology (Zhe jiang) Co Ltd T-BAT HS28.8 (x8) w/ Solax Power Network Technology (Zhe jiang) Co Ltd X1-Hybrid-7.5-D (AS4777-2 2020) Chint DTSU666-CT | 26.4 |  |  | Solax Power Network Technology (Zhe jiang) Co Ltd | T-BAT HS28.8 | 8 | Solax Power Network Technology (Zhe jiang) Co Ltd | X1-Hybrid-7.5-D (AS4777-2 2020) | SolaX Triple Power | 2027-05-24
2025-05-19 | HBS17763 | Solax Power Network Technology (Zhe jiang) Co Ltd T-BAT HS7.2 (x2) w/ Solax Power Network Technology (Zhe jiang) Co Ltd X1-Hybrid-7.5-D (AS4777-2 2020) Reposit Power Reposit V4 Controller | 6.5 |  |  | Solax Power Network Technology (Zhe jiang) Co Ltd | T-BAT HS7.2 | 2 | Solax Power Network Technology (Zhe jiang) Co Ltd | X1-Hybrid-7.5-D (AS4777-2 2020) | SolaX Triple Power | 2027-05-24
2025-05-19 | HBS17764 | Solax Power Network Technology (Zhe jiang) Co Ltd T-BAT HS10.8 (x3) w/ Solax Power Network Technology (Zhe jiang) Co Ltd X1-Hybrid-7.5-D (AS4777-2 2020) Reposit Power Reposit V4 Controller | 9.9 |  |  | Solax Power Network Technology (Zhe jiang) Co Ltd | T-BAT HS10.8 | 3 | Solax Power Network Technology (Zhe jiang) Co Ltd | X1-Hybrid-7.5-D (AS4777-2 2020) | SolaX Triple Power | 2027-05-24
2025-05-19 | HBS17765 | Solax Power Network Technology (Zhe jiang) Co Ltd T-BAT HS14.4 (x4) w/ Solax Power Network Technology (Zhe jiang) Co Ltd X1-Hybrid-7.5-D (AS4777-2 2020) Reposit Power Reposit V4 Controller | 13.2 |  |  | Solax Power Network Technology (Zhe jiang) Co Ltd | T-BAT HS14.4 | 4 | Solax Power Network Technology (Zhe jiang) Co Ltd | X1-Hybrid-7.5-D (AS4777-2 2020) | SolaX Triple Power | 2027-05-24
2025-05-19 | HBS17766 | Solax Power Network Technology (Zhe jiang) Co Ltd T-BAT HS18.0 (x5) w/ Solax Power Network Technology (Zhe jiang) Co Ltd X1-Hybrid-7.5-D (AS4777-2 2020) Reposit Power Reposit V4 Controller | 16.5 |  |  | Solax Power Network Technology (Zhe jiang) Co Ltd | T-BAT HS18.0 | 5 | Solax Power Network Technology (Zhe jiang) Co Ltd | X1-Hybrid-7.5-D (AS4777-2 2020) | SolaX Triple Power | 2027-05-24
2025-05-19 | HBS17767 | Solax Power Network Technology (Zhe jiang) Co Ltd T-BAT HS21.6 (x6) w/ Solax Power Network Technology (Zhe jiang) Co Ltd X1-Hybrid-7.5-D (AS4777-2 2020) Reposit Power Reposit V4 Controller | 19.8 |  |  | Solax Power Network Technology (Zhe jiang) Co Ltd | T-BAT HS21.6 | 6 | Solax Power Network Technology (Zhe jiang) Co Ltd | X1-Hybrid-7.5-D (AS4777-2 2020) | SolaX Triple Power | 2027-05-24
2025-05-19 | HBS17768 | Solax Power Network Technology (Zhe jiang) Co Ltd T-BAT HS25.2 (x7) w/ Solax Power Network Technology (Zhe jiang) Co Ltd X1-Hybrid-7.5-D (AS4777-2 2020) Reposit Power Reposit V4 Controller | 23.2 |  |  | Solax Power Network Technology (Zhe jiang) Co Ltd | T-BAT HS25.2 | 7 | Solax Power Network Technology (Zhe jiang) Co Ltd | X1-Hybrid-7.5-D (AS4777-2 2020) | SolaX Triple Power | 2027-05-24
2025-05-19 | HBS17769 | Solax Power Network Technology (Zhe jiang) Co Ltd T-BAT HS28.8 (x8) w/ Solax Power Network Technology (Zhe jiang) Co Ltd X1-Hybrid-7.5-D (AS4777-2 2020) Reposit Power Reposit V4 Controller | 26.4 |  |  | Solax Power Network Technology (Zhe jiang) Co Ltd | T-BAT HS28.8 | 8 | Solax Power Network Technology (Zhe jiang) Co Ltd | X1-Hybrid-7.5-D (AS4777-2 2020) | SolaX Triple Power | 2027-05-24
2025-05-19 | HBS17770 | Solax Power Network Technology (Zhe jiang) Co Ltd T-BAT HS7.2 (x2) w/ Solax Power Network Technology (Zhe jiang) Co Ltd X1-Hybrid-7.5-D (AS4777-2 2020) Solax M1-40 | 6.5 |  |  | Solax Power Network Technology (Zhe jiang) Co Ltd | T-BAT HS7.2 | 2 | Solax Power Network Technology (Zhe jiang) Co Ltd | X1-Hybrid-7.5-D (AS4777-2 2020) | SolaX Triple Power | 2027-05-24
2025-05-19 | HBS17771 | Solax Power Network Technology (Zhe jiang) Co Ltd T-BAT HS10.8 (x3) w/ Solax Power Network Technology (Zhe jiang) Co Ltd X1-Hybrid-7.5-D (AS4777-2 2020) Solax M1-40 | 9.9 |  |  | Solax Power Network Technology (Zhe jiang) Co Ltd | T-BAT HS10.8 | 3 | Solax Power Network Technology (Zhe jiang) Co Ltd | X1-Hybrid-7.5-D (AS4777-2 2020) | SolaX Triple Power | 2027-05-24
2025-05-19 | HBS17772 | Solax Power Network Technology (Zhe jiang) Co Ltd T-BAT HS14.4 (x4) w/ Solax Power Network Technology (Zhe jiang) Co Ltd X1-Hybrid-7.5-D (AS4777-2 2020) Solax M1-40 | 13.2 |  |  | Solax Power Network Technology (Zhe jiang) Co Ltd | T-BAT HS14.4 | 4 | Solax Power Network Technology (Zhe jiang) Co Ltd | X1-Hybrid-7.5-D (AS4777-2 2020) | SolaX Triple Power | 2027-05-24
2025-05-19 | HBS17773 | Solax Power Network Technology (Zhe jiang) Co Ltd T-BAT HS18.0 (x5) w/ Solax Power Network Technology (Zhe jiang) Co Ltd X1-Hybrid-7.5-D (AS4777-2 2020) Solax M1-40 | 16.5 |  |  | Solax Power Network Technology (Zhe jiang) Co Ltd | T-BAT HS18.0 | 5 | Solax Power Network Technology (Zhe jiang) Co Ltd | X1-Hybrid-7.5-D (AS4777-2 2020) | SolaX Triple Power | 2027-05-24
2025-05-19 | HBS17774 | Solax Power Network Technology (Zhe jiang) Co Ltd T-BAT HS21.6 (x6) w/ Solax Power Network Technology (Zhe jiang) Co Ltd X1-Hybrid-7.5-D (AS4777-2 2020) Solax M1-40 | 19.8 |  |  | Solax Power Network Technology (Zhe jiang) Co Ltd | T-BAT HS21.6 | 6 | Solax Power Network Technology (Zhe jiang) Co Ltd | X1-Hybrid-7.5-D (AS4777-2 2020) | SolaX Triple Power | 2027-05-24
2025-05-19 | HBS17775 | Solax Power Network Technology (Zhe jiang) Co Ltd T-BAT HS25.2 (x7) w/ Solax Power Network Technology (Zhe jiang) Co Ltd X1-Hybrid-7.5-D (AS4777-2 2020) Solax M1-40 | 23.2 |  |  | Solax Power Network Technology (Zhe jiang) Co Ltd | T-BAT HS25.2 | 7 | Solax Power Network Technology (Zhe jiang) Co Ltd | X1-Hybrid-7.5-D (AS4777-2 2020) | SolaX Triple Power | 2027-05-24
2025-05-19 | HBS17776 | Solax Power Network Technology (Zhe jiang) Co Ltd T-BAT HS28.8 (x8) w/ Solax Power Network Technology (Zhe jiang) Co Ltd X1-Hybrid-7.5-D (AS4777-2 2020) Solax M1-40 | 26.4 |  |  | Solax Power Network Technology (Zhe jiang) Co Ltd | T-BAT HS28.8 | 8 | Solax Power Network Technology (Zhe jiang) Co Ltd | X1-Hybrid-7.5-D (AS4777-2 2020) | SolaX Triple Power | 2027-05-24
2025-05-19 | HBS17777 | Solax Power Network Technology (Zhe jiang) Co Ltd T-BAT HS7.2 (x2) w/ Solax Power Network Technology (Zhe jiang) Co Ltd X1-Hybrid-7.5-D (AS4777-2 2020) Solax M3-40 | 6.5 |  |  | Solax Power Network Technology (Zhe jiang) Co Ltd | T-BAT HS7.2 | 2 | Solax Power Network Technology (Zhe jiang) Co Ltd | X1-Hybrid-7.5-D (AS4777-2 2020) | SolaX Triple Power | 2027-05-24
2025-05-19 | HBS17778 | Solax Power Network Technology (Zhe jiang) Co Ltd T-BAT HS10.8 (x3) w/ Solax Power Network Technology (Zhe jiang) Co Ltd X1-Hybrid-7.5-D (AS4777-2 2020) Solax M3-40 | 9.9 |  |  | Solax Power Network Technology (Zhe jiang) Co Ltd | T-BAT HS10.8 | 3 | Solax Power Network Technology (Zhe jiang) Co Ltd | X1-Hybrid-7.5-D (AS4777-2 2020) | SolaX Triple Power | 2027-05-24
2025-05-19 | HBS17779 | Solax Power Network Technology (Zhe jiang) Co Ltd T-BAT HS14.4 (x4) w/ Solax Power Network Technology (Zhe jiang) Co Ltd X1-Hybrid-7.5-D (AS4777-2 2020) Solax M3-40 | 13.2 |  |  | Solax Power Network Technology (Zhe jiang) Co Ltd | T-BAT HS14.4 | 4 | Solax Power Network Technology (Zhe jiang) Co Ltd | X1-Hybrid-7.5-D (AS4777-2 2020) | SolaX Triple Power | 2027-05-24
2025-05-19 | HBS17780 | Solax Power Network Technology (Zhe jiang) Co Ltd T-BAT HS18.0 (x5) w/ Solax Power Network Technology (Zhe jiang) Co Ltd X1-Hybrid-7.5-D (AS4777-2 2020) Solax M3-40 | 16.5 |  |  | Solax Power Network Technology (Zhe jiang) Co Ltd | T-BAT HS18.0 | 5 | Solax Power Network Technology (Zhe jiang) Co Ltd | X1-Hybrid-7.5-D (AS4777-2 2020) | SolaX Triple Power | 2027-05-24
2025-05-19 | HBS17781 | Solax Power Network Technology (Zhe jiang) Co Ltd T-BAT HS21.6 (x6) w/ Solax Power Network Technology (Zhe jiang) Co Ltd X1-Hybrid-7.5-D (AS4777-2 2020) Solax M3-40 | 19.8 |  |  | Solax Power Network Technology (Zhe jiang) Co Ltd | T-BAT HS21.6 | 6 | Solax Power Network Technology (Zhe jiang) Co Ltd | X1-Hybrid-7.5-D (AS4777-2 2020) | SolaX Triple Power | 2027-05-24
2025-05-19 | HBS17782 | Solax Power Network Technology (Zhe jiang) Co Ltd T-BAT HS25.2 (x7) w/ Solax Power Network Technology (Zhe jiang) Co Ltd X1-Hybrid-7.5-D (AS4777-2 2020) Solax M3-40 | 23.2 |  |  | Solax Power Network Technology (Zhe jiang) Co Ltd | T-BAT HS25.2 | 7 | Solax Power Network Technology (Zhe jiang) Co Ltd | X1-Hybrid-7.5-D (AS4777-2 2020) | SolaX Triple Power | 2027-05-24
2025-05-19 | HBS17783 | Solax Power Network Technology (Zhe jiang) Co Ltd T-BAT HS28.8 (x8) w/ Solax Power Network Technology (Zhe jiang) Co Ltd X1-Hybrid-7.5-D (AS4777-2 2020) Solax M3-40 | 26.4 |  |  | Solax Power Network Technology (Zhe jiang) Co Ltd | T-BAT HS28.8 | 8 | Solax Power Network Technology (Zhe jiang) Co Ltd | X1-Hybrid-7.5-D (AS4777-2 2020) | SolaX Triple Power | 2027-05-24
2025-05-19 | HBS17784 | Solax Power Network Technology (Zhe jiang) Co Ltd T-BAT HS7.2 (x2) w/ Solax Power Network Technology (Zhe jiang) Co Ltd X1-Hybrid-7.5-D (AS4777-2 2020) Solax M3-40-Dual | 6.5 |  |  | Solax Power Network Technology (Zhe jiang) Co Ltd | T-BAT HS7.2 | 2 | Solax Power Network Technology (Zhe jiang) Co Ltd | X1-Hybrid-7.5-D (AS4777-2 2020) | SolaX Triple Power | 2027-05-24
2025-05-19 | HBS17785 | Solax Power Network Technology (Zhe jiang) Co Ltd T-BAT HS10.8 (x3) w/ Solax Power Network Technology (Zhe jiang) Co Ltd X1-Hybrid-7.5-D (AS4777-2 2020) Solax M3-40-Dual | 9.9 |  |  | Solax Power Network Technology (Zhe jiang) Co Ltd | T-BAT HS10.8 | 3 | Solax Power Network Technology (Zhe jiang) Co Ltd | X1-Hybrid-7.5-D (AS4777-2 2020) | SolaX Triple Power | 2027-05-24
2025-05-19 | HBS17786 | Solax Power Network Technology (Zhe jiang) Co Ltd T-BAT HS14.4 (x4) w/ Solax Power Network Technology (Zhe jiang) Co Ltd X1-Hybrid-7.5-D (AS4777-2 2020) Solax M3-40-Dual | 13.2 |  |  | Solax Power Network Technology (Zhe jiang) Co Ltd | T-BAT HS14.4 | 4 | Solax Power Network Technology (Zhe jiang) Co Ltd | X1-Hybrid-7.5-D (AS4777-2 2020) | SolaX Triple Power | 2027-05-24
2025-05-19 | HBS17787 | Solax Power Network Technology (Zhe jiang) Co Ltd T-BAT HS18.0 (x5) w/ Solax Power Network Technology (Zhe jiang) Co Ltd X1-Hybrid-7.5-D (AS4777-2 2020) Solax M3-40-Dual | 16.5 |  |  | Solax Power Network Technology (Zhe jiang) Co Ltd | T-BAT HS18.0 | 5 | Solax Power Network Technology (Zhe jiang) Co Ltd | X1-Hybrid-7.5-D (AS4777-2 2020) | SolaX Triple Power | 2027-05-24
2025-05-19 | HBS17788 | Solax Power Network Technology (Zhe jiang) Co Ltd T-BAT HS21.6 (x6) w/ Solax Power Network Technology (Zhe jiang) Co Ltd X1-Hybrid-7.5-D (AS4777-2 2020) Solax M3-40-Dual | 19.8 |  |  | Solax Power Network Technology (Zhe jiang) Co Ltd | T-BAT HS21.6 | 6 | Solax Power Network Technology (Zhe jiang) Co Ltd | X1-Hybrid-7.5-D (AS4777-2 2020) | SolaX Triple Power | 2027-05-24
2025-05-19 | HBS17789 | Solax Power Network Technology (Zhe jiang) Co Ltd T-BAT HS25.2 (x7) w/ Solax Power Network Technology (Zhe jiang) Co Ltd X1-Hybrid-7.5-D (AS4777-2 2020) Solax M3-40-Dual | 23.2 |  |  | Solax Power Network Technology (Zhe jiang) Co Ltd | T-BAT HS25.2 | 7 | Solax Power Network Technology (Zhe jiang) Co Ltd | X1-Hybrid-7.5-D (AS4777-2 2020) | SolaX Triple Power | 2027-05-24
2025-05-19 | HBS17790 | Solax Power Network Technology (Zhe jiang) Co Ltd T-BAT HS28.8 (x8) w/ Solax Power Network Technology (Zhe jiang) Co Ltd X1-Hybrid-7.5-D (AS4777-2 2020) Solax M3-40-Dual | 26.4 |  |  | Solax Power Network Technology (Zhe jiang) Co Ltd | T-BAT HS28.8 | 8 | Solax Power Network Technology (Zhe jiang) Co Ltd | X1-Hybrid-7.5-D (AS4777-2 2020) | SolaX Triple Power | 2027-05-24
2025-05-19 | HBS18331 | Solax Power Network Technology (Zhe jiang) Co Ltd T-BAT HS 10 (x1) w/ Solax Power Network Technology (Zhe jiang) Co Ltd X3-IES-5K (AS4777-2 2020) | 9.2 |  |  | Solax Power Network Technology (Zhe jiang) Co Ltd | T-BAT HS 10 | 1 | Solax Power Network Technology (Zhe jiang) Co Ltd | X3-IES-5K (AS4777-2 2020) | SolaX Triple Power | 2027-10-10
2025-05-19 | HBS18332 | Solax Power Network Technology (Zhe jiang) Co Ltd T-BAT HS 15 (x1) w/ Solax Power Network Technology (Zhe jiang) Co Ltd X3-IES-5K (AS4777-2 2020) | 13.8 |  |  | Solax Power Network Technology (Zhe jiang) Co Ltd | T-BAT HS 15 | 1 | Solax Power Network Technology (Zhe jiang) Co Ltd | X3-IES-5K (AS4777-2 2020) | SolaX Triple Power | 2027-10-10
2025-05-19 | HBS18333 | Solax Power Network Technology (Zhe jiang) Co Ltd T-BAT HS 20 (x1) w/ Solax Power Network Technology (Zhe jiang) Co Ltd X3-IES-5K (AS4777-2 2020) | 18.4 |  |  | Solax Power Network Technology (Zhe jiang) Co Ltd | T-BAT HS 20 | 1 | Solax Power Network Technology (Zhe jiang) Co Ltd | X3-IES-5K (AS4777-2 2020) | SolaX Triple Power | 2027-10-10
2025-05-19 | HBS18334 | Solax Power Network Technology (Zhe jiang) Co Ltd T-BAT HS 25 (x1) w/ Solax Power Network Technology (Zhe jiang) Co Ltd X3-IES-5K (AS4777-2 2020) | 23 |  |  | Solax Power Network Technology (Zhe jiang) Co Ltd | T-BAT HS 25 | 1 | Solax Power Network Technology (Zhe jiang) Co Ltd | X3-IES-5K (AS4777-2 2020) | SolaX Triple Power | 2027-10-10
2025-05-19 | HBS18335 | Solax Power Network Technology (Zhe jiang) Co Ltd T-BAT HS 30 (x1) w/ Solax Power Network Technology (Zhe jiang) Co Ltd X3-IES-5K (AS4777-2 2020) | 27.6 |  |  | Solax Power Network Technology (Zhe jiang) Co Ltd | T-BAT HS 30 | 1 | Solax Power Network Technology (Zhe jiang) Co Ltd | X3-IES-5K (AS4777-2 2020) | SolaX Triple Power | 2027-10-10
2025-05-19 | HBS18336 | Solax Power Network Technology (Zhe jiang) Co Ltd T-BAT HS 10 (x1) w/ Solax Power Network Technology (Zhe jiang) Co Ltd X3-IES-5K (AS4777-2 2020) Chint DTSU666 | 9.2 |  |  | Solax Power Network Technology (Zhe jiang) Co Ltd | T-BAT HS 10 | 1 | Solax Power Network Technology (Zhe jiang) Co Ltd | X3-IES-5K (AS4777-2 2020) | SolaX Triple Power | 2027-10-10
2025-05-19 | HBS18337 | Solax Power Network Technology (Zhe jiang) Co Ltd T-BAT HS 15 (x1) w/ Solax Power Network Technology (Zhe jiang) Co Ltd X3-IES-5K (AS4777-2 2020) Chint DTSU666 | 13.8 |  |  | Solax Power Network Technology (Zhe jiang) Co Ltd | T-BAT HS 15 | 1 | Solax Power Network Technology (Zhe jiang) Co Ltd | X3-IES-5K (AS4777-2 2020) | SolaX Triple Power | 2027-10-10
2025-05-19 | HBS18338 | Solax Power Network Technology (Zhe jiang) Co Ltd T-BAT HS 20 (x1) w/ Solax Power Network Technology (Zhe jiang) Co Ltd X3-IES-5K (AS4777-2 2020) Chint DTSU666 | 18.4 |  |  | Solax Power Network Technology (Zhe jiang) Co Ltd | T-BAT HS 20 | 1 | Solax Power Network Technology (Zhe jiang) Co Ltd | X3-IES-5K (AS4777-2 2020) | SolaX Triple Power | 2027-10-10
2025-05-19 | HBS18339 | Solax Power Network Technology (Zhe jiang) Co Ltd T-BAT HS 25 (x1) w/ Solax Power Network Technology (Zhe jiang) Co Ltd X3-IES-5K (AS4777-2 2020) Chint DTSU666 | 23 |  |  | Solax Power Network Technology (Zhe jiang) Co Ltd | T-BAT HS 25 | 1 | Solax Power Network Technology (Zhe jiang) Co Ltd | X3-IES-5K (AS4777-2 2020) | SolaX Triple Power | 2027-10-10
2025-05-19 | HBS18340 | Solax Power Network Technology (Zhe jiang) Co Ltd T-BAT HS 30 (x1) w/ Solax Power Network Technology (Zhe jiang) Co Ltd X3-IES-5K (AS4777-2 2020) Chint DTSU666 | 27.6 |  |  | Solax Power Network Technology (Zhe jiang) Co Ltd | T-BAT HS 30 | 1 | Solax Power Network Technology (Zhe jiang) Co Ltd | X3-IES-5K (AS4777-2 2020) | SolaX Triple Power | 2027-10-10
2025-05-19 | HBS18341 | Solax Power Network Technology (Zhe jiang) Co Ltd T-BAT HS 10 (x1) w/ Solax Power Network Technology (Zhe jiang) Co Ltd X3-IES-5K (AS4777-2 2020) Chint DTSU666-CT | 9.2 |  |  | Solax Power Network Technology (Zhe jiang) Co Ltd | T-BAT HS 10 | 1 | Solax Power Network Technology (Zhe jiang) Co Ltd | X3-IES-5K (AS4777-2 2020) | SolaX Triple Power | 2027-10-10
2025-05-19 | HBS18342 | Solax Power Network Technology (Zhe jiang) Co Ltd T-BAT HS 15 (x1) w/ Solax Power Network Technology (Zhe jiang) Co Ltd X3-IES-5K (AS4777-2 2020) Chint DTSU666-CT | 13.8 |  |  | Solax Power Network Technology (Zhe jiang) Co Ltd | T-BAT HS 15 | 1 | Solax Power Network Technology (Zhe jiang) Co Ltd | X3-IES-5K (AS4777-2 2020) | SolaX Triple Power | 2027-10-10
2025-05-19 | HBS18343 | Solax Power Network Technology (Zhe jiang) Co Ltd T-BAT HS 20 (x1) w/ Solax Power Network Technology (Zhe jiang) Co Ltd X3-IES-5K (AS4777-2 2020) Chint DTSU666-CT | 18.4 |  |  | Solax Power Network Technology (Zhe jiang) Co Ltd | T-BAT HS 20 | 1 | Solax Power Network Technology (Zhe jiang) Co Ltd | X3-IES-5K (AS4777-2 2020) | SolaX Triple Power | 2027-10-10
2025-05-19 | HBS18344 | Solax Power Network Technology (Zhe jiang) Co Ltd T-BAT HS 25 (x1) w/ Solax Power Network Technology (Zhe jiang) Co Ltd X3-IES-5K (AS4777-2 2020) Chint DTSU666-CT | 23 |  |  | Solax Power Network Technology (Zhe jiang) Co Ltd | T-BAT HS 25 | 1 | Solax Power Network Technology (Zhe jiang) Co Ltd | X3-IES-5K (AS4777-2 2020) | SolaX Triple Power | 2027-10-10
2025-05-19 | HBS18345 | Solax Power Network Technology (Zhe jiang) Co Ltd T-BAT HS 30 (x1) w/ Solax Power Network Technology (Zhe jiang) Co Ltd X3-IES-5K (AS4777-2 2020) Chint DTSU666-CT | 27.6 |  |  | Solax Power Network Technology (Zhe jiang) Co Ltd | T-BAT HS 30 | 1 | Solax Power Network Technology (Zhe jiang) Co Ltd | X3-IES-5K (AS4777-2 2020) | SolaX Triple Power | 2027-10-10
2025-05-19 | HBS18346 | Solax Power Network Technology (Zhe jiang) Co Ltd T-BAT HS 10 (x1) w/ Solax Power Network Technology (Zhe jiang) Co Ltd X3-IES-5K (AS4777-2 2020) Solax M3-40 | 9.2 |  |  | Solax Power Network Technology (Zhe jiang) Co Ltd | T-BAT HS 10 | 1 | Solax Power Network Technology (Zhe jiang) Co Ltd | X3-IES-5K (AS4777-2 2020) | SolaX Triple Power | 2027-10-10
2025-05-19 | HBS18347 | Solax Power Network Technology (Zhe jiang) Co Ltd T-BAT HS 15 (x1) w/ Solax Power Network Technology (Zhe jiang) Co Ltd X3-IES-5K (AS4777-2 2020) Solax M3-40 | 13.8 |  |  | Solax Power Network Technology (Zhe jiang) Co Ltd | T-BAT HS 15 | 1 | Solax Power Network Technology (Zhe jiang) Co Ltd | X3-IES-5K (AS4777-2 2020) | SolaX Triple Power | 2027-10-10
2025-05-19 | HBS18348 | Solax Power Network Technology (Zhe jiang) Co Ltd T-BAT HS 20 (x1) w/ Solax Power Network Technology (Zhe jiang) Co Ltd X3-IES-5K (AS4777-2 2020) Solax M3-40 | 18.4 |  |  | Solax Power Network Technology (Zhe jiang) Co Ltd | T-BAT HS 20 | 1 | Solax Power Network Technology (Zhe jiang) Co Ltd | X3-IES-5K (AS4777-2 2020) | SolaX Triple Power | 2027-10-10
2025-05-19 | HBS18349 | Solax Power Network Technology (Zhe jiang) Co Ltd T-BAT HS 25 (x1) w/ Solax Power Network Technology (Zhe jiang) Co Ltd X3-IES-5K (AS4777-2 2020) Solax M3-40 | 23 |  |  | Solax Power Network Technology (Zhe jiang) Co Ltd | T-BAT HS 25 | 1 | Solax Power Network Technology (Zhe jiang) Co Ltd | X3-IES-5K (AS4777-2 2020) | SolaX Triple Power | 2027-10-10
2025-05-19 | HBS18350 | Solax Power Network Technology (Zhe jiang) Co Ltd T-BAT HS 30 (x1) w/ Solax Power Network Technology (Zhe jiang) Co Ltd X3-IES-5K (AS4777-2 2020) Solax M3-40 | 27.6 |  |  | Solax Power Network Technology (Zhe jiang) Co Ltd | T-BAT HS 30 | 1 | Solax Power Network Technology (Zhe jiang) Co Ltd | X3-IES-5K (AS4777-2 2020) | SolaX Triple Power | 2027-10-10
2025-05-19 | HBS18351 | Solax Power Network Technology (Zhe jiang) Co Ltd T-BAT HS 10 (x1) w/ Solax Power Network Technology (Zhe jiang) Co Ltd X3-IES-5K (AS4777-2 2020) Solax M3-40-Dual | 9.2 |  |  | Solax Power Network Technology (Zhe jiang) Co Ltd | T-BAT HS 10 | 1 | Solax Power Network Technology (Zhe jiang) Co Ltd | X3-IES-5K (AS4777-2 2020) | SolaX Triple Power | 2027-10-10
2025-05-19 | HBS18352 | Solax Power Network Technology (Zhe jiang) Co Ltd T-BAT HS 15 (x1) w/ Solax Power Network Technology (Zhe jiang) Co Ltd X3-IES-5K (AS4777-2 2020) Solax M3-40-Dual | 13.8 |  |  | Solax Power Network Technology (Zhe jiang) Co Ltd | T-BAT HS 15 | 1 | Solax Power Network Technology (Zhe jiang) Co Ltd | X3-IES-5K (AS4777-2 2020) | SolaX Triple Power | 2027-10-10
2025-05-19 | HBS18353 | Solax Power Network Technology (Zhe jiang) Co Ltd T-BAT HS 20 (x1) w/ Solax Power Network Technology (Zhe jiang) Co Ltd X3-IES-5K (AS4777-2 2020) Solax M3-40-Dual | 18.4 |  |  | Solax Power Network Technology (Zhe jiang) Co Ltd | T-BAT HS 20 | 1 | Solax Power Network Technology (Zhe jiang) Co Ltd | X3-IES-5K (AS4777-2 2020) | SolaX Triple Power | 2027-10-10
2025-05-19 | HBS18354 | Solax Power Network Technology (Zhe jiang) Co Ltd T-BAT HS 25 (x1) w/ Solax Power Network Technology (Zhe jiang) Co Ltd X3-IES-5K (AS4777-2 2020) Solax M3-40-Dual | 23 |  |  | Solax Power Network Technology (Zhe jiang) Co Ltd | T-BAT HS 25 | 1 | Solax Power Network Technology (Zhe jiang) Co Ltd | X3-IES-5K (AS4777-2 2020) | SolaX Triple Power | 2027-10-10
2025-05-19 | HBS18355 | Solax Power Network Technology (Zhe jiang) Co Ltd T-BAT HS 30 (x1) w/ Solax Power Network Technology (Zhe jiang) Co Ltd X3-IES-5K (AS4777-2 2020) Solax M3-40-Dual | 27.6 |  |  | Solax Power Network Technology (Zhe jiang) Co Ltd | T-BAT HS 30 | 1 | Solax Power Network Technology (Zhe jiang) Co Ltd | X3-IES-5K (AS4777-2 2020) | SolaX Triple Power | 2027-10-10
2025-05-19 | HBS18356 | Solax Power Network Technology (Zhe jiang) Co Ltd T-BAT HS 10 (x1) w/ Solax Power Network Technology (Zhe jiang) Co Ltd X3-IES-6K (AS4777-2 2020) | 9.2 |  |  | Solax Power Network Technology (Zhe jiang) Co Ltd | T-BAT HS 10 | 1 | Solax Power Network Technology (Zhe jiang) Co Ltd | X3-IES-6K (AS4777-2 2020) | SolaX Triple Power | 2027-10-10
2025-05-19 | HBS18357 | Solax Power Network Technology (Zhe jiang) Co Ltd T-BAT HS 15 (x1) w/ Solax Power Network Technology (Zhe jiang) Co Ltd X3-IES-6K (AS4777-2 2020) | 13.8 |  |  | Solax Power Network Technology (Zhe jiang) Co Ltd | T-BAT HS 15 | 1 | Solax Power Network Technology (Zhe jiang) Co Ltd | X3-IES-6K (AS4777-2 2020) | SolaX Triple Power | 2027-10-10
2025-05-19 | HBS18358 | Solax Power Network Technology (Zhe jiang) Co Ltd T-BAT HS 20 (x1) w/ Solax Power Network Technology (Zhe jiang) Co Ltd X3-IES-6K (AS4777-2 2020) | 18.4 |  |  | Solax Power Network Technology (Zhe jiang) Co Ltd | T-BAT HS 20 | 1 | Solax Power Network Technology (Zhe jiang) Co Ltd | X3-IES-6K (AS4777-2 2020) | SolaX Triple Power | 2027-10-10
2025-05-19 | HBS18359 | Solax Power Network Technology (Zhe jiang) Co Ltd T-BAT HS 25 (x1) w/ Solax Power Network Technology (Zhe jiang) Co Ltd X3-IES-6K (AS4777-2 2020) | 23 |  |  | Solax Power Network Technology (Zhe jiang) Co Ltd | T-BAT HS 25 | 1 | Solax Power Network Technology (Zhe jiang) Co Ltd | X3-IES-6K (AS4777-2 2020) | SolaX Triple Power | 2027-10-10
2025-05-19 | HBS18360 | Solax Power Network Technology (Zhe jiang) Co Ltd T-BAT HS 30 (x1) w/ Solax Power Network Technology (Zhe jiang) Co Ltd X3-IES-6K (AS4777-2 2020) | 27.6 |  |  | Solax Power Network Technology (Zhe jiang) Co Ltd | T-BAT HS 30 | 1 | Solax Power Network Technology (Zhe jiang) Co Ltd | X3-IES-6K (AS4777-2 2020) | SolaX Triple Power | 2027-10-10
2025-05-19 | HBS18361 | Solax Power Network Technology (Zhe jiang) Co Ltd T-BAT HS 10 (x1) w/ Solax Power Network Technology (Zhe jiang) Co Ltd X3-IES-6K (AS4777-2 2020) Chint DTSU666 | 9.2 |  |  | Solax Power Network Technology (Zhe jiang) Co Ltd | T-BAT HS 10 | 1 | Solax Power Network Technology (Zhe jiang) Co Ltd | X3-IES-6K (AS4777-2 2020) | SolaX Triple Power | 2027-10-10
2025-05-19 | HBS18362 | Solax Power Network Technology (Zhe jiang) Co Ltd T-BAT HS 15 (x1) w/ Solax Power Network Technology (Zhe jiang) Co Ltd X3-IES-6K (AS4777-2 2020) Chint DTSU666 | 13.8 |  |  | Solax Power Network Technology (Zhe jiang) Co Ltd | T-BAT HS 15 | 1 | Solax Power Network Technology (Zhe jiang) Co Ltd | X3-IES-6K (AS4777-2 2020) | SolaX Triple Power | 2027-10-10
2025-05-19 | HBS18363 | Solax Power Network Technology (Zhe jiang) Co Ltd T-BAT HS 20 (x1) w/ Solax Power Network Technology (Zhe jiang) Co Ltd X3-IES-6K (AS4777-2 2020) Chint DTSU666 | 18.4 |  |  | Solax Power Network Technology (Zhe jiang) Co Ltd | T-BAT HS 20 | 1 | Solax Power Network Technology (Zhe jiang) Co Ltd | X3-IES-6K (AS4777-2 2020) | SolaX Triple Power | 2027-10-10
2025-05-19 | HBS18364 | Solax Power Network Technology (Zhe jiang) Co Ltd T-BAT HS 25 (x1) w/ Solax Power Network Technology (Zhe jiang) Co Ltd X3-IES-6K (AS4777-2 2020) Chint DTSU666 | 23 |  |  | Solax Power Network Technology (Zhe jiang) Co Ltd | T-BAT HS 25 | 1 | Solax Power Network Technology (Zhe jiang) Co Ltd | X3-IES-6K (AS4777-2 2020) | SolaX Triple Power | 2027-10-10
2025-05-19 | HBS18365 | Solax Power Network Technology (Zhe jiang) Co Ltd T-BAT HS 30 (x1) w/ Solax Power Network Technology (Zhe jiang) Co Ltd X3-IES-6K (AS4777-2 2020) Chint DTSU666 | 27.6 |  |  | Solax Power Network Technology (Zhe jiang) Co Ltd | T-BAT HS 30 | 1 | Solax Power Network Technology (Zhe jiang) Co Ltd | X3-IES-6K (AS4777-2 2020) | SolaX Triple Power | 2027-10-10
2025-05-19 | HBS18366 | Solax Power Network Technology (Zhe jiang) Co Ltd T-BAT HS 10 (x1) w/ Solax Power Network Technology (Zhe jiang) Co Ltd X3-IES-6K (AS4777-2 2020) Chint DTSU666-CT | 9.2 |  |  | Solax Power Network Technology (Zhe jiang) Co Ltd | T-BAT HS 10 | 1 | Solax Power Network Technology (Zhe jiang) Co Ltd | X3-IES-6K (AS4777-2 2020) | SolaX Triple Power | 2027-10-10
2025-05-19 | HBS18367 | Solax Power Network Technology (Zhe jiang) Co Ltd T-BAT HS 15 (x1) w/ Solax Power Network Technology (Zhe jiang) Co Ltd X3-IES-6K (AS4777-2 2020) Chint DTSU666-CT | 13.8 |  |  | Solax Power Network Technology (Zhe jiang) Co Ltd | T-BAT HS 15 | 1 | Solax Power Network Technology (Zhe jiang) Co Ltd | X3-IES-6K (AS4777-2 2020) | SolaX Triple Power | 2027-10-10
2025-05-19 | HBS18368 | Solax Power Network Technology (Zhe jiang) Co Ltd T-BAT HS 20 (x1) w/ Solax Power Network Technology (Zhe jiang) Co Ltd X3-IES-6K (AS4777-2 2020) Chint DTSU666-CT | 18.4 |  |  | Solax Power Network Technology (Zhe jiang) Co Ltd | T-BAT HS 20 | 1 | Solax Power Network Technology (Zhe jiang) Co Ltd | X3-IES-6K (AS4777-2 2020) | SolaX Triple Power | 2027-10-10
2025-05-19 | HBS18369 | Solax Power Network Technology (Zhe jiang) Co Ltd T-BAT HS 25 (x1) w/ Solax Power Network Technology (Zhe jiang) Co Ltd X3-IES-6K (AS4777-2 2020) Chint DTSU666-CT | 23 |  |  | Solax Power Network Technology (Zhe jiang) Co Ltd | T-BAT HS 25 | 1 | Solax Power Network Technology (Zhe jiang) Co Ltd | X3-IES-6K (AS4777-2 2020) | SolaX Triple Power | 2027-10-10
2025-05-19 | HBS18370 | Solax Power Network Technology (Zhe jiang) Co Ltd T-BAT HS 30 (x1) w/ Solax Power Network Technology (Zhe jiang) Co Ltd X3-IES-6K (AS4777-2 2020) Chint DTSU666-CT | 27.6 |  |  | Solax Power Network Technology (Zhe jiang) Co Ltd | T-BAT HS 30 | 1 | Solax Power Network Technology (Zhe jiang) Co Ltd | X3-IES-6K (AS4777-2 2020) | SolaX Triple Power | 2027-10-10
2025-05-19 | HBS18371 | Solax Power Network Technology (Zhe jiang) Co Ltd T-BAT HS 10 (x1) w/ Solax Power Network Technology (Zhe jiang) Co Ltd X3-IES-6K (AS4777-2 2020) Solax M3-40 | 9.2 |  |  | Solax Power Network Technology (Zhe jiang) Co Ltd | T-BAT HS 10 | 1 | Solax Power Network Technology (Zhe jiang) Co Ltd | X3-IES-6K (AS4777-2 2020) | SolaX Triple Power | 2027-10-10
2025-05-19 | HBS18372 | Solax Power Network Technology (Zhe jiang) Co Ltd T-BAT HS 15 (x1) w/ Solax Power Network Technology (Zhe jiang) Co Ltd X3-IES-6K (AS4777-2 2020) Solax M3-40 | 13.8 |  |  | Solax Power Network Technology (Zhe jiang) Co Ltd | T-BAT HS 15 | 1 | Solax Power Network Technology (Zhe jiang) Co Ltd | X3-IES-6K (AS4777-2 2020) | SolaX Triple Power | 2027-10-10
2025-05-19 | HBS18373 | Solax Power Network Technology (Zhe jiang) Co Ltd T-BAT HS 20 (x1) w/ Solax Power Network Technology (Zhe jiang) Co Ltd X3-IES-6K (AS4777-2 2020) Solax M3-40 | 18.4 |  |  | Solax Power Network Technology (Zhe jiang) Co Ltd | T-BAT HS 20 | 1 | Solax Power Network Technology (Zhe jiang) Co Ltd | X3-IES-6K (AS4777-2 2020) | SolaX Triple Power | 2027-10-10
2025-05-19 | HBS18374 | Solax Power Network Technology (Zhe jiang) Co Ltd T-BAT HS 25 (x1) w/ Solax Power Network Technology (Zhe jiang) Co Ltd X3-IES-6K (AS4777-2 2020) Solax M3-40 | 23 |  |  | Solax Power Network Technology (Zhe jiang) Co Ltd | T-BAT HS 25 | 1 | Solax Power Network Technology (Zhe jiang) Co Ltd | X3-IES-6K (AS4777-2 2020) | SolaX Triple Power | 2027-10-10
2025-05-19 | HBS18375 | Solax Power Network Technology (Zhe jiang) Co Ltd T-BAT HS 30 (x1) w/ Solax Power Network Technology (Zhe jiang) Co Ltd X3-IES-6K (AS4777-2 2020) Solax M3-40 | 27.6 |  |  | Solax Power Network Technology (Zhe jiang) Co Ltd | T-BAT HS 30 | 1 | Solax Power Network Technology (Zhe jiang) Co Ltd | X3-IES-6K (AS4777-2 2020) | SolaX Triple Power | 2027-10-10
2025-05-19 | HBS18376 | Solax Power Network Technology (Zhe jiang) Co Ltd T-BAT HS 10 (x1) w/ Solax Power Network Technology (Zhe jiang) Co Ltd X3-IES-6K (AS4777-2 2020) Solax M3-40-Dual | 9.2 |  |  | Solax Power Network Technology (Zhe jiang) Co Ltd | T-BAT HS 10 | 1 | Solax Power Network Technology (Zhe jiang) Co Ltd | X3-IES-6K (AS4777-2 2020) | SolaX Triple Power | 2027-10-10
2025-05-19 | HBS18377 | Solax Power Network Technology (Zhe jiang) Co Ltd T-BAT HS 15 (x1) w/ Solax Power Network Technology (Zhe jiang) Co Ltd X3-IES-6K (AS4777-2 2020) Solax M3-40-Dual | 13.8 |  |  | Solax Power Network Technology (Zhe jiang) Co Ltd | T-BAT HS 15 | 1 | Solax Power Network Technology (Zhe jiang) Co Ltd | X3-IES-6K (AS4777-2 2020) | SolaX Triple Power | 2027-10-10
2025-05-19 | HBS18378 | Solax Power Network Technology (Zhe jiang) Co Ltd T-BAT HS 20 (x1) w/ Solax Power Network Technology (Zhe jiang) Co Ltd X3-IES-6K (AS4777-2 2020) Solax M3-40-Dual | 18.4 |  |  | Solax Power Network Technology (Zhe jiang) Co Ltd | T-BAT HS 20 | 1 | Solax Power Network Technology (Zhe jiang) Co Ltd | X3-IES-6K (AS4777-2 2020) | SolaX Triple Power | 2027-10-10
2025-05-19 | HBS18379 | Solax Power Network Technology (Zhe jiang) Co Ltd T-BAT HS 25 (x1) w/ Solax Power Network Technology (Zhe jiang) Co Ltd X3-IES-6K (AS4777-2 2020) Solax M3-40-Dual | 23 |  |  | Solax Power Network Technology (Zhe jiang) Co Ltd | T-BAT HS 25 | 1 | Solax Power Network Technology (Zhe jiang) Co Ltd | X3-IES-6K (AS4777-2 2020) | SolaX Triple Power | 2027-10-10
2025-05-19 | HBS18380 | Solax Power Network Technology (Zhe jiang) Co Ltd T-BAT HS 30 (x1) w/ Solax Power Network Technology (Zhe jiang) Co Ltd X3-IES-6K (AS4777-2 2020) Solax M3-40-Dual | 27.6 |  |  | Solax Power Network Technology (Zhe jiang) Co Ltd | T-BAT HS 30 | 1 | Solax Power Network Technology (Zhe jiang) Co Ltd | X3-IES-6K (AS4777-2 2020) | SolaX Triple Power | 2027-10-10
2025-05-19 | HBS18381 | Solax Power Network Technology (Zhe jiang) Co Ltd T-BAT HS 10 (x1) w/ Solax Power Network Technology (Zhe jiang) Co Ltd X3-IES-8K (AS4777-2 2020) | 9.2 |  |  | Solax Power Network Technology (Zhe jiang) Co Ltd | T-BAT HS 10 | 1 | Solax Power Network Technology (Zhe jiang) Co Ltd | X3-IES-8K (AS4777-2 2020) | SolaX Triple Power | 2027-10-10
2025-05-19 | HBS18382 | Solax Power Network Technology (Zhe jiang) Co Ltd T-BAT HS 15 (x1) w/ Solax Power Network Technology (Zhe jiang) Co Ltd X3-IES-8K (AS4777-2 2020) | 13.8 |  |  | Solax Power Network Technology (Zhe jiang) Co Ltd | T-BAT HS 15 | 1 | Solax Power Network Technology (Zhe jiang) Co Ltd | X3-IES-8K (AS4777-2 2020) | SolaX Triple Power | 2027-10-10
2025-05-19 | HBS18383 | Solax Power Network Technology (Zhe jiang) Co Ltd T-BAT HS 20 (x1) w/ Solax Power Network Technology (Zhe jiang) Co Ltd X3-IES-8K (AS4777-2 2020) | 18.4 |  |  | Solax Power Network Technology (Zhe jiang) Co Ltd | T-BAT HS 20 | 1 | Solax Power Network Technology (Zhe jiang) Co Ltd | X3-IES-8K (AS4777-2 2020) | SolaX Triple Power | 2027-10-10
2025-05-19 | HBS18384 | Solax Power Network Technology (Zhe jiang) Co Ltd T-BAT HS 25 (x1) w/ Solax Power Network Technology (Zhe jiang) Co Ltd X3-IES-8K (AS4777-2 2020) | 23 |  |  | Solax Power Network Technology (Zhe jiang) Co Ltd | T-BAT HS 25 | 1 | Solax Power Network Technology (Zhe jiang) Co Ltd | X3-IES-8K (AS4777-2 2020) | SolaX Triple Power | 2027-10-10
2025-05-19 | HBS18385 | Solax Power Network Technology (Zhe jiang) Co Ltd T-BAT HS 30 (x1) w/ Solax Power Network Technology (Zhe jiang) Co Ltd X3-IES-8K (AS4777-2 2020) | 27.6 |  |  | Solax Power Network Technology (Zhe jiang) Co Ltd | T-BAT HS 30 | 1 | Solax Power Network Technology (Zhe jiang) Co Ltd | X3-IES-8K (AS4777-2 2020) | SolaX Triple Power | 2027-10-10
2025-05-19 | HBS18386 | Solax Power Network Technology (Zhe jiang) Co Ltd T-BAT HS 10 (x1) w/ Solax Power Network Technology (Zhe jiang) Co Ltd X3-IES-8K (AS4777-2 2020) Chint DTSU666 | 9.2 |  |  | Solax Power Network Technology (Zhe jiang) Co Ltd | T-BAT HS 10 | 1 | Solax Power Network Technology (Zhe jiang) Co Ltd | X3-IES-8K (AS4777-2 2020) | SolaX Triple Power | 2027-10-10
2025-05-19 | HBS18387 | Solax Power Network Technology (Zhe jiang) Co Ltd T-BAT HS 15 (x1) w/ Solax Power Network Technology (Zhe jiang) Co Ltd X3-IES-8K (AS4777-2 2020) Chint DTSU666 | 13.8 |  |  | Solax Power Network Technology (Zhe jiang) Co Ltd | T-BAT HS 15 | 1 | Solax Power Network Technology (Zhe jiang) Co Ltd | X3-IES-8K (AS4777-2 2020) | SolaX Triple Power | 2027-10-10
2025-05-19 | HBS18388 | Solax Power Network Technology (Zhe jiang) Co Ltd T-BAT HS 20 (x1) w/ Solax Power Network Technology (Zhe jiang) Co Ltd X3-IES-8K (AS4777-2 2020) Chint DTSU666 | 18.4 |  |  | Solax Power Network Technology (Zhe jiang) Co Ltd | T-BAT HS 20 | 1 | Solax Power Network Technology (Zhe jiang) Co Ltd | X3-IES-8K (AS4777-2 2020) | SolaX Triple Power | 2027-10-10
2025-05-19 | HBS18389 | Solax Power Network Technology (Zhe jiang) Co Ltd T-BAT HS 25 (x1) w/ Solax Power Network Technology (Zhe jiang) Co Ltd X3-IES-8K (AS4777-2 2020) Chint DTSU666 | 23 |  |  | Solax Power Network Technology (Zhe jiang) Co Ltd | T-BAT HS 25 | 1 | Solax Power Network Technology (Zhe jiang) Co Ltd | X3-IES-8K (AS4777-2 2020) | SolaX Triple Power | 2027-10-10
2025-05-19 | HBS18390 | Solax Power Network Technology (Zhe jiang) Co Ltd T-BAT HS 30 (x1) w/ Solax Power Network Technology (Zhe jiang) Co Ltd X3-IES-8K (AS4777-2 2020) Chint DTSU666 | 27.6 |  |  | Solax Power Network Technology (Zhe jiang) Co Ltd | T-BAT HS 30 | 1 | Solax Power Network Technology (Zhe jiang) Co Ltd | X3-IES-8K (AS4777-2 2020) | SolaX Triple Power | 2027-10-10
2025-05-19 | HBS18391 | Solax Power Network Technology (Zhe jiang) Co Ltd T-BAT HS 10 (x1) w/ Solax Power Network Technology (Zhe jiang) Co Ltd X3-IES-8K (AS4777-2 2020) Chint DTSU666-CT | 9.2 |  |  | Solax Power Network Technology (Zhe jiang) Co Ltd | T-BAT HS 10 | 1 | Solax Power Network Technology (Zhe jiang) Co Ltd | X3-IES-8K (AS4777-2 2020) | SolaX Triple Power | 2027-10-10
2025-05-19 | HBS18392 | Solax Power Network Technology (Zhe jiang) Co Ltd T-BAT HS 15 (x1) w/ Solax Power Network Technology (Zhe jiang) Co Ltd X3-IES-8K (AS4777-2 2020) Chint DTSU666-CT | 13.8 |  |  | Solax Power Network Technology (Zhe jiang) Co Ltd | T-BAT HS 15 | 1 | Solax Power Network Technology (Zhe jiang) Co Ltd | X3-IES-8K (AS4777-2 2020) | SolaX Triple Power | 2027-10-10
2025-05-19 | HBS18393 | Solax Power Network Technology (Zhe jiang) Co Ltd T-BAT HS 20 (x1) w/ Solax Power Network Technology (Zhe jiang) Co Ltd X3-IES-8K (AS4777-2 2020) Chint DTSU666-CT | 18.4 |  |  | Solax Power Network Technology (Zhe jiang) Co Ltd | T-BAT HS 20 | 1 | Solax Power Network Technology (Zhe jiang) Co Ltd | X3-IES-8K (AS4777-2 2020) | SolaX Triple Power | 2027-10-10
2025-05-19 | HBS18394 | Solax Power Network Technology (Zhe jiang) Co Ltd T-BAT HS 25 (x1) w/ Solax Power Network Technology (Zhe jiang) Co Ltd X3-IES-8K (AS4777-2 2020) Chint DTSU666-CT | 23 |  |  | Solax Power Network Technology (Zhe jiang) Co Ltd | T-BAT HS 25 | 1 | Solax Power Network Technology (Zhe jiang) Co Ltd | X3-IES-8K (AS4777-2 2020) | SolaX Triple Power | 2027-10-10
2025-05-19 | HBS18395 | Solax Power Network Technology (Zhe jiang) Co Ltd T-BAT HS 30 (x1) w/ Solax Power Network Technology (Zhe jiang) Co Ltd X3-IES-8K (AS4777-2 2020) Chint DTSU666-CT | 27.6 |  |  | Solax Power Network Technology (Zhe jiang) Co Ltd | T-BAT HS 30 | 1 | Solax Power Network Technology (Zhe jiang) Co Ltd | X3-IES-8K (AS4777-2 2020) | SolaX Triple Power | 2027-10-10
2025-05-19 | HBS18396 | Solax Power Network Technology (Zhe jiang) Co Ltd T-BAT HS 10 (x1) w/ Solax Power Network Technology (Zhe jiang) Co Ltd X3-IES-8K (AS4777-2 2020) Solax M3-40 | 9.2 |  |  | Solax Power Network Technology (Zhe jiang) Co Ltd | T-BAT HS 10 | 1 | Solax Power Network Technology (Zhe jiang) Co Ltd | X3-IES-8K (AS4777-2 2020) | SolaX Triple Power | 2027-10-10
2025-05-19 | HBS18397 | Solax Power Network Technology (Zhe jiang) Co Ltd T-BAT HS 15 (x1) w/ Solax Power Network Technology (Zhe jiang) Co Ltd X3-IES-8K (AS4777-2 2020) Solax M3-40 | 13.8 |  |  | Solax Power Network Technology (Zhe jiang) Co Ltd | T-BAT HS 15 | 1 | Solax Power Network Technology (Zhe jiang) Co Ltd | X3-IES-8K (AS4777-2 2020) | SolaX Triple Power | 2027-10-10
2025-05-19 | HBS18398 | Solax Power Network Technology (Zhe jiang) Co Ltd T-BAT HS 20 (x1) w/ Solax Power Network Technology (Zhe jiang) Co Ltd X3-IES-8K (AS4777-2 2020) Solax M3-40 | 18.4 |  |  | Solax Power Network Technology (Zhe jiang) Co Ltd | T-BAT HS 20 | 1 | Solax Power Network Technology (Zhe jiang) Co Ltd | X3-IES-8K (AS4777-2 2020) | SolaX Triple Power | 2027-10-10
2025-05-19 | HBS18399 | Solax Power Network Technology (Zhe jiang) Co Ltd T-BAT HS 25 (x1) w/ Solax Power Network Technology (Zhe jiang) Co Ltd X3-IES-8K (AS4777-2 2020) Solax M3-40 | 23 |  |  | Solax Power Network Technology (Zhe jiang) Co Ltd | T-BAT HS 25 | 1 | Solax Power Network Technology (Zhe jiang) Co Ltd | X3-IES-8K (AS4777-2 2020) | SolaX Triple Power | 2027-10-10
2025-05-19 | HBS18400 | Solax Power Network Technology (Zhe jiang) Co Ltd T-BAT HS 30 (x1) w/ Solax Power Network Technology (Zhe jiang) Co Ltd X3-IES-8K (AS4777-2 2020) Solax M3-40 | 27.6 |  |  | Solax Power Network Technology (Zhe jiang) Co Ltd | T-BAT HS 30 | 1 | Solax Power Network Technology (Zhe jiang) Co Ltd | X3-IES-8K (AS4777-2 2020) | SolaX Triple Power | 2027-10-10
2025-05-19 | HBS18401 | Solax Power Network Technology (Zhe jiang) Co Ltd T-BAT HS 10 (x1) w/ Solax Power Network Technology (Zhe jiang) Co Ltd X3-IES-8K (AS4777-2 2020) Solax M3-40-Dual | 9.2 |  |  | Solax Power Network Technology (Zhe jiang) Co Ltd | T-BAT HS 10 | 1 | Solax Power Network Technology (Zhe jiang) Co Ltd | X3-IES-8K (AS4777-2 2020) | SolaX Triple Power | 2027-10-10
2025-05-19 | HBS18402 | Solax Power Network Technology (Zhe jiang) Co Ltd T-BAT HS 15 (x1) w/ Solax Power Network Technology (Zhe jiang) Co Ltd X3-IES-8K (AS4777-2 2020) Solax M3-40-Dual | 13.8 |  |  | Solax Power Network Technology (Zhe jiang) Co Ltd | T-BAT HS 15 | 1 | Solax Power Network Technology (Zhe jiang) Co Ltd | X3-IES-8K (AS4777-2 2020) | SolaX Triple Power | 2027-10-10
2025-05-19 | HBS18403 | Solax Power Network Technology (Zhe jiang) Co Ltd T-BAT HS 20 (x1) w/ Solax Power Network Technology (Zhe jiang) Co Ltd X3-IES-8K (AS4777-2 2020) Solax M3-40-Dual | 18.4 |  |  | Solax Power Network Technology (Zhe jiang) Co Ltd | T-BAT HS 20 | 1 | Solax Power Network Technology (Zhe jiang) Co Ltd | X3-IES-8K (AS4777-2 2020) | SolaX Triple Power | 2027-10-10
2025-05-19 | HBS18404 | Solax Power Network Technology (Zhe jiang) Co Ltd T-BAT HS 25 (x1) w/ Solax Power Network Technology (Zhe jiang) Co Ltd X3-IES-8K (AS4777-2 2020) Solax M3-40-Dual | 23 |  |  | Solax Power Network Technology (Zhe jiang) Co Ltd | T-BAT HS 25 | 1 | Solax Power Network Technology (Zhe jiang) Co Ltd | X3-IES-8K (AS4777-2 2020) | SolaX Triple Power | 2027-10-10
2025-05-19 | HBS18405 | Solax Power Network Technology (Zhe jiang) Co Ltd T-BAT HS 30 (x1) w/ Solax Power Network Technology (Zhe jiang) Co Ltd X3-IES-8K (AS4777-2 2020) Solax M3-40-Dual | 27.6 |  |  | Solax Power Network Technology (Zhe jiang) Co Ltd | T-BAT HS 30 | 1 | Solax Power Network Technology (Zhe jiang) Co Ltd | X3-IES-8K (AS4777-2 2020) | SolaX Triple Power | 2027-10-10
2025-05-19 | HBS18406 | Solax Power Network Technology (Zhe jiang) Co Ltd T-BAT HS 10 (x1) w/ Solax Power Network Technology (Zhe jiang) Co Ltd X3-IES-10K (AS4777-2 2020) | 9.2 |  |  | Solax Power Network Technology (Zhe jiang) Co Ltd | T-BAT HS 10 | 1 | Solax Power Network Technology (Zhe jiang) Co Ltd | X3-IES-10K (AS4777-2 2020) | SolaX Triple Power | 2027-10-10
2025-05-19 | HBS18407 | Solax Power Network Technology (Zhe jiang) Co Ltd T-BAT HS 15 (x1) w/ Solax Power Network Technology (Zhe jiang) Co Ltd X3-IES-10K (AS4777-2 2020) | 13.8 |  |  | Solax Power Network Technology (Zhe jiang) Co Ltd | T-BAT HS 15 | 1 | Solax Power Network Technology (Zhe jiang) Co Ltd | X3-IES-10K (AS4777-2 2020) | SolaX Triple Power | 2027-10-10
2025-05-19 | HBS18408 | Solax Power Network Technology (Zhe jiang) Co Ltd T-BAT HS 20 (x1) w/ Solax Power Network Technology (Zhe jiang) Co Ltd X3-IES-10K (AS4777-2 2020) | 18.4 |  |  | Solax Power Network Technology (Zhe jiang) Co Ltd | T-BAT HS 20 | 1 | Solax Power Network Technology (Zhe jiang) Co Ltd | X3-IES-10K (AS4777-2 2020) | SolaX Triple Power | 2027-10-10
2025-05-19 | HBS18409 | Solax Power Network Technology (Zhe jiang) Co Ltd T-BAT HS 25 (x1) w/ Solax Power Network Technology (Zhe jiang) Co Ltd X3-IES-10K (AS4777-2 2020) | 23 |  |  | Solax Power Network Technology (Zhe jiang) Co Ltd | T-BAT HS 25 | 1 | Solax Power Network Technology (Zhe jiang) Co Ltd | X3-IES-10K (AS4777-2 2020) | SolaX Triple Power | 2027-10-10
2025-05-19 | HBS18410 | Solax Power Network Technology (Zhe jiang) Co Ltd T-BAT HS 30 (x1) w/ Solax Power Network Technology (Zhe jiang) Co Ltd X3-IES-10K (AS4777-2 2020) | 27.6 |  |  | Solax Power Network Technology (Zhe jiang) Co Ltd | T-BAT HS 30 | 1 | Solax Power Network Technology (Zhe jiang) Co Ltd | X3-IES-10K (AS4777-2 2020) | SolaX Triple Power | 2027-10-10
2025-05-19 | HBS18411 | Solax Power Network Technology (Zhe jiang) Co Ltd T-BAT HS 10 (x1) w/ Solax Power Network Technology (Zhe jiang) Co Ltd X3-IES-10K (AS4777-2 2020) Chint DTSU666 | 9.2 |  |  | Solax Power Network Technology (Zhe jiang) Co Ltd | T-BAT HS 10 | 1 | Solax Power Network Technology (Zhe jiang) Co Ltd | X3-IES-10K (AS4777-2 2020) | SolaX Triple Power | 2027-10-10
2025-05-19 | HBS18412 | Solax Power Network Technology (Zhe jiang) Co Ltd T-BAT HS 15 (x1) w/ Solax Power Network Technology (Zhe jiang) Co Ltd X3-IES-10K (AS4777-2 2020) Chint DTSU666 | 13.8 |  |  | Solax Power Network Technology (Zhe jiang) Co Ltd | T-BAT HS 15 | 1 | Solax Power Network Technology (Zhe jiang) Co Ltd | X3-IES-10K (AS4777-2 2020) | SolaX Triple Power | 2027-10-10
2025-05-19 | HBS18413 | Solax Power Network Technology (Zhe jiang) Co Ltd T-BAT HS 20 (x1) w/ Solax Power Network Technology (Zhe jiang) Co Ltd X3-IES-10K (AS4777-2 2020) Chint DTSU666 | 18.4 |  |  | Solax Power Network Technology (Zhe jiang) Co Ltd | T-BAT HS 20 | 1 | Solax Power Network Technology (Zhe jiang) Co Ltd | X3-IES-10K (AS4777-2 2020) | SolaX Triple Power | 2027-10-10
2025-05-19 | HBS18414 | Solax Power Network Technology (Zhe jiang) Co Ltd T-BAT HS 25 (x1) w/ Solax Power Network Technology (Zhe jiang) Co Ltd X3-IES-10K (AS4777-2 2020) Chint DTSU666 | 23 |  |  | Solax Power Network Technology (Zhe jiang) Co Ltd | T-BAT HS 25 | 1 | Solax Power Network Technology (Zhe jiang) Co Ltd | X3-IES-10K (AS4777-2 2020) | SolaX Triple Power | 2027-10-10
2025-05-19 | HBS18415 | Solax Power Network Technology (Zhe jiang) Co Ltd T-BAT HS 30 (x1) w/ Solax Power Network Technology (Zhe jiang) Co Ltd X3-IES-10K (AS4777-2 2020) Chint DTSU666 | 27.6 |  |  | Solax Power Network Technology (Zhe jiang) Co Ltd | T-BAT HS 30 | 1 | Solax Power Network Technology (Zhe jiang) Co Ltd | X3-IES-10K (AS4777-2 2020) | SolaX Triple Power | 2027-10-10
2025-05-19 | HBS18416 | Solax Power Network Technology (Zhe jiang) Co Ltd T-BAT HS 10 (x1) w/ Solax Power Network Technology (Zhe jiang) Co Ltd X3-IES-10K (AS4777-2 2020) Chint DTSU666-CT | 9.2 |  |  | Solax Power Network Technology (Zhe jiang) Co Ltd | T-BAT HS 10 | 1 | Solax Power Network Technology (Zhe jiang) Co Ltd | X3-IES-10K (AS4777-2 2020) | SolaX Triple Power | 2027-10-10
2025-05-19 | HBS18417 | Solax Power Network Technology (Zhe jiang) Co Ltd T-BAT HS 15 (x1) w/ Solax Power Network Technology (Zhe jiang) Co Ltd X3-IES-10K (AS4777-2 2020) Chint DTSU666-CT | 13.8 |  |  | Solax Power Network Technology (Zhe jiang) Co Ltd | T-BAT HS 15 | 1 | Solax Power Network Technology (Zhe jiang) Co Ltd | X3-IES-10K (AS4777-2 2020) | SolaX Triple Power | 2027-10-10
2025-05-19 | HBS18418 | Solax Power Network Technology (Zhe jiang) Co Ltd T-BAT HS 20 (x1) w/ Solax Power Network Technology (Zhe jiang) Co Ltd X3-IES-10K (AS4777-2 2020) Chint DTSU666-CT | 18.4 |  |  | Solax Power Network Technology (Zhe jiang) Co Ltd | T-BAT HS 20 | 1 | Solax Power Network Technology (Zhe jiang) Co Ltd | X3-IES-10K (AS4777-2 2020) | SolaX Triple Power | 2027-10-10
2025-05-19 | HBS18419 | Solax Power Network Technology (Zhe jiang) Co Ltd T-BAT HS 25 (x1) w/ Solax Power Network Technology (Zhe jiang) Co Ltd X3-IES-10K (AS4777-2 2020) Chint DTSU666-CT | 23 |  |  | Solax Power Network Technology (Zhe jiang) Co Ltd | T-BAT HS 25 | 1 | Solax Power Network Technology (Zhe jiang) Co Ltd | X3-IES-10K (AS4777-2 2020) | SolaX Triple Power | 2027-10-10
2025-05-19 | HBS18420 | Solax Power Network Technology (Zhe jiang) Co Ltd T-BAT HS 30 (x1) w/ Solax Power Network Technology (Zhe jiang) Co Ltd X3-IES-10K (AS4777-2 2020) Chint DTSU666-CT | 27.6 |  |  | Solax Power Network Technology (Zhe jiang) Co Ltd | T-BAT HS 30 | 1 | Solax Power Network Technology (Zhe jiang) Co Ltd | X3-IES-10K (AS4777-2 2020) | SolaX Triple Power | 2027-10-10
2025-05-19 | HBS18421 | Solax Power Network Technology (Zhe jiang) Co Ltd T-BAT HS 10 (x1) w/ Solax Power Network Technology (Zhe jiang) Co Ltd X3-IES-10K (AS4777-2 2020) Solax M3-40 | 9.2 |  |  | Solax Power Network Technology (Zhe jiang) Co Ltd | T-BAT HS 10 | 1 | Solax Power Network Technology (Zhe jiang) Co Ltd | X3-IES-10K (AS4777-2 2020) | SolaX Triple Power | 2027-10-10
2025-05-19 | HBS18422 | Solax Power Network Technology (Zhe jiang) Co Ltd T-BAT HS 15 (x1) w/ Solax Power Network Technology (Zhe jiang) Co Ltd X3-IES-10K (AS4777-2 2020) Solax M3-40 | 13.8 |  |  | Solax Power Network Technology (Zhe jiang) Co Ltd | T-BAT HS 15 | 1 | Solax Power Network Technology (Zhe jiang) Co Ltd | X3-IES-10K (AS4777-2 2020) | SolaX Triple Power | 2027-10-10
2025-05-19 | HBS18423 | Solax Power Network Technology (Zhe jiang) Co Ltd T-BAT HS 20 (x1) w/ Solax Power Network Technology (Zhe jiang) Co Ltd X3-IES-10K (AS4777-2 2020) Solax M3-40 | 18.4 |  |  | Solax Power Network Technology (Zhe jiang) Co Ltd | T-BAT HS 20 | 1 | Solax Power Network Technology (Zhe jiang) Co Ltd | X3-IES-10K (AS4777-2 2020) | SolaX Triple Power | 2027-10-10
2025-05-19 | HBS18424 | Solax Power Network Technology (Zhe jiang) Co Ltd T-BAT HS 25 (x1) w/ Solax Power Network Technology (Zhe jiang) Co Ltd X3-IES-10K (AS4777-2 2020) Solax M3-40 | 23 |  |  | Solax Power Network Technology (Zhe jiang) Co Ltd | T-BAT HS 25 | 1 | Solax Power Network Technology (Zhe jiang) Co Ltd | X3-IES-10K (AS4777-2 2020) | SolaX Triple Power | 2027-10-10
2025-05-19 | HBS18425 | Solax Power Network Technology (Zhe jiang) Co Ltd T-BAT HS 30 (x1) w/ Solax Power Network Technology (Zhe jiang) Co Ltd X3-IES-10K (AS4777-2 2020) Solax M3-40 | 27.6 |  |  | Solax Power Network Technology (Zhe jiang) Co Ltd | T-BAT HS 30 | 1 | Solax Power Network Technology (Zhe jiang) Co Ltd | X3-IES-10K (AS4777-2 2020) | SolaX Triple Power | 2027-10-10
2025-05-19 | HBS18426 | Solax Power Network Technology (Zhe jiang) Co Ltd T-BAT HS 10 (x1) w/ Solax Power Network Technology (Zhe jiang) Co Ltd X3-IES-10K (AS4777-2 2020) Solax M3-40-Dual | 9.2 |  |  | Solax Power Network Technology (Zhe jiang) Co Ltd | T-BAT HS 10 | 1 | Solax Power Network Technology (Zhe jiang) Co Ltd | X3-IES-10K (AS4777-2 2020) | SolaX Triple Power | 2027-10-10
2025-05-19 | HBS18427 | Solax Power Network Technology (Zhe jiang) Co Ltd T-BAT HS 15 (x1) w/ Solax Power Network Technology (Zhe jiang) Co Ltd X3-IES-10K (AS4777-2 2020) Solax M3-40-Dual | 13.8 |  |  | Solax Power Network Technology (Zhe jiang) Co Ltd | T-BAT HS 15 | 1 | Solax Power Network Technology (Zhe jiang) Co Ltd | X3-IES-10K (AS4777-2 2020) | SolaX Triple Power | 2027-10-10
2025-05-19 | HBS18428 | Solax Power Network Technology (Zhe jiang) Co Ltd T-BAT HS 20 (x1) w/ Solax Power Network Technology (Zhe jiang) Co Ltd X3-IES-10K (AS4777-2 2020) Solax M3-40-Dual | 18.4 |  |  | Solax Power Network Technology (Zhe jiang) Co Ltd | T-BAT HS 20 | 1 | Solax Power Network Technology (Zhe jiang) Co Ltd | X3-IES-10K (AS4777-2 2020) | SolaX Triple Power | 2027-10-10
2025-05-19 | HBS18429 | Solax Power Network Technology (Zhe jiang) Co Ltd T-BAT HS 25 (x1) w/ Solax Power Network Technology (Zhe jiang) Co Ltd X3-IES-10K (AS4777-2 2020) Solax M3-40-Dual | 23 |  |  | Solax Power Network Technology (Zhe jiang) Co Ltd | T-BAT HS 25 | 1 | Solax Power Network Technology (Zhe jiang) Co Ltd | X3-IES-10K (AS4777-2 2020) | SolaX Triple Power | 2027-10-10
2025-05-19 | HBS18430 | Solax Power Network Technology (Zhe jiang) Co Ltd T-BAT HS 30 (x1) w/ Solax Power Network Technology (Zhe jiang) Co Ltd X3-IES-10K (AS4777-2 2020) Solax M3-40-Dual | 27.6 |  |  | Solax Power Network Technology (Zhe jiang) Co Ltd | T-BAT HS 30 | 1 | Solax Power Network Technology (Zhe jiang) Co Ltd | X3-IES-10K (AS4777-2 2020) | SolaX Triple Power | 2027-10-10
2025-05-19 | HBS18431 | Solax Power Network Technology (Zhe jiang) Co Ltd T-BAT HS 10 (x1) w/ Solax Power Network Technology (Zhe jiang) Co Ltd X3-IES-12K (AS4777-2 20:20) | 9.2 |  |  | Solax Power Network Technology (Zhe jiang) Co Ltd | T-BAT HS 10 | 1 | Solax Power Network Technology (Zhe jiang) Co Ltd | X3-IES-12K (AS4777-2 20:20) | SolaX Triple Power | 2027-10-10
2025-05-19 | HBS18432 | Solax Power Network Technology (Zhe jiang) Co Ltd T-BAT HS 15 (x1) w/ Solax Power Network Technology (Zhe jiang) Co Ltd X3-IES-12K (AS4777-2 20:20) | 13.8 |  |  | Solax Power Network Technology (Zhe jiang) Co Ltd | T-BAT HS 15 | 1 | Solax Power Network Technology (Zhe jiang) Co Ltd | X3-IES-12K (AS4777-2 20:20) | SolaX Triple Power | 2027-10-10
2025-05-19 | HBS18433 | Solax Power Network Technology (Zhe jiang) Co Ltd T-BAT HS 20 (x1) w/ Solax Power Network Technology (Zhe jiang) Co Ltd X3-IES-12K (AS4777-2 20:20) | 18.4 |  |  | Solax Power Network Technology (Zhe jiang) Co Ltd | T-BAT HS 20 | 1 | Solax Power Network Technology (Zhe jiang) Co Ltd | X3-IES-12K (AS4777-2 20:20) | SolaX Triple Power | 2027-10-10
2025-05-19 | HBS18434 | Solax Power Network Technology (Zhe jiang) Co Ltd T-BAT HS 25 (x1) w/ Solax Power Network Technology (Zhe jiang) Co Ltd X3-IES-12K (AS4777-2 20:20) | 23 |  |  | Solax Power Network Technology (Zhe jiang) Co Ltd | T-BAT HS 25 | 1 | Solax Power Network Technology (Zhe jiang) Co Ltd | X3-IES-12K (AS4777-2 20:20) | SolaX Triple Power | 2027-10-10
2025-05-19 | HBS18435 | Solax Power Network Technology (Zhe jiang) Co Ltd T-BAT HS 30 (x1) w/ Solax Power Network Technology (Zhe jiang) Co Ltd X3-IES-12K (AS4777-2 20:20) | 27.6 |  |  | Solax Power Network Technology (Zhe jiang) Co Ltd | T-BAT HS 30 | 1 | Solax Power Network Technology (Zhe jiang) Co Ltd | X3-IES-12K (AS4777-2 20:20) | SolaX Triple Power | 2027-10-10
2025-05-19 | HBS18436 | Solax Power Network Technology (Zhe jiang) Co Ltd T-BAT HS 10 (x1) w/ Solax Power Network Technology (Zhe jiang) Co Ltd X3-IES-12K (AS4777-2 20:20) Chint DTSU666 | 9.2 |  |  | Solax Power Network Technology (Zhe jiang) Co Ltd | T-BAT HS 10 | 1 | Solax Power Network Technology (Zhe jiang) Co Ltd | X3-IES-12K (AS4777-2 20:20) | SolaX Triple Power | 2027-10-10
2025-05-19 | HBS18437 | Solax Power Network Technology (Zhe jiang) Co Ltd T-BAT HS 15 (x1) w/ Solax Power Network Technology (Zhe jiang) Co Ltd X3-IES-12K (AS4777-2 20:20) Chint DTSU666 | 13.8 |  |  | Solax Power Network Technology (Zhe jiang) Co Ltd | T-BAT HS 15 | 1 | Solax Power Network Technology (Zhe jiang) Co Ltd | X3-IES-12K (AS4777-2 20:20) | SolaX Triple Power | 2027-10-10
2025-05-19 | HBS18438 | Solax Power Network Technology (Zhe jiang) Co Ltd T-BAT HS 20 (x1) w/ Solax Power Network Technology (Zhe jiang) Co Ltd X3-IES-12K (AS4777-2 20:20) Chint DTSU666 | 18.4 |  |  | Solax Power Network Technology (Zhe jiang) Co Ltd | T-BAT HS 20 | 1 | Solax Power Network Technology (Zhe jiang) Co Ltd | X3-IES-12K (AS4777-2 20:20) | SolaX Triple Power | 2027-10-10
2025-05-19 | HBS18439 | Solax Power Network Technology (Zhe jiang) Co Ltd T-BAT HS 25 (x1) w/ Solax Power Network Technology (Zhe jiang) Co Ltd X3-IES-12K (AS4777-2 20:20) Chint DTSU666 | 23 |  |  | Solax Power Network Technology (Zhe jiang) Co Ltd | T-BAT HS 25 | 1 | Solax Power Network Technology (Zhe jiang) Co Ltd | X3-IES-12K (AS4777-2 20:20) | SolaX Triple Power | 2027-10-10
2025-05-19 | HBS18440 | Solax Power Network Technology (Zhe jiang) Co Ltd T-BAT HS 30 (x1) w/ Solax Power Network Technology (Zhe jiang) Co Ltd X3-IES-12K (AS4777-2 20:20) Chint DTSU666 | 27.6 |  |  | Solax Power Network Technology (Zhe jiang) Co Ltd | T-BAT HS 30 | 1 | Solax Power Network Technology (Zhe jiang) Co Ltd | X3-IES-12K (AS4777-2 20:20) | SolaX Triple Power | 2027-10-10
2025-05-19 | HBS18441 | Solax Power Network Technology (Zhe jiang) Co Ltd T-BAT HS 10 (x1) w/ Solax Power Network Technology (Zhe jiang) Co Ltd X3-IES-12K (AS4777-2 20:20) Chint DTSU666-CT | 9.2 |  |  | Solax Power Network Technology (Zhe jiang) Co Ltd | T-BAT HS 10 | 1 | Solax Power Network Technology (Zhe jiang) Co Ltd | X3-IES-12K (AS4777-2 20:20) | SolaX Triple Power | 2027-10-10
2025-05-19 | HBS18442 | Solax Power Network Technology (Zhe jiang) Co Ltd T-BAT HS 15 (x1) w/ Solax Power Network Technology (Zhe jiang) Co Ltd X3-IES-12K (AS4777-2 20:20) Chint DTSU666-CT | 13.8 |  |  | Solax Power Network Technology (Zhe jiang) Co Ltd | T-BAT HS 15 | 1 | Solax Power Network Technology (Zhe jiang) Co Ltd | X3-IES-12K (AS4777-2 20:20) | SolaX Triple Power | 2027-10-10
2025-05-19 | HBS18443 | Solax Power Network Technology (Zhe jiang) Co Ltd T-BAT HS 20 (x1) w/ Solax Power Network Technology (Zhe jiang) Co Ltd X3-IES-12K (AS4777-2 20:20) Chint DTSU666-CT | 18.4 |  |  | Solax Power Network Technology (Zhe jiang) Co Ltd | T-BAT HS 20 | 1 | Solax Power Network Technology (Zhe jiang) Co Ltd | X3-IES-12K (AS4777-2 20:20) | SolaX Triple Power | 2027-10-10
2025-05-19 | HBS18444 | Solax Power Network Technology (Zhe jiang) Co Ltd T-BAT HS 25 (x1) w/ Solax Power Network Technology (Zhe jiang) Co Ltd X3-IES-12K (AS4777-2 20:20) Chint DTSU666-CT | 23 |  |  | Solax Power Network Technology (Zhe jiang) Co Ltd | T-BAT HS 25 | 1 | Solax Power Network Technology (Zhe jiang) Co Ltd | X3-IES-12K (AS4777-2 20:20) | SolaX Triple Power | 2027-10-10
2025-05-19 | HBS18445 | Solax Power Network Technology (Zhe jiang) Co Ltd T-BAT HS 30 (x1) w/ Solax Power Network Technology (Zhe jiang) Co Ltd X3-IES-12K (AS4777-2 20:20) Chint DTSU666-CT | 27.6 |  |  | Solax Power Network Technology (Zhe jiang) Co Ltd | T-BAT HS 30 | 1 | Solax Power Network Technology (Zhe jiang) Co Ltd | X3-IES-12K (AS4777-2 20:20) | SolaX Triple Power | 2027-10-10
2025-05-19 | HBS18446 | Solax Power Network Technology (Zhe jiang) Co Ltd T-BAT HS 10 (x1) w/ Solax Power Network Technology (Zhe jiang) Co Ltd X3-IES-12K (AS4777-2 20:20) Solax M3-40 | 9.2 |  |  | Solax Power Network Technology (Zhe jiang) Co Ltd | T-BAT HS 10 | 1 | Solax Power Network Technology (Zhe jiang) Co Ltd | X3-IES-12K (AS4777-2 20:20) | SolaX Triple Power | 2027-10-10
2025-05-19 | HBS18447 | Solax Power Network Technology (Zhe jiang) Co Ltd T-BAT HS 15 (x1) w/ Solax Power Network Technology (Zhe jiang) Co Ltd X3-IES-12K (AS4777-2 20:20) Solax M3-40 | 13.8 |  |  | Solax Power Network Technology (Zhe jiang) Co Ltd | T-BAT HS 15 | 1 | Solax Power Network Technology (Zhe jiang) Co Ltd | X3-IES-12K (AS4777-2 20:20) | SolaX Triple Power | 2027-10-10
2025-05-19 | HBS18448 | Solax Power Network Technology (Zhe jiang) Co Ltd T-BAT HS 20 (x1) w/ Solax Power Network Technology (Zhe jiang) Co Ltd X3-IES-12K (AS4777-2 20:20) Solax M3-40 | 18.4 |  |  | Solax Power Network Technology (Zhe jiang) Co Ltd | T-BAT HS 20 | 1 | Solax Power Network Technology (Zhe jiang) Co Ltd | X3-IES-12K (AS4777-2 20:20) | SolaX Triple Power | 2027-10-10
2025-05-19 | HBS18449 | Solax Power Network Technology (Zhe jiang) Co Ltd T-BAT HS 25 (x1) w/ Solax Power Network Technology (Zhe jiang) Co Ltd X3-IES-12K (AS4777-2 20:20) Solax M3-40 | 23 |  |  | Solax Power Network Technology (Zhe jiang) Co Ltd | T-BAT HS 25 | 1 | Solax Power Network Technology (Zhe jiang) Co Ltd | X3-IES-12K (AS4777-2 20:20) | SolaX Triple Power | 2027-10-10
2025-05-19 | HBS18450 | Solax Power Network Technology (Zhe jiang) Co Ltd T-BAT HS 30 (x1) w/ Solax Power Network Technology (Zhe jiang) Co Ltd X3-IES-12K (AS4777-2 20:20) Solax M3-40 | 27.6 |  |  | Solax Power Network Technology (Zhe jiang) Co Ltd | T-BAT HS 30 | 1 | Solax Power Network Technology (Zhe jiang) Co Ltd | X3-IES-12K (AS4777-2 20:20) | SolaX Triple Power | 2027-10-10
2025-05-19 | HBS18451 | Solax Power Network Technology (Zhe jiang) Co Ltd T-BAT HS 10 (x1) w/ Solax Power Network Technology (Zhe jiang) Co Ltd X3-IES-12K (AS4777-2 20:20) Solax M3-40-Dual | 9.2 |  |  | Solax Power Network Technology (Zhe jiang) Co Ltd | T-BAT HS 10 | 1 | Solax Power Network Technology (Zhe jiang) Co Ltd | X3-IES-12K (AS4777-2 20:20) | SolaX Triple Power | 2027-10-10
2025-05-19 | HBS18452 | Solax Power Network Technology (Zhe jiang) Co Ltd T-BAT HS 15 (x1) w/ Solax Power Network Technology (Zhe jiang) Co Ltd X3-IES-12K (AS4777-2 20:20) Solax M3-40-Dual | 13.8 |  |  | Solax Power Network Technology (Zhe jiang) Co Ltd | T-BAT HS 15 | 1 | Solax Power Network Technology (Zhe jiang) Co Ltd | X3-IES-12K (AS4777-2 20:20) | SolaX Triple Power | 2027-10-10
2025-05-19 | HBS18453 | Solax Power Network Technology (Zhe jiang) Co Ltd T-BAT HS 20 (x1) w/ Solax Power Network Technology (Zhe jiang) Co Ltd X3-IES-12K (AS4777-2 20:20) Solax M3-40-Dual | 18.4 |  |  | Solax Power Network Technology (Zhe jiang) Co Ltd | T-BAT HS 20 | 1 | Solax Power Network Technology (Zhe jiang) Co Ltd | X3-IES-12K (AS4777-2 20:20) | SolaX Triple Power | 2027-10-10
2025-05-19 | HBS18454 | Solax Power Network Technology (Zhe jiang) Co Ltd T-BAT HS 25 (x1) w/ Solax Power Network Technology (Zhe jiang) Co Ltd X3-IES-12K (AS4777-2 20:20) Solax M3-40-Dual | 23 |  |  | Solax Power Network Technology (Zhe jiang) Co Ltd | T-BAT HS 25 | 1 | Solax Power Network Technology (Zhe jiang) Co Ltd | X3-IES-12K (AS4777-2 20:20) | SolaX Triple Power | 2027-10-10
2025-05-19 | HBS18455 | Solax Power Network Technology (Zhe jiang) Co Ltd T-BAT HS 30 (x1) w/ Solax Power Network Technology (Zhe jiang) Co Ltd X3-IES-12K (AS4777-2 20:20) Solax M3-40-Dual | 27.6 |  |  | Solax Power Network Technology (Zhe jiang) Co Ltd | T-BAT HS 30 | 1 | Solax Power Network Technology (Zhe jiang) Co Ltd | X3-IES-12K (AS4777-2 20:20) | SolaX Triple Power | 2027-10-10
2025-05-19 | HBS18456 | Solax Power Network Technology (Zhe jiang) Co Ltd T-BAT HS 10 (x1) w/ Solax Power Network Technology (Zhe jiang) Co Ltd X3-IES-15K (AS4777-2 2020) | 9.2 |  |  | Solax Power Network Technology (Zhe jiang) Co Ltd | T-BAT HS 10 | 1 | Solax Power Network Technology (Zhe jiang) Co Ltd | X3-IES-15K (AS4777-2 2020) | SolaX Triple Power | 2027-10-10
2025-05-19 | HBS18457 | Solax Power Network Technology (Zhe jiang) Co Ltd T-BAT HS 15 (x1) w/ Solax Power Network Technology (Zhe jiang) Co Ltd X3-IES-15K (AS4777-2 2020) | 13.8 |  |  | Solax Power Network Technology (Zhe jiang) Co Ltd | T-BAT HS 15 | 1 | Solax Power Network Technology (Zhe jiang) Co Ltd | X3-IES-15K (AS4777-2 2020) | SolaX Triple Power | 2027-10-10
2025-05-19 | HBS18458 | Solax Power Network Technology (Zhe jiang) Co Ltd T-BAT HS 20 (x1) w/ Solax Power Network Technology (Zhe jiang) Co Ltd X3-IES-15K (AS4777-2 2020) | 18.4 |  |  | Solax Power Network Technology (Zhe jiang) Co Ltd | T-BAT HS 20 | 1 | Solax Power Network Technology (Zhe jiang) Co Ltd | X3-IES-15K (AS4777-2 2020) | SolaX Triple Power | 2027-10-10
2025-05-19 | HBS18459 | Solax Power Network Technology (Zhe jiang) Co Ltd T-BAT HS 25 (x1) w/ Solax Power Network Technology (Zhe jiang) Co Ltd X3-IES-15K (AS4777-2 2020) | 23 |  |  | Solax Power Network Technology (Zhe jiang) Co Ltd | T-BAT HS 25 | 1 | Solax Power Network Technology (Zhe jiang) Co Ltd | X3-IES-15K (AS4777-2 2020) | SolaX Triple Power | 2027-10-10
2025-05-19 | HBS18460 | Solax Power Network Technology (Zhe jiang) Co Ltd T-BAT HS 30 (x1) w/ Solax Power Network Technology (Zhe jiang) Co Ltd X3-IES-15K (AS4777-2 2020) | 27.6 |  |  | Solax Power Network Technology (Zhe jiang) Co Ltd | T-BAT HS 30 | 1 | Solax Power Network Technology (Zhe jiang) Co Ltd | X3-IES-15K (AS4777-2 2020) | SolaX Triple Power | 2027-10-10
2025-05-19 | HBS18461 | Solax Power Network Technology (Zhe jiang) Co Ltd T-BAT HS 10 (x1) w/ Solax Power Network Technology (Zhe jiang) Co Ltd X3-IES-15K (AS4777-2 2020) Chint DTSU666 | 9.2 |  |  | Solax Power Network Technology (Zhe jiang) Co Ltd | T-BAT HS 10 | 1 | Solax Power Network Technology (Zhe jiang) Co Ltd | X3-IES-15K (AS4777-2 2020) | SolaX Triple Power | 2027-10-10
2025-05-19 | HBS18462 | Solax Power Network Technology (Zhe jiang) Co Ltd T-BAT HS 15 (x1) w/ Solax Power Network Technology (Zhe jiang) Co Ltd X3-IES-15K (AS4777-2 2020) Chint DTSU666 | 13.8 |  |  | Solax Power Network Technology (Zhe jiang) Co Ltd | T-BAT HS 15 | 1 | Solax Power Network Technology (Zhe jiang) Co Ltd | X3-IES-15K (AS4777-2 2020) | SolaX Triple Power | 2027-10-10
2025-05-19 | HBS18463 | Solax Power Network Technology (Zhe jiang) Co Ltd T-BAT HS 20 (x1) w/ Solax Power Network Technology (Zhe jiang) Co Ltd X3-IES-15K (AS4777-2 2020) Chint DTSU666 | 18.4 |  |  | Solax Power Network Technology (Zhe jiang) Co Ltd | T-BAT HS 20 | 1 | Solax Power Network Technology (Zhe jiang) Co Ltd | X3-IES-15K (AS4777-2 2020) | SolaX Triple Power | 2027-10-10
2025-05-19 | HBS18464 | Solax Power Network Technology (Zhe jiang) Co Ltd T-BAT HS 25 (x1) w/ Solax Power Network Technology (Zhe jiang) Co Ltd X3-IES-15K (AS4777-2 2020) Chint DTSU666 | 23 |  |  | Solax Power Network Technology (Zhe jiang) Co Ltd | T-BAT HS 25 | 1 | Solax Power Network Technology (Zhe jiang) Co Ltd | X3-IES-15K (AS4777-2 2020) | SolaX Triple Power | 2027-10-10
2025-05-19 | HBS18465 | Solax Power Network Technology (Zhe jiang) Co Ltd T-BAT HS 30 (x1) w/ Solax Power Network Technology (Zhe jiang) Co Ltd X3-IES-15K (AS4777-2 2020) Chint DTSU666 | 27.6 |  |  | Solax Power Network Technology (Zhe jiang) Co Ltd | T-BAT HS 30 | 1 | Solax Power Network Technology (Zhe jiang) Co Ltd | X3-IES-15K (AS4777-2 2020) | SolaX Triple Power | 2027-10-10
2025-05-19 | HBS18466 | Solax Power Network Technology (Zhe jiang) Co Ltd T-BAT HS 10 (x1) w/ Solax Power Network Technology (Zhe jiang) Co Ltd X3-IES-15K (AS4777-2 2020) Chint DTSU666-CT | 9.2 |  |  | Solax Power Network Technology (Zhe jiang) Co Ltd | T-BAT HS 10 | 1 | Solax Power Network Technology (Zhe jiang) Co Ltd | X3-IES-15K (AS4777-2 2020) | SolaX Triple Power | 2027-10-10
2025-05-19 | HBS18467 | Solax Power Network Technology (Zhe jiang) Co Ltd T-BAT HS 15 (x1) w/ Solax Power Network Technology (Zhe jiang) Co Ltd X3-IES-15K (AS4777-2 2020) Chint DTSU666-CT | 13.8 |  |  | Solax Power Network Technology (Zhe jiang) Co Ltd | T-BAT HS 15 | 1 | Solax Power Network Technology (Zhe jiang) Co Ltd | X3-IES-15K (AS4777-2 2020) | SolaX Triple Power | 2027-10-10
2025-05-19 | HBS18468 | Solax Power Network Technology (Zhe jiang) Co Ltd T-BAT HS 20 (x1) w/ Solax Power Network Technology (Zhe jiang) Co Ltd X3-IES-15K (AS4777-2 2020) Chint DTSU666-CT | 18.4 |  |  | Solax Power Network Technology (Zhe jiang) Co Ltd | T-BAT HS 20 | 1 | Solax Power Network Technology (Zhe jiang) Co Ltd | X3-IES-15K (AS4777-2 2020) | SolaX Triple Power | 2027-10-10
2025-05-19 | HBS18469 | Solax Power Network Technology (Zhe jiang) Co Ltd T-BAT HS 25 (x1) w/ Solax Power Network Technology (Zhe jiang) Co Ltd X3-IES-15K (AS4777-2 2020) Chint DTSU666-CT | 23 |  |  | Solax Power Network Technology (Zhe jiang) Co Ltd | T-BAT HS 25 | 1 | Solax Power Network Technology (Zhe jiang) Co Ltd | X3-IES-15K (AS4777-2 2020) | SolaX Triple Power | 2027-10-10
2025-05-19 | HBS18470 | Solax Power Network Technology (Zhe jiang) Co Ltd T-BAT HS 30 (x1) w/ Solax Power Network Technology (Zhe jiang) Co Ltd X3-IES-15K (AS4777-2 2020) Chint DTSU666-CT | 27.6 |  |  | Solax Power Network Technology (Zhe jiang) Co Ltd | T-BAT HS 30 | 1 | Solax Power Network Technology (Zhe jiang) Co Ltd | X3-IES-15K (AS4777-2 2020) | SolaX Triple Power | 2027-10-10
2025-05-19 | HBS18471 | Solax Power Network Technology (Zhe jiang) Co Ltd T-BAT HS 10 (x1) w/ Solax Power Network Technology (Zhe jiang) Co Ltd X3-IES-15K (AS4777-2 2020) Chint M3-40 | 9.2 |  |  | Solax Power Network Technology (Zhe jiang) Co Ltd | T-BAT HS 10 | 1 | Solax Power Network Technology (Zhe jiang) Co Ltd | X3-IES-15K (AS4777-2 2020) | SolaX Triple Power | 2027-10-10
2025-05-19 | HBS18472 | Solax Power Network Technology (Zhe jiang) Co Ltd T-BAT HS 15 (x1) w/ Solax Power Network Technology (Zhe jiang) Co Ltd X3-IES-15K (AS4777-2 2020) Chint M3-40 | 13.8 |  |  | Solax Power Network Technology (Zhe jiang) Co Ltd | T-BAT HS 15 | 1 | Solax Power Network Technology (Zhe jiang) Co Ltd | X3-IES-15K (AS4777-2 2020) | SolaX Triple Power | 2027-10-10
2025-05-19 | HBS18473 | Solax Power Network Technology (Zhe jiang) Co Ltd T-BAT HS 20 (x1) w/ Solax Power Network Technology (Zhe jiang) Co Ltd X3-IES-15K (AS4777-2 2020) Chint M3-40 | 18.4 |  |  | Solax Power Network Technology (Zhe jiang) Co Ltd | T-BAT HS 20 | 1 | Solax Power Network Technology (Zhe jiang) Co Ltd | X3-IES-15K (AS4777-2 2020) | SolaX Triple Power | 2027-10-10
2025-05-19 | HBS18474 | Solax Power Network Technology (Zhe jiang) Co Ltd T-BAT HS 25 (x1) w/ Solax Power Network Technology (Zhe jiang) Co Ltd X3-IES-15K (AS4777-2 2020) Chint M3-40 | 23 |  |  | Solax Power Network Technology (Zhe jiang) Co Ltd | T-BAT HS 25 | 1 | Solax Power Network Technology (Zhe jiang) Co Ltd | X3-IES-15K (AS4777-2 2020) | SolaX Triple Power | 2027-10-10
2025-05-19 | HBS18475 | Solax Power Network Technology (Zhe jiang) Co Ltd T-BAT HS 30 (x1) w/ Solax Power Network Technology (Zhe jiang) Co Ltd X3-IES-15K (AS4777-2 2020) Chint M3-40 | 27.6 |  |  | Solax Power Network Technology (Zhe jiang) Co Ltd | T-BAT HS 30 | 1 | Solax Power Network Technology (Zhe jiang) Co Ltd | X3-IES-15K (AS4777-2 2020) | SolaX Triple Power | 2027-10-10
2025-05-19 | HBS18476 | Solax Power Network Technology (Zhe jiang) Co Ltd T-BAT HS 10 (x1) w/ Solax Power Network Technology (Zhe jiang) Co Ltd X3-IES-15K (AS4777-2 2020) Chint M3-40-Dual | 9.2 |  |  | Solax Power Network Technology (Zhe jiang) Co Ltd | T-BAT HS 10 | 1 | Solax Power Network Technology (Zhe jiang) Co Ltd | X3-IES-15K (AS4777-2 2020) | SolaX Triple Power | 2027-10-10
2025-05-19 | HBS18477 | Solax Power Network Technology (Zhe jiang) Co Ltd T-BAT HS 15 (x1) w/ Solax Power Network Technology (Zhe jiang) Co Ltd X3-IES-15K (AS4777-2 2020) Chint M3-40-Dual | 13.8 |  |  | Solax Power Network Technology (Zhe jiang) Co Ltd | T-BAT HS 15 | 1 | Solax Power Network Technology (Zhe jiang) Co Ltd | X3-IES-15K (AS4777-2 2020) | SolaX Triple Power | 2027-10-10
2025-05-19 | HBS18478 | Solax Power Network Technology (Zhe jiang) Co Ltd T-BAT HS 20 (x1) w/ Solax Power Network Technology (Zhe jiang) Co Ltd X3-IES-15K (AS4777-2 2020) Chint M3-40-Dual | 18.4 |  |  | Solax Power Network Technology (Zhe jiang) Co Ltd | T-BAT HS 20 | 1 | Solax Power Network Technology (Zhe jiang) Co Ltd | X3-IES-15K (AS4777-2 2020) | SolaX Triple Power | 2027-10-10
2025-05-19 | HBS18479 | Solax Power Network Technology (Zhe jiang) Co Ltd T-BAT HS 25 (x1) w/ Solax Power Network Technology (Zhe jiang) Co Ltd X3-IES-15K (AS4777-2 2020) Chint M3-40-Dual | 23 |  |  | Solax Power Network Technology (Zhe jiang) Co Ltd | T-BAT HS 25 | 1 | Solax Power Network Technology (Zhe jiang) Co Ltd | X3-IES-15K (AS4777-2 2020) | SolaX Triple Power | 2027-10-10
2025-05-19 | HBS18480 | Solax Power Network Technology (Zhe jiang) Co Ltd T-BAT HS 30 (x1) w/ Solax Power Network Technology (Zhe jiang) Co Ltd X3-IES-15K (AS4777-2 2020) Chint M3-40-Dual | 27.6 |  |  | Solax Power Network Technology (Zhe jiang) Co Ltd | T-BAT HS 30 | 1 | Solax Power Network Technology (Zhe jiang) Co Ltd | X3-IES-15K (AS4777-2 2020) | SolaX Triple Power | 2027-10-10